## Instructions
Multi-criteria Analysis for Planning Renewable Energy (mapRE)
Southern and Eastern Africa Renewable Energy Zones
Multi-criteria Planning and Zone Ranking Tool
This excel-based tool enables the user to rank renewable energy zones for a country, both by total levelized cost of energy, and the zone scores computed using user-defined weights.
This tool is used in conjunction with the SEAREZ interactive pdf map for the specific country
Instructions for using this tool
| a) | The three main worksheets for this tool are 1) Wind_Zone_Ranking, 2) CSP_Zone_Ranking, and 3) PV_Zone_Ranking. The rest of the worksheets, which are protected, are data outputs from computer scripts that were used to conduct this study, and are used as inputs to this tool.
| b) | In each of the main worksheets, the green cells accept user defined inputs. The rest of the worksheet is protected.
| c) | The worksheets are not password protected. The intention for worksheet protection is to preserve the functionality of the spreadsheet. The user can access the raw data by "unprotecting" the worksheets.
| d) | For full functionality of this tool, please use Microsoft Excel 2013 or later on Windows Operating System. Older versions of Microsoft Excel or versions on Mac OS may not visualize the supply curves appropriately, or may result in some loss of functionality.
DROP-DOWN ENTRY
| i) | The approximate projected demand in 2030 is the estimated demand from the eastern or southern African power pool plan studies.
| ii) | Supply curve display cut-off is the limit in GWh on the X-axis of the supply curves shown in the worksheet. A large GWh number may inhibit the display of the supply curve and the individual zones and their IDs.
| iii) | Resource quality threholds are the lower limits of the resource quality used in the analysis. Areas with resource quality below this level are not used in the analysis for the concerned country.
| iv) | The user can choose from the drop down menu whether they want to use distance to the nearest transmission line or nearest substation to compute the cost of transmission. If no spatial data on transmission lines or substations was available, these costs will be shown as zero.
| v) | The user can choose either the country-specific scoring scale, or the Africa Clean Energy Corridor scoring scale. The former scale uses the maximum and minimum values within the concerned country, while the latter uses those limits from across the ACEC region.
| vi) | The user can choose to provide weights for either the total levelized cost of energy (LCOE), OR its individual components i.e. LCOE generation, LCOE transmission, and LCOE road. The tool will not allow the used to enter weights for both.
USER-SPECIFIED VALUE ENTRY
| i) | The user can provide weights to each of the criteria. The total weight of all the criteria should equal 100%
| ii) | The share of each of the weights is shown in the pie chart on the right of this user-specified value entry box.
SUPPLY CURVE OUTPUT
| i) | There are two supply curves. The first one is sorted by the total levelized cost of energy. The second is sorted by the zone scores, which is computed by the user-defined weights. These supply curves will change dynamically as the weights change.
| ii) | The actual sorting of the zones is provided to the right hand side of the supply curves,
| iii) | The user can refer to the map image provided below the supply curves to locate the individual zones, or use the interactive pdf map to zoom in to a zone of interest.
Disclaimers
International Renewable Energy Agency Disclaimer:
The designations employed and the presentation of materials herein do not imply the expression of any opinion whatsoever on the part of the International Renewable Energy Agency concerning the legal status of any country, territory, city or area or of its authorities, or concerning the delimitation of its frontiers or boundaries. While this publication promotes the adoption and use of renewable energy, the International Renewable Energy Agency does not endorse any particular project, product or service provider.
Lawrence Berkeley National Laboratory Disclaimer:
This work was prepared as an account of work sponsored by an agency of the United States Government. Neither the United States Government nor any agency thereof, nor the Regents of the University of California, nor any of their employees, makes any warranty, express or implied, or assumes any legal responsibility for the accuracy, completeness, or usefulness of any information, apparatus, product, or process disclosed, or represents that its use would not infringe privately owned rights. Reference herein to any specific commercial product, process, or service by its trade name, trademark, manufacturer, or otherwise, does not necessarily constitute or imply its endorsement, recommendation, or favoring by the United States Government or any agency thereof, or the Regents of the University of California. The views and opinions of authors expressed herein do not necessarily state or reflect those of the United States Government or any agency thereof or the Regents of the University of California.
Boundaries and names shown in maps within the publication do not imply official endorsement by the International Renewable Energy Agency, Lawrence Berkeley National Laboratory, or University of California at Berkeley.

## Wind_Zone_Ranking
RENEWABLE ENERGY ZONES SUPPLY CURVE TOOL
DROP-DOWN ENTRY
COUNTRY | angola
TECHNOLOGY | wind
Approximate projected demand in 2030 | 20294 | GWh | [12 empty] | 10000 | 1927-05-18
wind generation target | 20 | GWh | [12 empty] | 20000 | 1954-10-03
Reference to be displayed on supply curve | wind generation target | [13 empty] | 40000 | 2009-07-06
Supply curve display cut-off | 40000 | GWh | [12 empty] | 60000 | 2064-04-08
Resource quality threshold used for analysis | [14 empty] | 80000 | 2119-01-11
Wind Power Density | 200 | W/m2 | [12 empty] | 100000 | 2173-10-14
Wind Speed | 5.6 | m/s | [24 empty] | COMPUTATIONS FOR THE PLOT: DO NOT ALTER | [22 empty] | COMPUTATIONS FOR THE PLOT: DO NOT ALTER
Substation OR transmission line data for computing transmission costs | transmission line | [25 empty] | Worksheet | TX/SS | angola_wind | 2030 Demand | wind generation target | wind generation target
Scoring scale for LCOE | country-specific | [25 empty] | angola_wind | TX | 0 | 1955-07-24 | 1900-01-19 | 1900-01-19
Scoring weights for Levelized Cost of Energy (LCOE) (see Cost Criteria) | LCOE total | [27 empty] | 250 | 1955-07-24 | 1900-01-19 | 1900-01-19
Optimally chosen turbine (Class I, II, or III) based on average wind speed OR Class II turbine | Optimally chosen
Capacity value ratio: 10% peak hours; chosen 3 hours over 1 year; chosen 3 hours over 10 years | Chosen 3 hours in a day - 1 year | [25 empty] | Supply curve sorted by Total LCOE |  |  |  | Label heuristics | 8000 | 7 | [7 empty] | 1 | 0.9 | 0.8 | 0.7 | 0.6 | 0.5 | 0.4 | 0.3 | 0.2 | Supply curve sorted by Total Score |  |  |  | Label heuristics | 8000 | 7 | [7 empty] | 1 | 0.9 | 0.8 | 0.7 | 0.6 | 0.5 | 0.4 | 0.3 | 0.2
[15 empty] | Zone Rank | Zone ID | Total Score with weights | Total LCOE | Annual Electricity Generation MWh (discounted) | Cumulative Generation Potential (GWh) | Zone Rank | Zone ID | Total Score with weights | Total LCOE | Annual Electricity Generation MWh (discounted) | Cumulative Generation Potential (GWh) | [7 empty] | Zone Rank | Zone ID | Total Score with weights | Total LCOE | Annual Electricity Generation MWh (discounted) | Cumulative Generation Potential (GWh) |  | 1-0.9 | 0.9-0.8 | 0.8-0.7 | 0.7-0.6 | 0.6-0.5 | 0.5-0.4 | 0.4-0.3 | 0.3-0.2 | 0.2> | [7 empty] | Zone Rank | Zone ID | Total Score with weights | Total LCOE | Annual Electricity Generation MWh (discounted) | Cumulative Generation Potential (GWh) |  | 1-0.9 | 0.9-0.8 | 0.8-0.7 | 0.7-0.6 | 0.6-0.5 | 0.5-0.4 | 0.4-0.3 | 0.3-0.2 | 0.2>
USER-SPECIFIED VALUE ENTRY | [6 empty] | country-specific |  | ACEC-specific | [5 empty] | 1 | A | 0.79857 | 150.8327 | 82828.5807 | 82.8286 | 1 | A | 0.79857 | 150.8327 | 82828.5807 | 82.8286 | A | 41.4143 | 1900-02-09 09:57 | 150.8327 | 1 | 1 | 157.8327 | 1 | A | 0.79857 | 150.8327 | 82828.5807 | 0 | 0 | 0 | 0 | 150.8327 | 0 | 0 | 0 | 0 | 0 | 0 | A | 41.4143 | 1900-02-09 09:57 | 150.8327 | 1 | 1 | 157.8327 | 1 | A | 0.79857 | 150.8327 | 82828.5807 | 0 | 0 | 0 | 0 | 150.8327 | 0 | 0 | 0 | 0 | 0 | 0
CRITERIA | User defined weights | Default weights | Weights used in analysis | Best critieria value (score = 1) | Worst criteria value (score = 0) | Units | Range (1) | Range (0) | Range (1) | Range (0) |  |  |  |  | 2 | #N/A | #N/A | #N/A | #N/A | #N/A | 2 | #N/A | #N/A | #N/A | #N/A | #N/A | #N/A | #N/A | #N/A | #N/A | #N/A | #N/A | #N/A | 1 | A | 0.79857 | 150.8327 | 82828.5807 | 82.8286 | 1900-03-22 19:53 | 0 | 0 | 150.8327 | 0 | 0 | 0 | 0 | 0 | 0 | #N/A | #N/A | #N/A | #N/A | #N/A | #N/A | #N/A | 1 | A | 0.79857 | 150.8327 | 82828.5807 | 82.8286 | 1900-03-22 19:53 | 0 | 0 | 150.8327 | 0 | 0 | 0 | 0 | 0 | 0
Cost criteria | [14 empty] | 3 | #N/A | #N/A | #N/A | #N/A | #N/A | 3 | #N/A | #N/A | #N/A | #N/A | #N/A | #N/A | #N/A | #N/A | #N/A | #N/A | #N/A | #N/A | 2 | #N/A | #N/A | #N/A | #N/A | 82.8286 | 1900-03-22 19:53 | #N/A | #N/A | #N/A | #N/A | #N/A | #N/A | #N/A | #N/A | #N/A | #N/A | #N/A | #N/A | #N/A | #N/A | #N/A | #N/A | 2 | #N/A | #N/A | #N/A | #N/A | 82.8286 | 1900-03-22 19:53 | #N/A | #N/A | #N/A | #N/A | #N/A | #N/A | #N/A | #N/A | #N/A
Total LCOE (using transmission line) | 30% | 40% | 30% | 150.8327 | 150.8327 | $/MWh | 150.8327 | 150.8327 | 40 | 157 |  |  |  |  | 4 | #N/A | #N/A | #N/A | #N/A | #N/A | 4 | #N/A | #N/A | #N/A | #N/A | #N/A | #N/A | #N/A | #N/A | #N/A | #N/A | #N/A | #N/A | 2 | #N/A | #N/A | #N/A | #N/A | #N/A | #N/A | #N/A | #N/A | #N/A | #N/A | #N/A | #N/A | #N/A | #N/A | #N/A | #N/A | #N/A | #N/A | #N/A | #N/A | #N/A | #N/A | 2 | #N/A | #N/A | #N/A | #N/A | #N/A | #N/A | #N/A | #N/A | #N/A | #N/A | #N/A | #N/A | #N/A | #N/A | #N/A
OR | OR | [13 empty] | 5 | #N/A | #N/A | #N/A | #N/A | #N/A | 5 | #N/A | #N/A | #N/A | #N/A | #N/A | #N/A | #N/A | #N/A | #N/A | #N/A | #N/A | #N/A | 3 | #N/A | #N/A | #N/A | #N/A | #N/A | #N/A | #N/A | #N/A | #N/A | #N/A | #N/A | #N/A | #N/A | #N/A | #N/A | #N/A | #N/A | #N/A | #N/A | #N/A | #N/A | #N/A | 3 | #N/A | #N/A | #N/A | #N/A | #N/A | #N/A | #N/A | #N/A | #N/A | #N/A | #N/A | #N/A | #N/A | #N/A | #N/A
Generation LCOE | 15% | 34% | 0% | 129.487 | 129.487 | $/MWh | 129.487 | 129.487 | 36 | 127 |  |  |  |  | 6 | #N/A | #N/A | #N/A | #N/A | #N/A | 6 | #N/A | #N/A | #N/A | #N/A | #N/A | #N/A | #N/A | #N/A | #N/A | #N/A | #N/A | #N/A | 3 | #N/A | #N/A | #N/A | #N/A | #N/A | #N/A | #N/A | #N/A | #N/A | #N/A | #N/A | #N/A | #N/A | #N/A | #N/A | #N/A | #N/A | #N/A | #N/A | #N/A | #N/A | #N/A | 3 | #N/A | #N/A | #N/A | #N/A | #N/A | #N/A | #N/A | #N/A | #N/A | #N/A | #N/A | #N/A | #N/A | #N/A | #N/A
Transmission LCOE (using transmission line) | 10% | 4% | 0% | 12.6192 | 12.6192 | $/MWh | 12.6192 | 12.6192 | 1 | 28 |  |  |  |  | 7 | #N/A | #N/A | #N/A | #N/A | #N/A | 7 | #N/A | #N/A | #N/A | #N/A | #N/A | #N/A | #N/A | #N/A | #N/A | #N/A | #N/A | #N/A | 4 | #N/A | #N/A | #N/A | #N/A | #N/A | #N/A | #N/A | #N/A | #N/A | #N/A | #N/A | #N/A | #N/A | #N/A | #N/A | #N/A | #N/A | #N/A | #N/A | #N/A | #N/A | #N/A | 4 | #N/A | #N/A | #N/A | #N/A | #N/A | #N/A | #N/A | #N/A | #N/A | #N/A | #N/A | #N/A | #N/A | #N/A | #N/A
Road LCOE | 5% | 2% | 0% | 8.7264 | 8.7264 | $/MWh | 8.7264 | 8.7264 | 0 | 37 |  |  |  |  | 8 | #N/A | #N/A | #N/A | #N/A | #N/A | 8 | #N/A | #N/A | #N/A | #N/A | #N/A | #N/A | #N/A | #N/A | #N/A | #N/A | #N/A | #N/A | 4 | #N/A | #N/A | #N/A | #N/A | #N/A | #N/A | #N/A | #N/A | #N/A | #N/A | #N/A | #N/A | #N/A | #N/A | #N/A | #N/A | #N/A | #N/A | #N/A | #N/A | #N/A | #N/A | 4 | #N/A | #N/A | #N/A | #N/A | #N/A | #N/A | #N/A | #N/A | #N/A | #N/A | #N/A | #N/A | #N/A | #N/A | #N/A
Other criteria | [14 empty] | 9 | #N/A | #N/A | #N/A | #N/A | #N/A | 9 | #N/A | #N/A | #N/A | #N/A | #N/A | #N/A | #N/A | #N/A | #N/A | #N/A | #N/A | #N/A | 5 | #N/A | #N/A | #N/A | #N/A | #N/A | #N/A | #N/A | #N/A | #N/A | #N/A | #N/A | #N/A | #N/A | #N/A | #N/A | #N/A | #N/A | #N/A | #N/A | #N/A | #N/A | #N/A | 5 | #N/A | #N/A | #N/A | #N/A | #N/A | #N/A | #N/A | #N/A | #N/A | #N/A | #N/A | #N/A | #N/A | #N/A | #N/A
Capacity value ratio using Chosen 3 hours in a day - 1 year | 10% | 10% | 10% | 1.15 | 1.15 |  | 1.15 | 1.15 | [6 empty] | 10 | #N/A | #N/A | #N/A | #N/A | #N/A | 10 | #N/A | #N/A | #N/A | #N/A | #N/A | #N/A | #N/A | #N/A | #N/A | #N/A | #N/A | #N/A | 5 | #N/A | #N/A | #N/A | #N/A | #N/A | #N/A | #N/A | #N/A | #N/A | #N/A | #N/A | #N/A | #N/A | #N/A | #N/A | #N/A | #N/A | #N/A | #N/A | #N/A | #N/A | #N/A | 5 | #N/A | #N/A | #N/A | #N/A | #N/A | #N/A | #N/A | #N/A | #N/A | #N/A | #N/A | #N/A | #N/A | #N/A | #N/A
Distance to Load Centers | 15% | 15% | 15% | 0 | 100+ | km | [8 empty] | 11 | #N/A | #N/A | #N/A | #N/A | #N/A | 11 | #N/A | #N/A | #N/A | #N/A | #N/A | #N/A | #N/A | #N/A | #N/A | #N/A | #N/A | #N/A | 6 | #N/A | #N/A | #N/A | #N/A | #N/A | #N/A | #N/A | #N/A | #N/A | #N/A | #N/A | #N/A | #N/A | #N/A | #N/A | #N/A | #N/A | #N/A | #N/A | #N/A | #N/A | #N/A | 6 | #N/A | #N/A | #N/A | #N/A | #N/A | #N/A | #N/A | #N/A | #N/A | #N/A | #N/A | #N/A | #N/A | #N/A | #N/A
Distance to existing or proposed wind plant | 10% | 10% | 10% | 0 | 25+ | km | [8 empty] | 12 | #N/A | #N/A | #N/A | #N/A | #N/A | 12 | #N/A | #N/A | #N/A | #N/A | #N/A | #N/A | #N/A | #N/A | #N/A | #N/A | #N/A | #N/A | 6 | #N/A | #N/A | #N/A | #N/A | #N/A | #N/A | #N/A | #N/A | #N/A | #N/A | #N/A | #N/A | #N/A | #N/A | #N/A | #N/A | #N/A | #N/A | #N/A | #N/A | #N/A | #N/A | 6 | #N/A | #N/A | #N/A | #N/A | #N/A | #N/A | #N/A | #N/A | #N/A | #N/A | #N/A | #N/A | #N/A | #N/A | #N/A
Distance to existing or proposed geothermal plant | 5% | 5% | 5% | 0 | 25+ | km | [8 empty] | 13 | #N/A | #N/A | #N/A | #N/A | #N/A | 13 | #N/A | #N/A | #N/A | #N/A | #N/A | #N/A | #N/A | #N/A | #N/A | #N/A | #N/A | #N/A | 7 | #N/A | #N/A | #N/A | #N/A | #N/A | #N/A | #N/A | #N/A | #N/A | #N/A | #N/A | #N/A | #N/A | #N/A | #N/A | #N/A | #N/A | #N/A | #N/A | #N/A | #N/A | #N/A | 7 | #N/A | #N/A | #N/A | #N/A | #N/A | #N/A | #N/A | #N/A | #N/A | #N/A | #N/A | #N/A | #N/A | #N/A | #N/A
Distance to any existing or proposed RE technology plant (solar, wind, geothermal) | 0% | 0% | 0% | 0 | 25+ | km | [8 empty] | 14 | #N/A | #N/A | #N/A | #N/A | #N/A | 14 | #N/A | #N/A | #N/A | #N/A | #N/A | #N/A | #N/A | #N/A | #N/A | #N/A | #N/A | #N/A | 7 | #N/A | #N/A | #N/A | #N/A | #N/A | #N/A | #N/A | #N/A | #N/A | #N/A | #N/A | #N/A | #N/A | #N/A | #N/A | #N/A | #N/A | #N/A | #N/A | #N/A | #N/A | #N/A | 7 | #N/A | #N/A | #N/A | #N/A | #N/A | #N/A | #N/A | #N/A | #N/A | #N/A | #N/A | #N/A | #N/A | #N/A | #N/A
Co-location Potential with PV | 5% | 5% | 5% | 1 | 0 | binary | [8 empty] | 15 | #N/A | #N/A | #N/A | #N/A | #N/A | 15 | #N/A | #N/A | #N/A | #N/A | #N/A | #N/A | #N/A | #N/A | #N/A | #N/A | #N/A | #N/A | 8 | #N/A | #N/A | #N/A | #N/A | #N/A | #N/A | #N/A | #N/A | #N/A | #N/A | #N/A | #N/A | #N/A | #N/A | #N/A | #N/A | #N/A | #N/A | #N/A | #N/A | #N/A | #N/A | 8 | #N/A | #N/A | #N/A | #N/A | #N/A | #N/A | #N/A | #N/A | #N/A | #N/A | #N/A | #N/A | #N/A | #N/A | #N/A
Co-location Potential with CSP | 5% | 5% | 5% | 1 | 0 | binary | [8 empty] | 16 | #N/A | #N/A | #N/A | #N/A | #N/A | 16 | #N/A | #N/A | #N/A | #N/A | #N/A | #N/A | #N/A | #N/A | #N/A | #N/A | #N/A | #N/A | 8 | #N/A | #N/A | #N/A | #N/A | #N/A | #N/A | #N/A | #N/A | #N/A | #N/A | #N/A | #N/A | #N/A | #N/A | #N/A | #N/A | #N/A | #N/A | #N/A | #N/A | #N/A | #N/A | 8 | #N/A | #N/A | #N/A | #N/A | #N/A | #N/A | #N/A | #N/A | #N/A | #N/A | #N/A | #N/A | #N/A | #N/A | #N/A
Land use land cover score | 5% | 5% | 5% | 5 | 1 | binary | [8 empty] | 17 | #N/A | #N/A | #N/A | #N/A | #N/A | 17 | #N/A | #N/A | #N/A | #N/A | #N/A | #N/A | #N/A | #N/A | #N/A | #N/A | #N/A | #N/A | 9 | #N/A | #N/A | #N/A | #N/A | #N/A | #N/A | #N/A | #N/A | #N/A | #N/A | #N/A | #N/A | #N/A | #N/A | #N/A | #N/A | #N/A | #N/A | #N/A | #N/A | #N/A | #N/A | 9 | #N/A | #N/A | #N/A | #N/A | #N/A | #N/A | #N/A | #N/A | #N/A | #N/A | #N/A | #N/A | #N/A | #N/A | #N/A
Population density | 5% | 5% | 5% | 0 | 100+ | ppl/km2 | [8 empty] | 18 | #N/A | #N/A | #N/A | #N/A | #N/A | 18 | #N/A | #N/A | #N/A | #N/A | #N/A | #N/A | #N/A | #N/A | #N/A | #N/A | #N/A | #N/A | 9 | #N/A | #N/A | #N/A | #N/A | #N/A | #N/A | #N/A | #N/A | #N/A | #N/A | #N/A | #N/A | #N/A | #N/A | #N/A | #N/A | #N/A | #N/A | #N/A | #N/A | #N/A | #N/A | 9 | #N/A | #N/A | #N/A | #N/A | #N/A | #N/A | #N/A | #N/A | #N/A | #N/A | #N/A | #N/A | #N/A | #N/A | #N/A
Human footprint | 5% | 5% | 5% | 100 | 0 | [9 empty] | 19 | #N/A | #N/A | #N/A | #N/A | #N/A | 19 | #N/A | #N/A | #N/A | #N/A | #N/A | #N/A | #N/A | #N/A | #N/A | #N/A | #N/A | #N/A | 10 | #N/A | #N/A | #N/A | #N/A | #N/A | #N/A | #N/A | #N/A | #N/A | #N/A | #N/A | #N/A | #N/A | #N/A | #N/A | #N/A | #N/A | #N/A | #N/A | #N/A | #N/A | #N/A | 10 | #N/A | #N/A | #N/A | #N/A | #N/A | #N/A | #N/A | #N/A | #N/A | #N/A | #N/A | #N/A | #N/A | #N/A | #N/A
Slope | 5% | 5% | 5% | 0% | 20% | % | [8 empty] | 20 | #N/A | #N/A | #N/A | #N/A | #N/A | 20 | #N/A | #N/A | #N/A | #N/A | #N/A | #N/A | #N/A | #N/A | #N/A | #N/A | #N/A | #N/A | 10 | #N/A | #N/A | #N/A | #N/A | #N/A | #N/A | #N/A | #N/A | #N/A | #N/A | #N/A | #N/A | #N/A | #N/A | #N/A | #N/A | #N/A | #N/A | #N/A | #N/A | #N/A | #N/A | 10 | #N/A | #N/A | #N/A | #N/A | #N/A | #N/A | #N/A | #N/A | #N/A | #N/A | #N/A | #N/A | #N/A | #N/A | #N/A
Total weight (should equal 100%) | 100% |  | 100% | [11 empty] | 21 | #N/A | #N/A | #N/A | #N/A | #N/A | 21 | #N/A | #N/A | #N/A | #N/A | #N/A | #N/A | #N/A | #N/A | #N/A | #N/A | #N/A | #N/A | 11 | #N/A | #N/A | #N/A | #N/A | #N/A | #N/A | #N/A | #N/A | #N/A | #N/A | #N/A | #N/A | #N/A | #N/A | #N/A | #N/A | #N/A | #N/A | #N/A | #N/A | #N/A | #N/A | 11 | #N/A | #N/A | #N/A | #N/A | #N/A | #N/A | #N/A | #N/A | #N/A | #N/A | #N/A | #N/A | #N/A | #N/A | #N/A
Filters | [14 empty] | 22 | #N/A | #N/A | #N/A | #N/A | #N/A | 22 | #N/A | #N/A | #N/A | #N/A | #N/A | #N/A | #N/A | #N/A | #N/A | #N/A | #N/A | #N/A | 11 | #N/A | #N/A | #N/A | #N/A | #N/A | #N/A | #N/A | #N/A | #N/A | #N/A | #N/A | #N/A | #N/A | #N/A | #N/A | #N/A | #N/A | #N/A | #N/A | #N/A | #N/A | #N/A | 11 | #N/A | #N/A | #N/A | #N/A | #N/A | #N/A | #N/A | #N/A | #N/A | #N/A | #N/A | #N/A | #N/A | #N/A | #N/A
Number of projects per zone that are within 10km of a freshwater surface water body (greater than or equal to) | 0 | [13 empty] | 23 | #N/A | #N/A | #N/A | #N/A | #N/A | 23 | #N/A | #N/A | #N/A | #N/A | #N/A | #N/A | #N/A | #N/A | #N/A | #N/A | #N/A | #N/A | 12 | #N/A | #N/A | #N/A | #N/A | #N/A | #N/A | #N/A | #N/A | #N/A | #N/A | #N/A | #N/A | #N/A | #N/A | #N/A | #N/A | #N/A | #N/A | #N/A | #N/A | #N/A | #N/A | 12 | #N/A | #N/A | #N/A | #N/A | #N/A | #N/A | #N/A | #N/A | #N/A | #N/A | #N/A | #N/A | #N/A | #N/A | #N/A
[15 empty] | 24 | #N/A | #N/A | #N/A | #N/A | #N/A | 24 | #N/A | #N/A | #N/A | #N/A | #N/A | #N/A | #N/A | #N/A | #N/A | #N/A | #N/A | #N/A | 12 | #N/A | #N/A | #N/A | #N/A | #N/A | #N/A | #N/A | #N/A | #N/A | #N/A | #N/A | #N/A | #N/A | #N/A | #N/A | #N/A | #N/A | #N/A | #N/A | #N/A | #N/A | #N/A | 12 | #N/A | #N/A | #N/A | #N/A | #N/A | #N/A | #N/A | #N/A | #N/A | #N/A | #N/A | #N/A | #N/A | #N/A | #N/A
SUPPLY CURVE OUTPUT | [7 empty] | ZONE RANKINGS | [6 empty] | 25 | #N/A | #N/A | #N/A | #N/A | #N/A | 25 | #N/A | #N/A | #N/A | #N/A | #N/A | #N/A | #N/A | #N/A | #N/A | #N/A | #N/A | #N/A | 13 | #N/A | #N/A | #N/A | #N/A | #N/A | #N/A | #N/A | #N/A | #N/A | #N/A | #N/A | #N/A | #N/A | #N/A | #N/A | #N/A | #N/A | #N/A | #N/A | #N/A | #N/A | #N/A | 13 | #N/A | #N/A | #N/A | #N/A | #N/A | #N/A | #N/A | #N/A | #N/A | #N/A | #N/A | #N/A | #N/A | #N/A | #N/A
[8 empty] | Rank | By total LCOE |  |  | By cumulative score |  |  | 26 | #N/A | #N/A | #N/A | #N/A | #N/A | 26 | #N/A | #N/A | #N/A | #N/A | #N/A | #N/A | #N/A | #N/A | #N/A | #N/A | #N/A | #N/A | 13 | #N/A | #N/A | #N/A | #N/A | #N/A | #N/A | #N/A | #N/A | #N/A | #N/A | #N/A | #N/A | #N/A | #N/A | #N/A | #N/A | #N/A | #N/A | #N/A | #N/A | #N/A | #N/A | 13 | #N/A | #N/A | #N/A | #N/A | #N/A | #N/A | #N/A | #N/A | #N/A | #N/A | #N/A | #N/A | #N/A | #N/A | #N/A
[9 empty] | Zone ID | Total LCOE ($/MWh) | Discounted Generation Potential (GWh) | Zone ID | Cumulative zone score | Discounted Generation Potential (GWh) | 27 | #N/A | #N/A | #N/A | #N/A | #N/A | 27 | #N/A | #N/A | #N/A | #N/A | #N/A | #N/A | #N/A | #N/A | #N/A | #N/A | #N/A | #N/A | 14 | #N/A | #N/A | #N/A | #N/A | #N/A | #N/A | #N/A | #N/A | #N/A | #N/A | #N/A | #N/A | #N/A | #N/A | #N/A | #N/A | #N/A | #N/A | #N/A | #N/A | #N/A | #N/A | 14 | #N/A | #N/A | #N/A | #N/A | #N/A | #N/A | #N/A | #N/A | #N/A | #N/A | #N/A | #N/A | #N/A | #N/A | #N/A
[8 empty] | 1 | A | 150.8327 | 82.8286 | A | 0.79857 | 82.8286 | 28 | #N/A | #N/A | #N/A | #N/A | #N/A | 28 | #N/A | #N/A | #N/A | #N/A | #N/A | #N/A | #N/A | #N/A | #N/A | #N/A | #N/A | #N/A | 14 | #N/A | #N/A | #N/A | #N/A | #N/A | #N/A | #N/A | #N/A | #N/A | #N/A | #N/A | #N/A | #N/A | #N/A | #N/A | #N/A | #N/A | #N/A | #N/A | #N/A | #N/A | #N/A | 14 | #N/A | #N/A | #N/A | #N/A | #N/A | #N/A | #N/A | #N/A | #N/A | #N/A | #N/A | #N/A | #N/A | #N/A | #N/A
[8 empty] | 2 | [6 empty] | 29 | #N/A | #N/A | #N/A | #N/A | #N/A | 29 | #N/A | #N/A | #N/A | #N/A | #N/A | #N/A | #N/A | #N/A | #N/A | #N/A | #N/A | #N/A | 15 | #N/A | #N/A | #N/A | #N/A | #N/A | #N/A | #N/A | #N/A | #N/A | #N/A | #N/A | #N/A | #N/A | #N/A | #N/A | #N/A | #N/A | #N/A | #N/A | #N/A | #N/A | #N/A | 15 | #N/A | #N/A | #N/A | #N/A | #N/A | #N/A | #N/A | #N/A | #N/A | #N/A | #N/A | #N/A | #N/A | #N/A | #N/A
[8 empty] | 3 | [6 empty] | 30 | #N/A | #N/A | #N/A | #N/A | #N/A | 30 | #N/A | #N/A | #N/A | #N/A | #N/A | #N/A | #N/A | #N/A | #N/A | #N/A | #N/A | #N/A | 15 | #N/A | #N/A | #N/A | #N/A | #N/A | #N/A | #N/A | #N/A | #N/A | #N/A | #N/A | #N/A | #N/A | #N/A | #N/A | #N/A | #N/A | #N/A | #N/A | #N/A | #N/A | #N/A | 15 | #N/A | #N/A | #N/A | #N/A | #N/A | #N/A | #N/A | #N/A | #N/A | #N/A | #N/A | #N/A | #N/A | #N/A | #N/A
[8 empty] | 4 | [6 empty] | 31 | #N/A | #N/A | #N/A | #N/A | #N/A | 31 | #N/A | #N/A | #N/A | #N/A | #N/A | #N/A | #N/A | #N/A | #N/A | #N/A | #N/A | #N/A | 16 | #N/A | #N/A | #N/A | #N/A | #N/A | #N/A | #N/A | #N/A | #N/A | #N/A | #N/A | #N/A | #N/A | #N/A | #N/A | #N/A | #N/A | #N/A | #N/A | #N/A | #N/A | #N/A | 16 | #N/A | #N/A | #N/A | #N/A | #N/A | #N/A | #N/A | #N/A | #N/A | #N/A | #N/A | #N/A | #N/A | #N/A | #N/A
[8 empty] | 5 | [6 empty] | 32 | #N/A | #N/A | #N/A | #N/A | #N/A | 32 | #N/A | #N/A | #N/A | #N/A | #N/A | #N/A | #N/A | #N/A | #N/A | #N/A | #N/A | #N/A | 16 | #N/A | #N/A | #N/A | #N/A | #N/A | #N/A | #N/A | #N/A | #N/A | #N/A | #N/A | #N/A | #N/A | #N/A | #N/A | #N/A | #N/A | #N/A | #N/A | #N/A | #N/A | #N/A | 16 | #N/A | #N/A | #N/A | #N/A | #N/A | #N/A | #N/A | #N/A | #N/A | #N/A | #N/A | #N/A | #N/A | #N/A | #N/A
[8 empty] | 6 | [6 empty] | 33 | #N/A | #N/A | #N/A | #N/A | #N/A | 33 | #N/A | #N/A | #N/A | #N/A | #N/A | #N/A | #N/A | #N/A | #N/A | #N/A | #N/A | #N/A | 17 | #N/A | #N/A | #N/A | #N/A | #N/A | #N/A | #N/A | #N/A | #N/A | #N/A | #N/A | #N/A | #N/A | #N/A | #N/A | #N/A | #N/A | #N/A | #N/A | #N/A | #N/A | #N/A | 17 | #N/A | #N/A | #N/A | #N/A | #N/A | #N/A | #N/A | #N/A | #N/A | #N/A | #N/A | #N/A | #N/A | #N/A | #N/A
[8 empty] | 7 | [6 empty] | 34 | #N/A | #N/A | #N/A | #N/A | #N/A | 34 | #N/A | #N/A | #N/A | #N/A | #N/A | #N/A | #N/A | #N/A | #N/A | #N/A | #N/A | #N/A | 17 | #N/A | #N/A | #N/A | #N/A | #N/A | #N/A | #N/A | #N/A | #N/A | #N/A | #N/A | #N/A | #N/A | #N/A | #N/A | #N/A | #N/A | #N/A | #N/A | #N/A | #N/A | #N/A | 17 | #N/A | #N/A | #N/A | #N/A | #N/A | #N/A | #N/A | #N/A | #N/A | #N/A | #N/A | #N/A | #N/A | #N/A | #N/A
[8 empty] | 8 | [6 empty] | 35 | #N/A | #N/A | #N/A | #N/A | #N/A | 35 | #N/A | #N/A | #N/A | #N/A | #N/A | #N/A | #N/A | #N/A | #N/A | #N/A | #N/A | #N/A | 18 | #N/A | #N/A | #N/A | #N/A | #N/A | #N/A | #N/A | #N/A | #N/A | #N/A | #N/A | #N/A | #N/A | #N/A | #N/A | #N/A | #N/A | #N/A | #N/A | #N/A | #N/A | #N/A | 18 | #N/A | #N/A | #N/A | #N/A | #N/A | #N/A | #N/A | #N/A | #N/A | #N/A | #N/A | #N/A | #N/A | #N/A | #N/A
[8 empty] | 9 | [6 empty] | 36 | #N/A | #N/A | #N/A | #N/A | #N/A | 36 | #N/A | #N/A | #N/A | #N/A | #N/A | #N/A | #N/A | #N/A | #N/A | #N/A | #N/A | #N/A | 18 | #N/A | #N/A | #N/A | #N/A | #N/A | #N/A | #N/A | #N/A | #N/A | #N/A | #N/A | #N/A | #N/A | #N/A | #N/A | #N/A | #N/A | #N/A | #N/A | #N/A | #N/A | #N/A | 18 | #N/A | #N/A | #N/A | #N/A | #N/A | #N/A | #N/A | #N/A | #N/A | #N/A | #N/A | #N/A | #N/A | #N/A | #N/A
[8 empty] | 10 | [6 empty] | 37 | #N/A | #N/A | #N/A | #N/A | #N/A | 37 | #N/A | #N/A | #N/A | #N/A | #N/A | #N/A | #N/A | #N/A | #N/A | #N/A | #N/A | #N/A | 19 | #N/A | #N/A | #N/A | #N/A | #N/A | #N/A | #N/A | #N/A | #N/A | #N/A | #N/A | #N/A | #N/A | #N/A | #N/A | #N/A | #N/A | #N/A | #N/A | #N/A | #N/A | #N/A | 19 | #N/A | #N/A | #N/A | #N/A | #N/A | #N/A | #N/A | #N/A | #N/A | #N/A | #N/A | #N/A | #N/A | #N/A | #N/A
[8 empty] | 11 | [6 empty] | 38 | #N/A | #N/A | #N/A | #N/A | #N/A | 38 | #N/A | #N/A | #N/A | #N/A | #N/A | #N/A | #N/A | #N/A | #N/A | #N/A | #N/A | #N/A | 19 | #N/A | #N/A | #N/A | #N/A | #N/A | #N/A | #N/A | #N/A | #N/A | #N/A | #N/A | #N/A | #N/A | #N/A | #N/A | #N/A | #N/A | #N/A | #N/A | #N/A | #N/A | #N/A | 19 | #N/A | #N/A | #N/A | #N/A | #N/A | #N/A | #N/A | #N/A | #N/A | #N/A | #N/A | #N/A | #N/A | #N/A | #N/A
[8 empty] | 12 | [6 empty] | 39 | #N/A | #N/A | #N/A | #N/A | #N/A | 39 | #N/A | #N/A | #N/A | #N/A | #N/A | #N/A | #N/A | #N/A | #N/A | #N/A | #N/A | #N/A | 20 | #N/A | #N/A | #N/A | #N/A | #N/A | #N/A | #N/A | #N/A | #N/A | #N/A | #N/A | #N/A | #N/A | #N/A | #N/A | #N/A | #N/A | #N/A | #N/A | #N/A | #N/A | #N/A | 20 | #N/A | #N/A | #N/A | #N/A | #N/A | #N/A | #N/A | #N/A | #N/A | #N/A | #N/A | #N/A | #N/A | #N/A | #N/A
[8 empty] | 13 | [6 empty] | 40 | #N/A | #N/A | #N/A | #N/A | #N/A | 40 | #N/A | #N/A | #N/A | #N/A | #N/A | #N/A | #N/A | #N/A | #N/A | #N/A | #N/A | #N/A | 20 | #N/A | #N/A | #N/A | #N/A | #N/A | #N/A | #N/A | #N/A | #N/A | #N/A | #N/A | #N/A | #N/A | #N/A | #N/A | #N/A | #N/A | #N/A | #N/A | #N/A | #N/A | #N/A | 20 | #N/A | #N/A | #N/A | #N/A | #N/A | #N/A | #N/A | #N/A | #N/A | #N/A | #N/A | #N/A | #N/A | #N/A | #N/A
[8 empty] | 14 | [6 empty] | 41 | #N/A | #N/A | #N/A | #N/A | #N/A | 41 | #N/A | #N/A | #N/A | #N/A | #N/A | #N/A | #N/A | #N/A | #N/A | #N/A | #N/A | #N/A | 21 | #N/A | #N/A | #N/A | #N/A | #N/A | #N/A | #N/A | #N/A | #N/A | #N/A | #N/A | #N/A | #N/A | #N/A | #N/A | #N/A | #N/A | #N/A | #N/A | #N/A | #N/A | #N/A | 21 | #N/A | #N/A | #N/A | #N/A | #N/A | #N/A | #N/A | #N/A | #N/A | #N/A | #N/A | #N/A | #N/A | #N/A | #N/A
[8 empty] | 15 | [6 empty] | 42 | #N/A | #N/A | #N/A | #N/A | #N/A | 42 | #N/A | #N/A | #N/A | #N/A | #N/A | #N/A | #N/A | #N/A | #N/A | #N/A | #N/A | #N/A | 21 | #N/A | #N/A | #N/A | #N/A | #N/A | #N/A | #N/A | #N/A | #N/A | #N/A | #N/A | #N/A | #N/A | #N/A | #N/A | #N/A | #N/A | #N/A | #N/A | #N/A | #N/A | #N/A | 21 | #N/A | #N/A | #N/A | #N/A | #N/A | #N/A | #N/A | #N/A | #N/A | #N/A | #N/A | #N/A | #N/A | #N/A | #N/A
[8 empty] | 16 | [6 empty] | 43 | #N/A | #N/A | #N/A | #N/A | #N/A | 43 | #N/A | #N/A | #N/A | #N/A | #N/A | #N/A | #N/A | #N/A | #N/A | #N/A | #N/A | #N/A | 22 | #N/A | #N/A | #N/A | #N/A | #N/A | #N/A | #N/A | #N/A | #N/A | #N/A | #N/A | #N/A | #N/A | #N/A | #N/A | #N/A | #N/A | #N/A | #N/A | #N/A | #N/A | #N/A | 22 | #N/A | #N/A | #N/A | #N/A | #N/A | #N/A | #N/A | #N/A | #N/A | #N/A | #N/A | #N/A | #N/A | #N/A | #N/A
[8 empty] | 17 | [6 empty] | 44 | #N/A | #N/A | #N/A | #N/A | #N/A | 44 | #N/A | #N/A | #N/A | #N/A | #N/A | #N/A | #N/A | #N/A | #N/A | #N/A | #N/A | #N/A | 22 | #N/A | #N/A | #N/A | #N/A | #N/A | #N/A | #N/A | #N/A | #N/A | #N/A | #N/A | #N/A | #N/A | #N/A | #N/A | #N/A | #N/A | #N/A | #N/A | #N/A | #N/A | #N/A | 22 | #N/A | #N/A | #N/A | #N/A | #N/A | #N/A | #N/A | #N/A | #N/A | #N/A | #N/A | #N/A | #N/A | #N/A | #N/A
[8 empty] | 18 | [6 empty] | 45 | #N/A | #N/A | #N/A | #N/A | #N/A | 45 | #N/A | #N/A | #N/A | #N/A | #N/A | #N/A | #N/A | #N/A | #N/A | #N/A | #N/A | #N/A | 23 | #N/A | #N/A | #N/A | #N/A | #N/A | #N/A | #N/A | #N/A | #N/A | #N/A | #N/A | #N/A | #N/A | #N/A | #N/A | #N/A | #N/A | #N/A | #N/A | #N/A | #N/A | #N/A | 23 | #N/A | #N/A | #N/A | #N/A | #N/A | #N/A | #N/A | #N/A | #N/A | #N/A | #N/A | #N/A | #N/A | #N/A | #N/A
[8 empty] | 19 | [6 empty] | 46 | #N/A | #N/A | #N/A | #N/A | #N/A | 46 | #N/A | #N/A | #N/A | #N/A | #N/A | #N/A | #N/A | #N/A | #N/A | #N/A | #N/A | #N/A | 23 | #N/A | #N/A | #N/A | #N/A | #N/A | #N/A | #N/A | #N/A | #N/A | #N/A | #N/A | #N/A | #N/A | #N/A | #N/A | #N/A | #N/A | #N/A | #N/A | #N/A | #N/A | #N/A | 23 | #N/A | #N/A | #N/A | #N/A | #N/A | #N/A | #N/A | #N/A | #N/A | #N/A | #N/A | #N/A | #N/A | #N/A | #N/A
[8 empty] | 20 | [6 empty] | 47 | #N/A | #N/A | #N/A | #N/A | #N/A | 47 | #N/A | #N/A | #N/A | #N/A | #N/A | #N/A | #N/A | #N/A | #N/A | #N/A | #N/A | #N/A | 24 | #N/A | #N/A | #N/A | #N/A | #N/A | #N/A | #N/A | #N/A | #N/A | #N/A | #N/A | #N/A | #N/A | #N/A | #N/A | #N/A | #N/A | #N/A | #N/A | #N/A | #N/A | #N/A | 24 | #N/A | #N/A | #N/A | #N/A | #N/A | #N/A | #N/A | #N/A | #N/A | #N/A | #N/A | #N/A | #N/A | #N/A | #N/A
[8 empty] | 21 | [6 empty] | 48 | #N/A | #N/A | #N/A | #N/A | #N/A | 48 | #N/A | #N/A | #N/A | #N/A | #N/A | #N/A | #N/A | #N/A | #N/A | #N/A | #N/A | #N/A | 24 | #N/A | #N/A | #N/A | #N/A | #N/A | #N/A | #N/A | #N/A | #N/A | #N/A | #N/A | #N/A | #N/A | #N/A | #N/A | #N/A | #N/A | #N/A | #N/A | #N/A | #N/A | #N/A | 24 | #N/A | #N/A | #N/A | #N/A | #N/A | #N/A | #N/A | #N/A | #N/A | #N/A | #N/A | #N/A | #N/A | #N/A | #N/A
[8 empty] | 22 | [6 empty] | 49 | #N/A | #N/A | #N/A | #N/A | #N/A | 49 | #N/A | #N/A | #N/A | #N/A | #N/A | #N/A | #N/A | #N/A | #N/A | #N/A | #N/A | #N/A | 25 | #N/A | #N/A | #N/A | #N/A | #N/A | #N/A | #N/A | #N/A | #N/A | #N/A | #N/A | #N/A | #N/A | #N/A | #N/A | #N/A | #N/A | #N/A | #N/A | #N/A | #N/A | #N/A | 25 | #N/A | #N/A | #N/A | #N/A | #N/A | #N/A | #N/A | #N/A | #N/A | #N/A | #N/A | #N/A | #N/A | #N/A | #N/A
[8 empty] | 23 | [6 empty] | 50 | #N/A | #N/A | #N/A | #N/A | #N/A | 50 | #N/A | #N/A | #N/A | #N/A | #N/A | #N/A | #N/A | #N/A | #N/A | #N/A | #N/A | #N/A | 25 | #N/A | #N/A | #N/A | #N/A | #N/A | #N/A | #N/A | #N/A | #N/A | #N/A | #N/A | #N/A | #N/A | #N/A | #N/A | #N/A | #N/A | #N/A | #N/A | #N/A | #N/A | #N/A | 25 | #N/A | #N/A | #N/A | #N/A | #N/A | #N/A | #N/A | #N/A | #N/A | #N/A | #N/A | #N/A | #N/A | #N/A | #N/A
[8 empty] | 24 | [6 empty] | 51 | #N/A | #N/A | #N/A | #N/A | #N/A | 51 | #N/A | #N/A | #N/A | #N/A | #N/A | #N/A | #N/A | #N/A | #N/A | #N/A | #N/A | #N/A | 26 | #N/A | #N/A | #N/A | #N/A | #N/A | #N/A | #N/A | #N/A | #N/A | #N/A | #N/A | #N/A | #N/A | #N/A | #N/A | #N/A | #N/A | #N/A | #N/A | #N/A | #N/A | #N/A | 26 | #N/A | #N/A | #N/A | #N/A | #N/A | #N/A | #N/A | #N/A | #N/A | #N/A | #N/A | #N/A | #N/A | #N/A | #N/A
[8 empty] | 25 | [6 empty] | 52 | #N/A | #N/A | #N/A | #N/A | #N/A | 52 | #N/A | #N/A | #N/A | #N/A | #N/A | #N/A | #N/A | #N/A | #N/A | #N/A | #N/A | #N/A | 26 | #N/A | #N/A | #N/A | #N/A | #N/A | #N/A | #N/A | #N/A | #N/A | #N/A | #N/A | #N/A | #N/A | #N/A | #N/A | #N/A | #N/A | #N/A | #N/A | #N/A | #N/A | #N/A | 26 | #N/A | #N/A | #N/A | #N/A | #N/A | #N/A | #N/A | #N/A | #N/A | #N/A | #N/A | #N/A | #N/A | #N/A | #N/A
[8 empty] | 26 | [6 empty] | 53 | #N/A | #N/A | #N/A | #N/A | #N/A | 53 | #N/A | #N/A | #N/A | #N/A | #N/A | #N/A | #N/A | #N/A | #N/A | #N/A | #N/A | #N/A | 27 | #N/A | #N/A | #N/A | #N/A | #N/A | #N/A | #N/A | #N/A | #N/A | #N/A | #N/A | #N/A | #N/A | #N/A | #N/A | #N/A | #N/A | #N/A | #N/A | #N/A | #N/A | #N/A | 27 | #N/A | #N/A | #N/A | #N/A | #N/A | #N/A | #N/A | #N/A | #N/A | #N/A | #N/A | #N/A | #N/A | #N/A | #N/A
[8 empty] | 27 | [6 empty] | 54 | #N/A | #N/A | #N/A | #N/A | #N/A | 54 | #N/A | #N/A | #N/A | #N/A | #N/A | #N/A | #N/A | #N/A | #N/A | #N/A | #N/A | #N/A | 27 | #N/A | #N/A | #N/A | #N/A | #N/A | #N/A | #N/A | #N/A | #N/A | #N/A | #N/A | #N/A | #N/A | #N/A | #N/A | #N/A | #N/A | #N/A | #N/A | #N/A | #N/A | #N/A | 27 | #N/A | #N/A | #N/A | #N/A | #N/A | #N/A | #N/A | #N/A | #N/A | #N/A | #N/A | #N/A | #N/A | #N/A | #N/A
[8 empty] | 28 | [6 empty] | 55 | #N/A | #N/A | #N/A | #N/A | #N/A | 55 | #N/A | #N/A | #N/A | #N/A | #N/A | #N/A | #N/A | #N/A | #N/A | #N/A | #N/A | #N/A | 28 | #N/A | #N/A | #N/A | #N/A | #N/A | #N/A | #N/A | #N/A | #N/A | #N/A | #N/A | #N/A | #N/A | #N/A | #N/A | #N/A | #N/A | #N/A | #N/A | #N/A | #N/A | #N/A | 28 | #N/A | #N/A | #N/A | #N/A | #N/A | #N/A | #N/A | #N/A | #N/A | #N/A | #N/A | #N/A | #N/A | #N/A | #N/A
[8 empty] | 29 | [6 empty] | 56 | #N/A | #N/A | #N/A | #N/A | #N/A | 56 | #N/A | #N/A | #N/A | #N/A | #N/A | #N/A | #N/A | #N/A | #N/A | #N/A | #N/A | #N/A | 28 | #N/A | #N/A | #N/A | #N/A | #N/A | #N/A | #N/A | #N/A | #N/A | #N/A | #N/A | #N/A | #N/A | #N/A | #N/A | #N/A | #N/A | #N/A | #N/A | #N/A | #N/A | #N/A | 28 | #N/A | #N/A | #N/A | #N/A | #N/A | #N/A | #N/A | #N/A | #N/A | #N/A | #N/A | #N/A | #N/A | #N/A | #N/A
[8 empty] | 30 | [6 empty] | 57 | #N/A | #N/A | #N/A | #N/A | #N/A | 57 | #N/A | #N/A | #N/A | #N/A | #N/A | #N/A | #N/A | #N/A | #N/A | #N/A | #N/A | #N/A | 29 | #N/A | #N/A | #N/A | #N/A | #N/A | #N/A | #N/A | #N/A | #N/A | #N/A | #N/A | #N/A | #N/A | #N/A | #N/A | #N/A | #N/A | #N/A | #N/A | #N/A | #N/A | #N/A | 29 | #N/A | #N/A | #N/A | #N/A | #N/A | #N/A | #N/A | #N/A | #N/A | #N/A | #N/A | #N/A | #N/A | #N/A | #N/A
[8 empty] | 31 | [6 empty] | 58 | #N/A | #N/A | #N/A | #N/A | #N/A | 58 | #N/A | #N/A | #N/A | #N/A | #N/A | #N/A | #N/A | #N/A | #N/A | #N/A | #N/A | #N/A | 29 | #N/A | #N/A | #N/A | #N/A | #N/A | #N/A | #N/A | #N/A | #N/A | #N/A | #N/A | #N/A | #N/A | #N/A | #N/A | #N/A | #N/A | #N/A | #N/A | #N/A | #N/A | #N/A | 29 | #N/A | #N/A | #N/A | #N/A | #N/A | #N/A | #N/A | #N/A | #N/A | #N/A | #N/A | #N/A | #N/A | #N/A | #N/A
[8 empty] | 32 | [6 empty] | 59 | #N/A | #N/A | #N/A | #N/A | #N/A | 59 | #N/A | #N/A | #N/A | #N/A | #N/A | #N/A | #N/A | #N/A | #N/A | #N/A | #N/A | #N/A | 30 | #N/A | #N/A | #N/A | #N/A | #N/A | #N/A | #N/A | #N/A | #N/A | #N/A | #N/A | #N/A | #N/A | #N/A | #N/A | #N/A | #N/A | #N/A | #N/A | #N/A | #N/A | #N/A | 30 | #N/A | #N/A | #N/A | #N/A | #N/A | #N/A | #N/A | #N/A | #N/A | #N/A | #N/A | #N/A | #N/A | #N/A | #N/A
[8 empty] | 33 | [6 empty] | 60 | #N/A | #N/A | #N/A | #N/A | #N/A | 60 | #N/A | #N/A | #N/A | #N/A | #N/A | #N/A | #N/A | #N/A | #N/A | #N/A | #N/A | #N/A | 30 | #N/A | #N/A | #N/A | #N/A | #N/A | #N/A | #N/A | #N/A | #N/A | #N/A | #N/A | #N/A | #N/A | #N/A | #N/A | #N/A | #N/A | #N/A | #N/A | #N/A | #N/A | #N/A | 30 | #N/A | #N/A | #N/A | #N/A | #N/A | #N/A | #N/A | #N/A | #N/A | #N/A | #N/A | #N/A | #N/A | #N/A | #N/A
[8 empty] | 34 | [6 empty] | 61 | #N/A | #N/A | #N/A | #N/A | #N/A | 61 | #N/A | #N/A | #N/A | #N/A | #N/A | #N/A | #N/A | #N/A | #N/A | #N/A | #N/A | #N/A | 31 | #N/A | #N/A | #N/A | #N/A | #N/A | #N/A | #N/A | #N/A | #N/A | #N/A | #N/A | #N/A | #N/A | #N/A | #N/A | #N/A | #N/A | #N/A | #N/A | #N/A | #N/A | #N/A | 31 | #N/A | #N/A | #N/A | #N/A | #N/A | #N/A | #N/A | #N/A | #N/A | #N/A | #N/A | #N/A | #N/A | #N/A | #N/A
[8 empty] | 35 | [6 empty] | 62 | #N/A | #N/A | #N/A | #N/A | #N/A | 62 | #N/A | #N/A | #N/A | #N/A | #N/A | #N/A | #N/A | #N/A | #N/A | #N/A | #N/A | #N/A | 31 | #N/A | #N/A | #N/A | #N/A | #N/A | #N/A | #N/A | #N/A | #N/A | #N/A | #N/A | #N/A | #N/A | #N/A | #N/A | #N/A | #N/A | #N/A | #N/A | #N/A | #N/A | #N/A | 31 | #N/A | #N/A | #N/A | #N/A | #N/A | #N/A | #N/A | #N/A | #N/A | #N/A | #N/A | #N/A | #N/A | #N/A | #N/A
[8 empty] | 36 | [6 empty] | 63 | #N/A | #N/A | #N/A | #N/A | #N/A | 63 | #N/A | #N/A | #N/A | #N/A | #N/A | #N/A | #N/A | #N/A | #N/A | #N/A | #N/A | #N/A | 32 | #N/A | #N/A | #N/A | #N/A | #N/A | #N/A | #N/A | #N/A | #N/A | #N/A | #N/A | #N/A | #N/A | #N/A | #N/A | #N/A | #N/A | #N/A | #N/A | #N/A | #N/A | #N/A | 32 | #N/A | #N/A | #N/A | #N/A | #N/A | #N/A | #N/A | #N/A | #N/A | #N/A | #N/A | #N/A | #N/A | #N/A | #N/A
[8 empty] | 37 | [6 empty] | 64 | #N/A | #N/A | #N/A | #N/A | #N/A | 64 | #N/A | #N/A | #N/A | #N/A | #N/A | #N/A | #N/A | #N/A | #N/A | #N/A | #N/A | #N/A | 32 | #N/A | #N/A | #N/A | #N/A | #N/A | #N/A | #N/A | #N/A | #N/A | #N/A | #N/A | #N/A | #N/A | #N/A | #N/A | #N/A | #N/A | #N/A | #N/A | #N/A | #N/A | #N/A | 32 | #N/A | #N/A | #N/A | #N/A | #N/A | #N/A | #N/A | #N/A | #N/A | #N/A | #N/A | #N/A | #N/A | #N/A | #N/A
[8 empty] | 38 | [6 empty] | 65 | #N/A | #N/A | #N/A | #N/A | #N/A | 65 | #N/A | #N/A | #N/A | #N/A | #N/A | #N/A | #N/A | #N/A | #N/A | #N/A | #N/A | #N/A | 33 | #N/A | #N/A | #N/A | #N/A | #N/A | #N/A | #N/A | #N/A | #N/A | #N/A | #N/A | #N/A | #N/A | #N/A | #N/A | #N/A | #N/A | #N/A | #N/A | #N/A | #N/A | #N/A | 33 | #N/A | #N/A | #N/A | #N/A | #N/A | #N/A | #N/A | #N/A | #N/A | #N/A | #N/A | #N/A | #N/A | #N/A | #N/A
[8 empty] | 39 | [6 empty] | 66 | #N/A | #N/A | #N/A | #N/A | #N/A | 66 | #N/A | #N/A | #N/A | #N/A | #N/A | #N/A | #N/A | #N/A | #N/A | #N/A | #N/A | #N/A | 33 | #N/A | #N/A | #N/A | #N/A | #N/A | #N/A | #N/A | #N/A | #N/A | #N/A | #N/A | #N/A | #N/A | #N/A | #N/A | #N/A | #N/A | #N/A | #N/A | #N/A | #N/A | #N/A | 33 | #N/A | #N/A | #N/A | #N/A | #N/A | #N/A | #N/A | #N/A | #N/A | #N/A | #N/A | #N/A | #N/A | #N/A | #N/A
[8 empty] | 40 | [6 empty] | 67 | #N/A | #N/A | #N/A | #N/A | #N/A | 67 | #N/A | #N/A | #N/A | #N/A | #N/A | #N/A | #N/A | #N/A | #N/A | #N/A | #N/A | #N/A | 34 | #N/A | #N/A | #N/A | #N/A | #N/A | #N/A | #N/A | #N/A | #N/A | #N/A | #N/A | #N/A | #N/A | #N/A | #N/A | #N/A | #N/A | #N/A | #N/A | #N/A | #N/A | #N/A | 34 | #N/A | #N/A | #N/A | #N/A | #N/A | #N/A | #N/A | #N/A | #N/A | #N/A | #N/A | #N/A | #N/A | #N/A | #N/A
[8 empty] | 41 | [6 empty] | 68 | #N/A | #N/A | #N/A | #N/A | #N/A | 68 | #N/A | #N/A | #N/A | #N/A | #N/A | #N/A | #N/A | #N/A | #N/A | #N/A | #N/A | #N/A | 34 | #N/A | #N/A | #N/A | #N/A | #N/A | #N/A | #N/A | #N/A | #N/A | #N/A | #N/A | #N/A | #N/A | #N/A | #N/A | #N/A | #N/A | #N/A | #N/A | #N/A | #N/A | #N/A | 34 | #N/A | #N/A | #N/A | #N/A | #N/A | #N/A | #N/A | #N/A | #N/A | #N/A | #N/A | #N/A | #N/A | #N/A | #N/A
[8 empty] | 42 | [6 empty] | 69 | #N/A | #N/A | #N/A | #N/A | #N/A | 69 | #N/A | #N/A | #N/A | #N/A | #N/A | #N/A | #N/A | #N/A | #N/A | #N/A | #N/A | #N/A | 35 | #N/A | #N/A | #N/A | #N/A | #N/A | #N/A | #N/A | #N/A | #N/A | #N/A | #N/A | #N/A | #N/A | #N/A | #N/A | #N/A | #N/A | #N/A | #N/A | #N/A | #N/A | #N/A | 35 | #N/A | #N/A | #N/A | #N/A | #N/A | #N/A | #N/A | #N/A | #N/A | #N/A | #N/A | #N/A | #N/A | #N/A | #N/A
[8 empty] | 43 | [6 empty] | 70 | #N/A | #N/A | #N/A | #N/A | #N/A | 70 | #N/A | #N/A | #N/A | #N/A | #N/A | #N/A | #N/A | #N/A | #N/A | #N/A | #N/A | #N/A | 35 | #N/A | #N/A | #N/A | #N/A | #N/A | #N/A | #N/A | #N/A | #N/A | #N/A | #N/A | #N/A | #N/A | #N/A | #N/A | #N/A | #N/A | #N/A | #N/A | #N/A | #N/A | #N/A | 35 | #N/A | #N/A | #N/A | #N/A | #N/A | #N/A | #N/A | #N/A | #N/A | #N/A | #N/A | #N/A | #N/A | #N/A | #N/A
[8 empty] | 44 | [6 empty] | 71 | #N/A | #N/A | #N/A | #N/A | #N/A | 71 | #N/A | #N/A | #N/A | #N/A | #N/A | #N/A | #N/A | #N/A | #N/A | #N/A | #N/A | #N/A | 36 | #N/A | #N/A | #N/A | #N/A | #N/A | #N/A | #N/A | #N/A | #N/A | #N/A | #N/A | #N/A | #N/A | #N/A | #N/A | #N/A | #N/A | #N/A | #N/A | #N/A | #N/A | #N/A | 36 | #N/A | #N/A | #N/A | #N/A | #N/A | #N/A | #N/A | #N/A | #N/A | #N/A | #N/A | #N/A | #N/A | #N/A | #N/A
MAP OF ZONES | [7 empty] | 45 | [6 empty] | 72 | #N/A | #N/A | #N/A | #N/A | #N/A | 72 | #N/A | #N/A | #N/A | #N/A | #N/A | #N/A | #N/A | #N/A | #N/A | #N/A | #N/A | #N/A | 36 | #N/A | #N/A | #N/A | #N/A | #N/A | #N/A | #N/A | #N/A | #N/A | #N/A | #N/A | #N/A | #N/A | #N/A | #N/A | #N/A | #N/A | #N/A | #N/A | #N/A | #N/A | #N/A | 36 | #N/A | #N/A | #N/A | #N/A | #N/A | #N/A | #N/A | #N/A | #N/A | #N/A | #N/A | #N/A | #N/A | #N/A | #N/A
[8 empty] | 46 | [6 empty] | 73 | #N/A | #N/A | #N/A | #N/A | #N/A | 73 | #N/A | #N/A | #N/A | #N/A | #N/A | #N/A | #N/A | #N/A | #N/A | #N/A | #N/A | #N/A | 37 | #N/A | #N/A | #N/A | #N/A | #N/A | #N/A | #N/A | #N/A | #N/A | #N/A | #N/A | #N/A | #N/A | #N/A | #N/A | #N/A | #N/A | #N/A | #N/A | #N/A | #N/A | #N/A | 37 | #N/A | #N/A | #N/A | #N/A | #N/A | #N/A | #N/A | #N/A | #N/A | #N/A | #N/A | #N/A | #N/A | #N/A | #N/A
[8 empty] | 47 | [6 empty] | 74 | #N/A | #N/A | #N/A | #N/A | #N/A | 74 | #N/A | #N/A | #N/A | #N/A | #N/A | #N/A | #N/A | #N/A | #N/A | #N/A | #N/A | #N/A | 37 | #N/A | #N/A | #N/A | #N/A | #N/A | #N/A | #N/A | #N/A | #N/A | #N/A | #N/A | #N/A | #N/A | #N/A | #N/A | #N/A | #N/A | #N/A | #N/A | #N/A | #N/A | #N/A | 37 | #N/A | #N/A | #N/A | #N/A | #N/A | #N/A | #N/A | #N/A | #N/A | #N/A | #N/A | #N/A | #N/A | #N/A | #N/A
[8 empty] | 48 | [6 empty] | 75 | #N/A | #N/A | #N/A | #N/A | #N/A | 75 | #N/A | #N/A | #N/A | #N/A | #N/A | #N/A | #N/A | #N/A | #N/A | #N/A | #N/A | #N/A | 38 | #N/A | #N/A | #N/A | #N/A | #N/A | #N/A | #N/A | #N/A | #N/A | #N/A | #N/A | #N/A | #N/A | #N/A | #N/A | #N/A | #N/A | #N/A | #N/A | #N/A | #N/A | #N/A | 38 | #N/A | #N/A | #N/A | #N/A | #N/A | #N/A | #N/A | #N/A | #N/A | #N/A | #N/A | #N/A | #N/A | #N/A | #N/A
[8 empty] | 49 | [6 empty] | 76 | #N/A | #N/A | #N/A | #N/A | #N/A | 76 | #N/A | #N/A | #N/A | #N/A | #N/A | #N/A | #N/A | #N/A | #N/A | #N/A | #N/A | #N/A | 38 | #N/A | #N/A | #N/A | #N/A | #N/A | #N/A | #N/A | #N/A | #N/A | #N/A | #N/A | #N/A | #N/A | #N/A | #N/A | #N/A | #N/A | #N/A | #N/A | #N/A | #N/A | #N/A | 38 | #N/A | #N/A | #N/A | #N/A | #N/A | #N/A | #N/A | #N/A | #N/A | #N/A | #N/A | #N/A | #N/A | #N/A | #N/A
[8 empty] | 50 | [6 empty] | 77 | #N/A | #N/A | #N/A | #N/A | #N/A | 77 | #N/A | #N/A | #N/A | #N/A | #N/A | #N/A | #N/A | #N/A | #N/A | #N/A | #N/A | #N/A | 39 | #N/A | #N/A | #N/A | #N/A | #N/A | #N/A | #N/A | #N/A | #N/A | #N/A | #N/A | #N/A | #N/A | #N/A | #N/A | #N/A | #N/A | #N/A | #N/A | #N/A | #N/A | #N/A | 39 | #N/A | #N/A | #N/A | #N/A | #N/A | #N/A | #N/A | #N/A | #N/A | #N/A | #N/A | #N/A | #N/A | #N/A | #N/A
[8 empty] | 51 | [6 empty] | 78 | #N/A | #N/A | #N/A | #N/A | #N/A | 78 | #N/A | #N/A | #N/A | #N/A | #N/A | #N/A | #N/A | #N/A | #N/A | #N/A | #N/A | #N/A | 39 | #N/A | #N/A | #N/A | #N/A | #N/A | #N/A | #N/A | #N/A | #N/A | #N/A | #N/A | #N/A | #N/A | #N/A | #N/A | #N/A | #N/A | #N/A | #N/A | #N/A | #N/A | #N/A | 39 | #N/A | #N/A | #N/A | #N/A | #N/A | #N/A | #N/A | #N/A | #N/A | #N/A | #N/A | #N/A | #N/A | #N/A | #N/A
[8 empty] | 52 | [6 empty] | 79 | #N/A | #N/A | #N/A | #N/A | #N/A | 79 | #N/A | #N/A | #N/A | #N/A | #N/A | #N/A | #N/A | #N/A | #N/A | #N/A | #N/A | #N/A | 40 | #N/A | #N/A | #N/A | #N/A | #N/A | #N/A | #N/A | #N/A | #N/A | #N/A | #N/A | #N/A | #N/A | #N/A | #N/A | #N/A | #N/A | #N/A | #N/A | #N/A | #N/A | #N/A | 40 | #N/A | #N/A | #N/A | #N/A | #N/A | #N/A | #N/A | #N/A | #N/A | #N/A | #N/A | #N/A | #N/A | #N/A | #N/A
[8 empty] | 53 | [6 empty] | 80 | #N/A | #N/A | #N/A | #N/A | #N/A | 80 | #N/A | #N/A | #N/A | #N/A | #N/A | #N/A | #N/A | #N/A | #N/A | #N/A | #N/A | #N/A | 40 | #N/A | #N/A | #N/A | #N/A | #N/A | #N/A | #N/A | #N/A | #N/A | #N/A | #N/A | #N/A | #N/A | #N/A | #N/A | #N/A | #N/A | #N/A | #N/A | #N/A | #N/A | #N/A | 40 | #N/A | #N/A | #N/A | #N/A | #N/A | #N/A | #N/A | #N/A | #N/A | #N/A | #N/A | #N/A | #N/A | #N/A | #N/A
[8 empty] | 54 | [6 empty] | 81 | #N/A | #N/A | #N/A | #N/A | #N/A | 81 | #N/A | #N/A | #N/A | #N/A | #N/A | #N/A | #N/A | #N/A | #N/A | #N/A | #N/A | #N/A | 41 | #N/A | #N/A | #N/A | #N/A | #N/A | #N/A | #N/A | #N/A | #N/A | #N/A | #N/A | #N/A | #N/A | #N/A | #N/A | #N/A | #N/A | #N/A | #N/A | #N/A | #N/A | #N/A | 41 | #N/A | #N/A | #N/A | #N/A | #N/A | #N/A | #N/A | #N/A | #N/A | #N/A | #N/A | #N/A | #N/A | #N/A | #N/A
[8 empty] | 55 | [6 empty] | 82 | #N/A | #N/A | #N/A | #N/A | #N/A | 82 | #N/A | #N/A | #N/A | #N/A | #N/A | #N/A | #N/A | #N/A | #N/A | #N/A | #N/A | #N/A | 41 | #N/A | #N/A | #N/A | #N/A | #N/A | #N/A | #N/A | #N/A | #N/A | #N/A | #N/A | #N/A | #N/A | #N/A | #N/A | #N/A | #N/A | #N/A | #N/A | #N/A | #N/A | #N/A | 41 | #N/A | #N/A | #N/A | #N/A | #N/A | #N/A | #N/A | #N/A | #N/A | #N/A | #N/A | #N/A | #N/A | #N/A | #N/A
[8 empty] | 56 | [6 empty] | 83 | #N/A | #N/A | #N/A | #N/A | #N/A | 83 | #N/A | #N/A | #N/A | #N/A | #N/A | #N/A | #N/A | #N/A | #N/A | #N/A | #N/A | #N/A | 42 | #N/A | #N/A | #N/A | #N/A | #N/A | #N/A | #N/A | #N/A | #N/A | #N/A | #N/A | #N/A | #N/A | #N/A | #N/A | #N/A | #N/A | #N/A | #N/A | #N/A | #N/A | #N/A | 42 | #N/A | #N/A | #N/A | #N/A | #N/A | #N/A | #N/A | #N/A | #N/A | #N/A | #N/A | #N/A | #N/A | #N/A | #N/A
[8 empty] | 57 | [6 empty] | 84 | #N/A | #N/A | #N/A | #N/A | #N/A | 84 | #N/A | #N/A | #N/A | #N/A | #N/A | #N/A | #N/A | #N/A | #N/A | #N/A | #N/A | #N/A | 42 | #N/A | #N/A | #N/A | #N/A | #N/A | #N/A | #N/A | #N/A | #N/A | #N/A | #N/A | #N/A | #N/A | #N/A | #N/A | #N/A | #N/A | #N/A | #N/A | #N/A | #N/A | #N/A | 42 | #N/A | #N/A | #N/A | #N/A | #N/A | #N/A | #N/A | #N/A | #N/A | #N/A | #N/A | #N/A | #N/A | #N/A | #N/A
[8 empty] | 58 | [6 empty] | 85 | #N/A | #N/A | #N/A | #N/A | #N/A | 85 | #N/A | #N/A | #N/A | #N/A | #N/A | #N/A | #N/A | #N/A | #N/A | #N/A | #N/A | #N/A | 43 | #N/A | #N/A | #N/A | #N/A | #N/A | #N/A | #N/A | #N/A | #N/A | #N/A | #N/A | #N/A | #N/A | #N/A | #N/A | #N/A | #N/A | #N/A | #N/A | #N/A | #N/A | #N/A | 43 | #N/A | #N/A | #N/A | #N/A | #N/A | #N/A | #N/A | #N/A | #N/A | #N/A | #N/A | #N/A | #N/A | #N/A | #N/A
[8 empty] | 59 | [6 empty] | 86 | #N/A | #N/A | #N/A | #N/A | #N/A | 86 | #N/A | #N/A | #N/A | #N/A | #N/A | #N/A | #N/A | #N/A | #N/A | #N/A | #N/A | #N/A | 43 | #N/A | #N/A | #N/A | #N/A | #N/A | #N/A | #N/A | #N/A | #N/A | #N/A | #N/A | #N/A | #N/A | #N/A | #N/A | #N/A | #N/A | #N/A | #N/A | #N/A | #N/A | #N/A | 43 | #N/A | #N/A | #N/A | #N/A | #N/A | #N/A | #N/A | #N/A | #N/A | #N/A | #N/A | #N/A | #N/A | #N/A | #N/A
[8 empty] | 60 | [6 empty] | 87 | #N/A | #N/A | #N/A | #N/A | #N/A | 87 | #N/A | #N/A | #N/A | #N/A | #N/A | #N/A | #N/A | #N/A | #N/A | #N/A | #N/A | #N/A | 44 | #N/A | #N/A | #N/A | #N/A | #N/A | #N/A | #N/A | #N/A | #N/A | #N/A | #N/A | #N/A | #N/A | #N/A | #N/A | #N/A | #N/A | #N/A | #N/A | #N/A | #N/A | #N/A | 44 | #N/A | #N/A | #N/A | #N/A | #N/A | #N/A | #N/A | #N/A | #N/A | #N/A | #N/A | #N/A | #N/A | #N/A | #N/A
[8 empty] | 61 | [6 empty] | 88 | #N/A | #N/A | #N/A | #N/A | #N/A | 88 | #N/A | #N/A | #N/A | #N/A | #N/A | #N/A | #N/A | #N/A | #N/A | #N/A | #N/A | #N/A | 44 | #N/A | #N/A | #N/A | #N/A | #N/A | #N/A | #N/A | #N/A | #N/A | #N/A | #N/A | #N/A | #N/A | #N/A | #N/A | #N/A | #N/A | #N/A | #N/A | #N/A | #N/A | #N/A | 44 | #N/A | #N/A | #N/A | #N/A | #N/A | #N/A | #N/A | #N/A | #N/A | #N/A | #N/A | #N/A | #N/A | #N/A | #N/A
[8 empty] | 62 | [6 empty] | 89 | #N/A | #N/A | #N/A | #N/A | #N/A | 89 | #N/A | #N/A | #N/A | #N/A | #N/A | #N/A | #N/A | #N/A | #N/A | #N/A | #N/A | #N/A | 45 | #N/A | #N/A | #N/A | #N/A | #N/A | #N/A | #N/A | #N/A | #N/A | #N/A | #N/A | #N/A | #N/A | #N/A | #N/A | #N/A | #N/A | #N/A | #N/A | #N/A | #N/A | #N/A | 45 | #N/A | #N/A | #N/A | #N/A | #N/A | #N/A | #N/A | #N/A | #N/A | #N/A | #N/A | #N/A | #N/A | #N/A | #N/A
[8 empty] | 63 | [6 empty] | 90 | #N/A | #N/A | #N/A | #N/A | #N/A | 90 | #N/A | #N/A | #N/A | #N/A | #N/A | #N/A | #N/A | #N/A | #N/A | #N/A | #N/A | #N/A | 45 | #N/A | #N/A | #N/A | #N/A | #N/A | #N/A | #N/A | #N/A | #N/A | #N/A | #N/A | #N/A | #N/A | #N/A | #N/A | #N/A | #N/A | #N/A | #N/A | #N/A | #N/A | #N/A | 45 | #N/A | #N/A | #N/A | #N/A | #N/A | #N/A | #N/A | #N/A | #N/A | #N/A | #N/A | #N/A | #N/A | #N/A | #N/A
[8 empty] | 64 | [6 empty] | 91 | #N/A | #N/A | #N/A | #N/A | #N/A | 91 | #N/A | #N/A | #N/A | #N/A | #N/A | #N/A | #N/A | #N/A | #N/A | #N/A | #N/A | #N/A | 46 | #N/A | #N/A | #N/A | #N/A | #N/A | #N/A | #N/A | #N/A | #N/A | #N/A | #N/A | #N/A | #N/A | #N/A | #N/A | #N/A | #N/A | #N/A | #N/A | #N/A | #N/A | #N/A | 46 | #N/A | #N/A | #N/A | #N/A | #N/A | #N/A | #N/A | #N/A | #N/A | #N/A | #N/A | #N/A | #N/A | #N/A | #N/A
[8 empty] | 65 | [6 empty] | 92 | #N/A | #N/A | #N/A | #N/A | #N/A | 92 | #N/A | #N/A | #N/A | #N/A | #N/A | #N/A | #N/A | #N/A | #N/A | #N/A | #N/A | #N/A | 46 | #N/A | #N/A | #N/A | #N/A | #N/A | #N/A | #N/A | #N/A | #N/A | #N/A | #N/A | #N/A | #N/A | #N/A | #N/A | #N/A | #N/A | #N/A | #N/A | #N/A | #N/A | #N/A | 46 | #N/A | #N/A | #N/A | #N/A | #N/A | #N/A | #N/A | #N/A | #N/A | #N/A | #N/A | #N/A | #N/A | #N/A | #N/A
[8 empty] | 66 | [6 empty] | 93 | #N/A | #N/A | #N/A | #N/A | #N/A | 93 | #N/A | #N/A | #N/A | #N/A | #N/A | #N/A | #N/A | #N/A | #N/A | #N/A | #N/A | #N/A | 47 | #N/A | #N/A | #N/A | #N/A | #N/A | #N/A | #N/A | #N/A | #N/A | #N/A | #N/A | #N/A | #N/A | #N/A | #N/A | #N/A | #N/A | #N/A | #N/A | #N/A | #N/A | #N/A | 47 | #N/A | #N/A | #N/A | #N/A | #N/A | #N/A | #N/A | #N/A | #N/A | #N/A | #N/A | #N/A | #N/A | #N/A | #N/A
[8 empty] | 67 | [6 empty] | 94 | #N/A | #N/A | #N/A | #N/A | #N/A | 94 | #N/A | #N/A | #N/A | #N/A | #N/A | #N/A | #N/A | #N/A | #N/A | #N/A | #N/A | #N/A | 47 | #N/A | #N/A | #N/A | #N/A | #N/A | #N/A | #N/A | #N/A | #N/A | #N/A | #N/A | #N/A | #N/A | #N/A | #N/A | #N/A | #N/A | #N/A | #N/A | #N/A | #N/A | #N/A | 47 | #N/A | #N/A | #N/A | #N/A | #N/A | #N/A | #N/A | #N/A | #N/A | #N/A | #N/A | #N/A | #N/A | #N/A | #N/A
[8 empty] | 68 | [6 empty] | 95 | #N/A | #N/A | #N/A | #N/A | #N/A | 95 | #N/A | #N/A | #N/A | #N/A | #N/A | #N/A | #N/A | #N/A | #N/A | #N/A | #N/A | #N/A | 48 | #N/A | #N/A | #N/A | #N/A | #N/A | #N/A | #N/A | #N/A | #N/A | #N/A | #N/A | #N/A | #N/A | #N/A | #N/A | #N/A | #N/A | #N/A | #N/A | #N/A | #N/A | #N/A | 48 | #N/A | #N/A | #N/A | #N/A | #N/A | #N/A | #N/A | #N/A | #N/A | #N/A | #N/A | #N/A | #N/A | #N/A | #N/A
[8 empty] | 69 | [6 empty] | 96 | #N/A | #N/A | #N/A | #N/A | #N/A | 96 | #N/A | #N/A | #N/A | #N/A | #N/A | #N/A | #N/A | #N/A | #N/A | #N/A | #N/A | #N/A | 48 | #N/A | #N/A | #N/A | #N/A | #N/A | #N/A | #N/A | #N/A | #N/A | #N/A | #N/A | #N/A | #N/A | #N/A | #N/A | #N/A | #N/A | #N/A | #N/A | #N/A | #N/A | #N/A | 48 | #N/A | #N/A | #N/A | #N/A | #N/A | #N/A | #N/A | #N/A | #N/A | #N/A | #N/A | #N/A | #N/A | #N/A | #N/A
[8 empty] | 70 | [6 empty] | 97 | #N/A | #N/A | #N/A | #N/A | #N/A | 97 | #N/A | #N/A | #N/A | #N/A | #N/A | #N/A | #N/A | #N/A | #N/A | #N/A | #N/A | #N/A | 49 | #N/A | #N/A | #N/A | #N/A | #N/A | #N/A | #N/A | #N/A | #N/A | #N/A | #N/A | #N/A | #N/A | #N/A | #N/A | #N/A | #N/A | #N/A | #N/A | #N/A | #N/A | #N/A | 49 | #N/A | #N/A | #N/A | #N/A | #N/A | #N/A | #N/A | #N/A | #N/A | #N/A | #N/A | #N/A | #N/A | #N/A | #N/A
[8 empty] | 71 | [6 empty] | 98 | #N/A | #N/A | #N/A | #N/A | #N/A | 98 | #N/A | #N/A | #N/A | #N/A | #N/A | #N/A | #N/A | #N/A | #N/A | #N/A | #N/A | #N/A | 49 | #N/A | #N/A | #N/A | #N/A | #N/A | #N/A | #N/A | #N/A | #N/A | #N/A | #N/A | #N/A | #N/A | #N/A | #N/A | #N/A | #N/A | #N/A | #N/A | #N/A | #N/A | #N/A | 49 | #N/A | #N/A | #N/A | #N/A | #N/A | #N/A | #N/A | #N/A | #N/A | #N/A | #N/A | #N/A | #N/A | #N/A | #N/A
[8 empty] | 72 | [6 empty] | 99 | #N/A | #N/A | #N/A | #N/A | #N/A | 99 | #N/A | #N/A | #N/A | #N/A | #N/A | #N/A | #N/A | #N/A | #N/A | #N/A | #N/A | #N/A | 50 | #N/A | #N/A | #N/A | #N/A | #N/A | #N/A | #N/A | #N/A | #N/A | #N/A | #N/A | #N/A | #N/A | #N/A | #N/A | #N/A | #N/A | #N/A | #N/A | #N/A | #N/A | #N/A | 50 | #N/A | #N/A | #N/A | #N/A | #N/A | #N/A | #N/A | #N/A | #N/A | #N/A | #N/A | #N/A | #N/A | #N/A | #N/A
[8 empty] | 73 | [6 empty] | 100 | #N/A | #N/A | #N/A | #N/A | #N/A | 100 | #N/A | #N/A | #N/A | #N/A | #N/A | #N/A | #N/A | #N/A | #N/A | #N/A | #N/A | #N/A | 50 | #N/A | #N/A | #N/A | #N/A | #N/A | #N/A | #N/A | #N/A | #N/A | #N/A | #N/A | #N/A | #N/A | #N/A | #N/A | #N/A | #N/A | #N/A | #N/A | #N/A | #N/A | #N/A | 50 | #N/A | #N/A | #N/A | #N/A | #N/A | #N/A | #N/A | #N/A | #N/A | #N/A | #N/A | #N/A | #N/A | #N/A | #N/A
[8 empty] | 74 | [6 empty] | 101 | #N/A | #N/A | #N/A | #N/A | #N/A | 101 | #N/A | #N/A | #N/A | #N/A | #N/A | #N/A | #N/A | #N/A | #N/A | #N/A | #N/A | #N/A | 51 | #N/A | #N/A | #N/A | #N/A | #N/A | #N/A | #N/A | #N/A | #N/A | #N/A | #N/A | #N/A | #N/A | #N/A | #N/A | #N/A | #N/A | #N/A | #N/A | #N/A | #N/A | #N/A | 51 | #N/A | #N/A | #N/A | #N/A | #N/A | #N/A | #N/A | #N/A | #N/A | #N/A | #N/A | #N/A | #N/A | #N/A | #N/A
[8 empty] | 75 | [6 empty] | 102 | #N/A | #N/A | #N/A | #N/A | #N/A | 102 | #N/A | #N/A | #N/A | #N/A | #N/A | #N/A | #N/A | #N/A | #N/A | #N/A | #N/A | #N/A | 51 | #N/A | #N/A | #N/A | #N/A | #N/A | #N/A | #N/A | #N/A | #N/A | #N/A | #N/A | #N/A | #N/A | #N/A | #N/A | #N/A | #N/A | #N/A | #N/A | #N/A | #N/A | #N/A | 51 | #N/A | #N/A | #N/A | #N/A | #N/A | #N/A | #N/A | #N/A | #N/A | #N/A | #N/A | #N/A | #N/A | #N/A | #N/A
[8 empty] | 76 | [6 empty] | 103 | #N/A | #N/A | #N/A | #N/A | #N/A | 103 | #N/A | #N/A | #N/A | #N/A | #N/A | #N/A | #N/A | #N/A | #N/A | #N/A | #N/A | #N/A | 52 | #N/A | #N/A | #N/A | #N/A | #N/A | #N/A | #N/A | #N/A | #N/A | #N/A | #N/A | #N/A | #N/A | #N/A | #N/A | #N/A | #N/A | #N/A | #N/A | #N/A | #N/A | #N/A | 52 | #N/A | #N/A | #N/A | #N/A | #N/A | #N/A | #N/A | #N/A | #N/A | #N/A | #N/A | #N/A | #N/A | #N/A | #N/A
[8 empty] | 77 | [6 empty] | 104 | #N/A | #N/A | #N/A | #N/A | #N/A | 104 | #N/A | #N/A | #N/A | #N/A | #N/A | #N/A | #N/A | #N/A | #N/A | #N/A | #N/A | #N/A | 52 | #N/A | #N/A | #N/A | #N/A | #N/A | #N/A | #N/A | #N/A | #N/A | #N/A | #N/A | #N/A | #N/A | #N/A | #N/A | #N/A | #N/A | #N/A | #N/A | #N/A | #N/A | #N/A | 52 | #N/A | #N/A | #N/A | #N/A | #N/A | #N/A | #N/A | #N/A | #N/A | #N/A | #N/A | #N/A | #N/A | #N/A | #N/A
[8 empty] | 78 | [6 empty] | 105 | #N/A | #N/A | #N/A | #N/A | #N/A | 105 | #N/A | #N/A | #N/A | #N/A | #N/A | #N/A | #N/A | #N/A | #N/A | #N/A | #N/A | #N/A | 53 | #N/A | #N/A | #N/A | #N/A | #N/A | #N/A | #N/A | #N/A | #N/A | #N/A | #N/A | #N/A | #N/A | #N/A | #N/A | #N/A | #N/A | #N/A | #N/A | #N/A | #N/A | #N/A | 53 | #N/A | #N/A | #N/A | #N/A | #N/A | #N/A | #N/A | #N/A | #N/A | #N/A | #N/A | #N/A | #N/A | #N/A | #N/A
[8 empty] | 79 | [6 empty] | 106 | #N/A | #N/A | #N/A | #N/A | #N/A | 106 | #N/A | #N/A | #N/A | #N/A | #N/A | #N/A | #N/A | #N/A | #N/A | #N/A | #N/A | #N/A | 53 | #N/A | #N/A | #N/A | #N/A | #N/A | #N/A | #N/A | #N/A | #N/A | #N/A | #N/A | #N/A | #N/A | #N/A | #N/A | #N/A | #N/A | #N/A | #N/A | #N/A | #N/A | #N/A | 53 | #N/A | #N/A | #N/A | #N/A | #N/A | #N/A | #N/A | #N/A | #N/A | #N/A | #N/A | #N/A | #N/A | #N/A | #N/A
[8 empty] | 80 | [6 empty] | 107 | #N/A | #N/A | #N/A | #N/A | #N/A | 107 | #N/A | #N/A | #N/A | #N/A | #N/A | #N/A | #N/A | #N/A | #N/A | #N/A | #N/A | #N/A | 54 | #N/A | #N/A | #N/A | #N/A | #N/A | #N/A | #N/A | #N/A | #N/A | #N/A | #N/A | #N/A | #N/A | #N/A | #N/A | #N/A | #N/A | #N/A | #N/A | #N/A | #N/A | #N/A | 54 | #N/A | #N/A | #N/A | #N/A | #N/A | #N/A | #N/A | #N/A | #N/A | #N/A | #N/A | #N/A | #N/A | #N/A | #N/A
[8 empty] | 81 | [6 empty] | 108 | #N/A | #N/A | #N/A | #N/A | #N/A | 108 | #N/A | #N/A | #N/A | #N/A | #N/A | #N/A | #N/A | #N/A | #N/A | #N/A | #N/A | #N/A | 54 | #N/A | #N/A | #N/A | #N/A | #N/A | #N/A | #N/A | #N/A | #N/A | #N/A | #N/A | #N/A | #N/A | #N/A | #N/A | #N/A | #N/A | #N/A | #N/A | #N/A | #N/A | #N/A | 54 | #N/A | #N/A | #N/A | #N/A | #N/A | #N/A | #N/A | #N/A | #N/A | #N/A | #N/A | #N/A | #N/A | #N/A | #N/A
[8 empty] | 82 | [6 empty] | 109 | #N/A | #N/A | #N/A | #N/A | #N/A | 109 | #N/A | #N/A | #N/A | #N/A | #N/A | #N/A | #N/A | #N/A | #N/A | #N/A | #N/A | #N/A | 55 | #N/A | #N/A | #N/A | #N/A | #N/A | #N/A | #N/A | #N/A | #N/A | #N/A | #N/A | #N/A | #N/A | #N/A | #N/A | #N/A | #N/A | #N/A | #N/A | #N/A | #N/A | #N/A | 55 | #N/A | #N/A | #N/A | #N/A | #N/A | #N/A | #N/A | #N/A | #N/A | #N/A | #N/A | #N/A | #N/A | #N/A | #N/A
[8 empty] | 83 | [6 empty] | 110 | #N/A | #N/A | #N/A | #N/A | #N/A | 110 | #N/A | #N/A | #N/A | #N/A | #N/A | #N/A | #N/A | #N/A | #N/A | #N/A | #N/A | #N/A | 55 | #N/A | #N/A | #N/A | #N/A | #N/A | #N/A | #N/A | #N/A | #N/A | #N/A | #N/A | #N/A | #N/A | #N/A | #N/A | #N/A | #N/A | #N/A | #N/A | #N/A | #N/A | #N/A | 55 | #N/A | #N/A | #N/A | #N/A | #N/A | #N/A | #N/A | #N/A | #N/A | #N/A | #N/A | #N/A | #N/A | #N/A | #N/A
[8 empty] | 84 | [6 empty] | 111 | #N/A | #N/A | #N/A | #N/A | #N/A | 111 | #N/A | #N/A | #N/A | #N/A | #N/A | #N/A | #N/A | #N/A | #N/A | #N/A | #N/A | #N/A | 56 | #N/A | #N/A | #N/A | #N/A | #N/A | #N/A | #N/A | #N/A | #N/A | #N/A | #N/A | #N/A | #N/A | #N/A | #N/A | #N/A | #N/A | #N/A | #N/A | #N/A | #N/A | #N/A | 56 | #N/A | #N/A | #N/A | #N/A | #N/A | #N/A | #N/A | #N/A | #N/A | #N/A | #N/A | #N/A | #N/A | #N/A | #N/A
[8 empty] | 85 | [6 empty] | 112 | #N/A | #N/A | #N/A | #N/A | #N/A | 112 | #N/A | #N/A | #N/A | #N/A | #N/A | #N/A | #N/A | #N/A | #N/A | #N/A | #N/A | #N/A | 56 | #N/A | #N/A | #N/A | #N/A | #N/A | #N/A | #N/A | #N/A | #N/A | #N/A | #N/A | #N/A | #N/A | #N/A | #N/A | #N/A | #N/A | #N/A | #N/A | #N/A | #N/A | #N/A | 56 | #N/A | #N/A | #N/A | #N/A | #N/A | #N/A | #N/A | #N/A | #N/A | #N/A | #N/A | #N/A | #N/A | #N/A | #N/A
[8 empty] | 86 | [6 empty] | 113 | #N/A | #N/A | #N/A | #N/A | #N/A | 113 | #N/A | #N/A | #N/A | #N/A | #N/A | #N/A | #N/A | #N/A | #N/A | #N/A | #N/A | #N/A | 57 | #N/A | #N/A | #N/A | #N/A | #N/A | #N/A | #N/A | #N/A | #N/A | #N/A | #N/A | #N/A | #N/A | #N/A | #N/A | #N/A | #N/A | #N/A | #N/A | #N/A | #N/A | #N/A | 57 | #N/A | #N/A | #N/A | #N/A | #N/A | #N/A | #N/A | #N/A | #N/A | #N/A | #N/A | #N/A | #N/A | #N/A | #N/A
[8 empty] | 87 | [6 empty] | 114 | #N/A | #N/A | #N/A | #N/A | #N/A | 114 | #N/A | #N/A | #N/A | #N/A | #N/A | #N/A | #N/A | #N/A | #N/A | #N/A | #N/A | #N/A | 57 | #N/A | #N/A | #N/A | #N/A | #N/A | #N/A | #N/A | #N/A | #N/A | #N/A | #N/A | #N/A | #N/A | #N/A | #N/A | #N/A | #N/A | #N/A | #N/A | #N/A | #N/A | #N/A | 57 | #N/A | #N/A | #N/A | #N/A | #N/A | #N/A | #N/A | #N/A | #N/A | #N/A | #N/A | #N/A | #N/A | #N/A | #N/A
[8 empty] | 88 | [6 empty] | 115 | #N/A | #N/A | #N/A | #N/A | #N/A | 115 | #N/A | #N/A | #N/A | #N/A | #N/A | #N/A | #N/A | #N/A | #N/A | #N/A | #N/A | #N/A | 58 | #N/A | #N/A | #N/A | #N/A | #N/A | #N/A | #N/A | #N/A | #N/A | #N/A | #N/A | #N/A | #N/A | #N/A | #N/A | #N/A | #N/A | #N/A | #N/A | #N/A | #N/A | #N/A | 58 | #N/A | #N/A | #N/A | #N/A | #N/A | #N/A | #N/A | #N/A | #N/A | #N/A | #N/A | #N/A | #N/A | #N/A | #N/A
[8 empty] | 89 | [6 empty] | 116 | #N/A | #N/A | #N/A | #N/A | #N/A | 116 | #N/A | #N/A | #N/A | #N/A | #N/A | #N/A | #N/A | #N/A | #N/A | #N/A | #N/A | #N/A | 58 | #N/A | #N/A | #N/A | #N/A | #N/A | #N/A | #N/A | #N/A | #N/A | #N/A | #N/A | #N/A | #N/A | #N/A | #N/A | #N/A | #N/A | #N/A | #N/A | #N/A | #N/A | #N/A | 58 | #N/A | #N/A | #N/A | #N/A | #N/A | #N/A | #N/A | #N/A | #N/A | #N/A | #N/A | #N/A | #N/A | #N/A | #N/A
[8 empty] | 90 | [6 empty] | 117 | #N/A | #N/A | #N/A | #N/A | #N/A | 117 | #N/A | #N/A | #N/A | #N/A | #N/A | #N/A | #N/A | #N/A | #N/A | #N/A | #N/A | #N/A | 59 | #N/A | #N/A | #N/A | #N/A | #N/A | #N/A | #N/A | #N/A | #N/A | #N/A | #N/A | #N/A | #N/A | #N/A | #N/A | #N/A | #N/A | #N/A | #N/A | #N/A | #N/A | #N/A | 59 | #N/A | #N/A | #N/A | #N/A | #N/A | #N/A | #N/A | #N/A | #N/A | #N/A | #N/A | #N/A | #N/A | #N/A | #N/A
[8 empty] | 91 | [6 empty] | 118 | #N/A | #N/A | #N/A | #N/A | #N/A | 118 | #N/A | #N/A | #N/A | #N/A | #N/A | #N/A | #N/A | #N/A | #N/A | #N/A | #N/A | #N/A | 59 | #N/A | #N/A | #N/A | #N/A | #N/A | #N/A | #N/A | #N/A | #N/A | #N/A | #N/A | #N/A | #N/A | #N/A | #N/A | #N/A | #N/A | #N/A | #N/A | #N/A | #N/A | #N/A | 59 | #N/A | #N/A | #N/A | #N/A | #N/A | #N/A | #N/A | #N/A | #N/A | #N/A | #N/A | #N/A | #N/A | #N/A | #N/A
[8 empty] | 92 | [6 empty] | 119 | #N/A | #N/A | #N/A | #N/A | #N/A | 119 | #N/A | #N/A | #N/A | #N/A | #N/A | #N/A | #N/A | #N/A | #N/A | #N/A | #N/A | #N/A | 60 | #N/A | #N/A | #N/A | #N/A | #N/A | #N/A | #N/A | #N/A | #N/A | #N/A | #N/A | #N/A | #N/A | #N/A | #N/A | #N/A | #N/A | #N/A | #N/A | #N/A | #N/A | #N/A | 60 | #N/A | #N/A | #N/A | #N/A | #N/A | #N/A | #N/A | #N/A | #N/A | #N/A | #N/A | #N/A | #N/A | #N/A | #N/A
[8 empty] | 93 | [6 empty] | 120 | #N/A | #N/A | #N/A | #N/A | #N/A | 120 | #N/A | #N/A | #N/A | #N/A | #N/A | #N/A | #N/A | #N/A | #N/A | #N/A | #N/A | #N/A | 60 | #N/A | #N/A | #N/A | #N/A | #N/A | #N/A | #N/A | #N/A | #N/A | #N/A | #N/A | #N/A | #N/A | #N/A | #N/A | #N/A | #N/A | #N/A | #N/A | #N/A | #N/A | #N/A | 60 | #N/A | #N/A | #N/A | #N/A | #N/A | #N/A | #N/A | #N/A | #N/A | #N/A | #N/A | #N/A | #N/A | #N/A | #N/A
[8 empty] | 94 | [6 empty] | 121 | #N/A | #N/A | #N/A | #N/A | #N/A | 121 | #N/A | #N/A | #N/A | #N/A | #N/A | #N/A | #N/A | #N/A | #N/A | #N/A | #N/A | #N/A | 61 | #N/A | #N/A | #N/A | #N/A | #N/A | #N/A | #N/A | #N/A | #N/A | #N/A | #N/A | #N/A | #N/A | #N/A | #N/A | #N/A | #N/A | #N/A | #N/A | #N/A | #N/A | #N/A | 61 | #N/A | #N/A | #N/A | #N/A | #N/A | #N/A | #N/A | #N/A | #N/A | #N/A | #N/A | #N/A | #N/A | #N/A | #N/A
[8 empty] | 95 | [6 empty] | 122 | #N/A | #N/A | #N/A | #N/A | #N/A | 122 | #N/A | #N/A | #N/A | #N/A | #N/A | #N/A | #N/A | #N/A | #N/A | #N/A | #N/A | #N/A | 61 | #N/A | #N/A | #N/A | #N/A | #N/A | #N/A | #N/A | #N/A | #N/A | #N/A | #N/A | #N/A | #N/A | #N/A | #N/A | #N/A | #N/A | #N/A | #N/A | #N/A | #N/A | #N/A | 61 | #N/A | #N/A | #N/A | #N/A | #N/A | #N/A | #N/A | #N/A | #N/A | #N/A | #N/A | #N/A | #N/A | #N/A | #N/A
[8 empty] | 96 | [6 empty] | 123 | #N/A | #N/A | #N/A | #N/A | #N/A | 123 | #N/A | #N/A | #N/A | #N/A | #N/A | #N/A | #N/A | #N/A | #N/A | #N/A | #N/A | #N/A | 62 | #N/A | #N/A | #N/A | #N/A | #N/A | #N/A | #N/A | #N/A | #N/A | #N/A | #N/A | #N/A | #N/A | #N/A | #N/A | #N/A | #N/A | #N/A | #N/A | #N/A | #N/A | #N/A | 62 | #N/A | #N/A | #N/A | #N/A | #N/A | #N/A | #N/A | #N/A | #N/A | #N/A | #N/A | #N/A | #N/A | #N/A | #N/A
[8 empty] | 97 | [6 empty] | 124 | #N/A | #N/A | #N/A | #N/A | #N/A | 124 | #N/A | #N/A | #N/A | #N/A | #N/A | #N/A | #N/A | #N/A | #N/A | #N/A | #N/A | #N/A | 62 | #N/A | #N/A | #N/A | #N/A | #N/A | #N/A | #N/A | #N/A | #N/A | #N/A | #N/A | #N/A | #N/A | #N/A | #N/A | #N/A | #N/A | #N/A | #N/A | #N/A | #N/A | #N/A | 62 | #N/A | #N/A | #N/A | #N/A | #N/A | #N/A | #N/A | #N/A | #N/A | #N/A | #N/A | #N/A | #N/A | #N/A | #N/A
[8 empty] | 98 | [6 empty] | 125 | #N/A | #N/A | #N/A | #N/A | #N/A | 125 | #N/A | #N/A | #N/A | #N/A | #N/A | #N/A | #N/A | #N/A | #N/A | #N/A | #N/A | #N/A | 63 | #N/A | #N/A | #N/A | #N/A | #N/A | #N/A | #N/A | #N/A | #N/A | #N/A | #N/A | #N/A | #N/A | #N/A | #N/A | #N/A | #N/A | #N/A | #N/A | #N/A | #N/A | #N/A | 63 | #N/A | #N/A | #N/A | #N/A | #N/A | #N/A | #N/A | #N/A | #N/A | #N/A | #N/A | #N/A | #N/A | #N/A | #N/A
[8 empty] | 99 | [6 empty] | 126 | #N/A | #N/A | #N/A | #N/A | #N/A | 126 | #N/A | #N/A | #N/A | #N/A | #N/A | #N/A | #N/A | #N/A | #N/A | #N/A | #N/A | #N/A | 63 | #N/A | #N/A | #N/A | #N/A | #N/A | #N/A | #N/A | #N/A | #N/A | #N/A | #N/A | #N/A | #N/A | #N/A | #N/A | #N/A | #N/A | #N/A | #N/A | #N/A | #N/A | #N/A | 63 | #N/A | #N/A | #N/A | #N/A | #N/A | #N/A | #N/A | #N/A | #N/A | #N/A | #N/A | #N/A | #N/A | #N/A | #N/A
[8 empty] | 100 | [6 empty] | 127 | #N/A | #N/A | #N/A | #N/A | #N/A | 127 | #N/A | #N/A | #N/A | #N/A | #N/A | #N/A | #N/A | #N/A | #N/A | #N/A | #N/A | #N/A | 64 | #N/A | #N/A | #N/A | #N/A | #N/A | #N/A | #N/A | #N/A | #N/A | #N/A | #N/A | #N/A | #N/A | #N/A | #N/A | #N/A | #N/A | #N/A | #N/A | #N/A | #N/A | #N/A | 64 | #N/A | #N/A | #N/A | #N/A | #N/A | #N/A | #N/A | #N/A | #N/A | #N/A | #N/A | #N/A | #N/A | #N/A | #N/A
[8 empty] | 101 | [6 empty] | 128 | #N/A | #N/A | #N/A | #N/A | #N/A | 128 | #N/A | #N/A | #N/A | #N/A | #N/A | #N/A | #N/A | #N/A | #N/A | #N/A | #N/A | #N/A | 64 | #N/A | #N/A | #N/A | #N/A | #N/A | #N/A | #N/A | #N/A | #N/A | #N/A | #N/A | #N/A | #N/A | #N/A | #N/A | #N/A | #N/A | #N/A | #N/A | #N/A | #N/A | #N/A | 64 | #N/A | #N/A | #N/A | #N/A | #N/A | #N/A | #N/A | #N/A | #N/A | #N/A | #N/A | #N/A | #N/A | #N/A | #N/A
[8 empty] | 102 | [6 empty] | 129 | #N/A | #N/A | #N/A | #N/A | #N/A | 129 | #N/A | #N/A | #N/A | #N/A | #N/A | #N/A | #N/A | #N/A | #N/A | #N/A | #N/A | #N/A | 65 | #N/A | #N/A | #N/A | #N/A | #N/A | #N/A | #N/A | #N/A | #N/A | #N/A | #N/A | #N/A | #N/A | #N/A | #N/A | #N/A | #N/A | #N/A | #N/A | #N/A | #N/A | #N/A | 65 | #N/A | #N/A | #N/A | #N/A | #N/A | #N/A | #N/A | #N/A | #N/A | #N/A | #N/A | #N/A | #N/A | #N/A | #N/A
[8 empty] | 103 | [6 empty] | 130 | #N/A | #N/A | #N/A | #N/A | #N/A | 130 | #N/A | #N/A | #N/A | #N/A | #N/A | #N/A | #N/A | #N/A | #N/A | #N/A | #N/A | #N/A | 65 | #N/A | #N/A | #N/A | #N/A | #N/A | #N/A | #N/A | #N/A | #N/A | #N/A | #N/A | #N/A | #N/A | #N/A | #N/A | #N/A | #N/A | #N/A | #N/A | #N/A | #N/A | #N/A | 65 | #N/A | #N/A | #N/A | #N/A | #N/A | #N/A | #N/A | #N/A | #N/A | #N/A | #N/A | #N/A | #N/A | #N/A | #N/A
[8 empty] | 104 | [6 empty] | 131 | #N/A | #N/A | #N/A | #N/A | #N/A | 131 | #N/A | #N/A | #N/A | #N/A | #N/A | #N/A | #N/A | #N/A | #N/A | #N/A | #N/A | #N/A | 66 | #N/A | #N/A | #N/A | #N/A | #N/A | #N/A | #N/A | #N/A | #N/A | #N/A | #N/A | #N/A | #N/A | #N/A | #N/A | #N/A | #N/A | #N/A | #N/A | #N/A | #N/A | #N/A | 66 | #N/A | #N/A | #N/A | #N/A | #N/A | #N/A | #N/A | #N/A | #N/A | #N/A | #N/A | #N/A | #N/A | #N/A | #N/A
[8 empty] | 105 | [6 empty] | 132 | #N/A | #N/A | #N/A | #N/A | #N/A | 132 | #N/A | #N/A | #N/A | #N/A | #N/A | #N/A | #N/A | #N/A | #N/A | #N/A | #N/A | #N/A | 66 | #N/A | #N/A | #N/A | #N/A | #N/A | #N/A | #N/A | #N/A | #N/A | #N/A | #N/A | #N/A | #N/A | #N/A | #N/A | #N/A | #N/A | #N/A | #N/A | #N/A | #N/A | #N/A | 66 | #N/A | #N/A | #N/A | #N/A | #N/A | #N/A | #N/A | #N/A | #N/A | #N/A | #N/A | #N/A | #N/A | #N/A | #N/A
[8 empty] | 106 | [6 empty] | 133 | #N/A | #N/A | #N/A | #N/A | #N/A | 133 | #N/A | #N/A | #N/A | #N/A | #N/A | #N/A | #N/A | #N/A | #N/A | #N/A | #N/A | #N/A | 67 | #N/A | #N/A | #N/A | #N/A | #N/A | #N/A | #N/A | #N/A | #N/A | #N/A | #N/A | #N/A | #N/A | #N/A | #N/A | #N/A | #N/A | #N/A | #N/A | #N/A | #N/A | #N/A | 67 | #N/A | #N/A | #N/A | #N/A | #N/A | #N/A | #N/A | #N/A | #N/A | #N/A | #N/A | #N/A | #N/A | #N/A | #N/A
[8 empty] | 107 | [6 empty] | 134 | #N/A | #N/A | #N/A | #N/A | #N/A | 134 | #N/A | #N/A | #N/A | #N/A | #N/A | #N/A | #N/A | #N/A | #N/A | #N/A | #N/A | #N/A | 67 | #N/A | #N/A | #N/A | #N/A | #N/A | #N/A | #N/A | #N/A | #N/A | #N/A | #N/A | #N/A | #N/A | #N/A | #N/A | #N/A | #N/A | #N/A | #N/A | #N/A | #N/A | #N/A | 67 | #N/A | #N/A | #N/A | #N/A | #N/A | #N/A | #N/A | #N/A | #N/A | #N/A | #N/A | #N/A | #N/A | #N/A | #N/A
[8 empty] | 108 | [6 empty] | 135 | #N/A | #N/A | #N/A | #N/A | #N/A | 135 | #N/A | #N/A | #N/A | #N/A | #N/A | #N/A | #N/A | #N/A | #N/A | #N/A | #N/A | #N/A | 68 | #N/A | #N/A | #N/A | #N/A | #N/A | #N/A | #N/A | #N/A | #N/A | #N/A | #N/A | #N/A | #N/A | #N/A | #N/A | #N/A | #N/A | #N/A | #N/A | #N/A | #N/A | #N/A | 68 | #N/A | #N/A | #N/A | #N/A | #N/A | #N/A | #N/A | #N/A | #N/A | #N/A | #N/A | #N/A | #N/A | #N/A | #N/A
[8 empty] | 109 | [6 empty] | 136 | #N/A | #N/A | #N/A | #N/A | #N/A | 136 | #N/A | #N/A | #N/A | #N/A | #N/A | #N/A | #N/A | #N/A | #N/A | #N/A | #N/A | #N/A | 68 | #N/A | #N/A | #N/A | #N/A | #N/A | #N/A | #N/A | #N/A | #N/A | #N/A | #N/A | #N/A | #N/A | #N/A | #N/A | #N/A | #N/A | #N/A | #N/A | #N/A | #N/A | #N/A | 68 | #N/A | #N/A | #N/A | #N/A | #N/A | #N/A | #N/A | #N/A | #N/A | #N/A | #N/A | #N/A | #N/A | #N/A | #N/A
[8 empty] | 110 | [6 empty] | 137 | #N/A | #N/A | #N/A | #N/A | #N/A | 137 | #N/A | #N/A | #N/A | #N/A | #N/A | #N/A | #N/A | #N/A | #N/A | #N/A | #N/A | #N/A | 69 | #N/A | #N/A | #N/A | #N/A | #N/A | #N/A | #N/A | #N/A | #N/A | #N/A | #N/A | #N/A | #N/A | #N/A | #N/A | #N/A | #N/A | #N/A | #N/A | #N/A | #N/A | #N/A | 69 | #N/A | #N/A | #N/A | #N/A | #N/A | #N/A | #N/A | #N/A | #N/A | #N/A | #N/A | #N/A | #N/A | #N/A | #N/A
[8 empty] | 111 | [6 empty] | 138 | #N/A | #N/A | #N/A | #N/A | #N/A | 138 | #N/A | #N/A | #N/A | #N/A | #N/A | #N/A | #N/A | #N/A | #N/A | #N/A | #N/A | #N/A | 69 | #N/A | #N/A | #N/A | #N/A | #N/A | #N/A | #N/A | #N/A | #N/A | #N/A | #N/A | #N/A | #N/A | #N/A | #N/A | #N/A | #N/A | #N/A | #N/A | #N/A | #N/A | #N/A | 69 | #N/A | #N/A | #N/A | #N/A | #N/A | #N/A | #N/A | #N/A | #N/A | #N/A | #N/A | #N/A | #N/A | #N/A | #N/A
[8 empty] | 112 | [6 empty] | 139 | #N/A | #N/A | #N/A | #N/A | #N/A | 139 | #N/A | #N/A | #N/A | #N/A | #N/A | #N/A | #N/A | #N/A | #N/A | #N/A | #N/A | #N/A | 70 | #N/A | #N/A | #N/A | #N/A | #N/A | #N/A | #N/A | #N/A | #N/A | #N/A | #N/A | #N/A | #N/A | #N/A | #N/A | #N/A | #N/A | #N/A | #N/A | #N/A | #N/A | #N/A | 70 | #N/A | #N/A | #N/A | #N/A | #N/A | #N/A | #N/A | #N/A | #N/A | #N/A | #N/A | #N/A | #N/A | #N/A | #N/A
[8 empty] | 113 | [6 empty] | 140 | #N/A | #N/A | #N/A | #N/A | #N/A | 140 | #N/A | #N/A | #N/A | #N/A | #N/A | #N/A | #N/A | #N/A | #N/A | #N/A | #N/A | #N/A | 70 | #N/A | #N/A | #N/A | #N/A | #N/A | #N/A | #N/A | #N/A | #N/A | #N/A | #N/A | #N/A | #N/A | #N/A | #N/A | #N/A | #N/A | #N/A | #N/A | #N/A | #N/A | #N/A | 70 | #N/A | #N/A | #N/A | #N/A | #N/A | #N/A | #N/A | #N/A | #N/A | #N/A | #N/A | #N/A | #N/A | #N/A | #N/A
[8 empty] | 114 | [6 empty] | 141 | #N/A | #N/A | #N/A | #N/A | #N/A | 141 | #N/A | #N/A | #N/A | #N/A | #N/A | #N/A | #N/A | #N/A | #N/A | #N/A | #N/A | #N/A | 71 | #N/A | #N/A | #N/A | #N/A | #N/A | #N/A | #N/A | #N/A | #N/A | #N/A | #N/A | #N/A | #N/A | #N/A | #N/A | #N/A | #N/A | #N/A | #N/A | #N/A | #N/A | #N/A | 71 | #N/A | #N/A | #N/A | #N/A | #N/A | #N/A | #N/A | #N/A | #N/A | #N/A | #N/A | #N/A | #N/A | #N/A | #N/A
[8 empty] | 115 | [6 empty] | 142 | #N/A | #N/A | #N/A | #N/A | #N/A | 142 | #N/A | #N/A | #N/A | #N/A | #N/A | #N/A | #N/A | #N/A | #N/A | #N/A | #N/A | #N/A | 71 | #N/A | #N/A | #N/A | #N/A | #N/A | #N/A | #N/A | #N/A | #N/A | #N/A | #N/A | #N/A | #N/A | #N/A | #N/A | #N/A | #N/A | #N/A | #N/A | #N/A | #N/A | #N/A | 71 | #N/A | #N/A | #N/A | #N/A | #N/A | #N/A | #N/A | #N/A | #N/A | #N/A | #N/A | #N/A | #N/A | #N/A | #N/A
[8 empty] | 116 | [6 empty] | 143 | #N/A | #N/A | #N/A | #N/A | #N/A | 143 | #N/A | #N/A | #N/A | #N/A | #N/A | #N/A | #N/A | #N/A | #N/A | #N/A | #N/A | #N/A | 72 | #N/A | #N/A | #N/A | #N/A | #N/A | #N/A | #N/A | #N/A | #N/A | #N/A | #N/A | #N/A | #N/A | #N/A | #N/A | #N/A | #N/A | #N/A | #N/A | #N/A | #N/A | #N/A | 72 | #N/A | #N/A | #N/A | #N/A | #N/A | #N/A | #N/A | #N/A | #N/A | #N/A | #N/A | #N/A | #N/A | #N/A | #N/A
[8 empty] | 117 | [6 empty] | 144 | #N/A | #N/A | #N/A | #N/A | #N/A | 144 | #N/A | #N/A | #N/A | #N/A | #N/A | #N/A | #N/A | #N/A | #N/A | #N/A | #N/A | #N/A | 72 | #N/A | #N/A | #N/A | #N/A | #N/A | #N/A | #N/A | #N/A | #N/A | #N/A | #N/A | #N/A | #N/A | #N/A | #N/A | #N/A | #N/A | #N/A | #N/A | #N/A | #N/A | #N/A | 72 | #N/A | #N/A | #N/A | #N/A | #N/A | #N/A | #N/A | #N/A | #N/A | #N/A | #N/A | #N/A | #N/A | #N/A | #N/A
[8 empty] | 118 | [6 empty] | 145 | #N/A | #N/A | #N/A | #N/A | #N/A | 145 | #N/A | #N/A | #N/A | #N/A | #N/A | #N/A | #N/A | #N/A | #N/A | #N/A | #N/A | #N/A | 73 | #N/A | #N/A | #N/A | #N/A | #N/A | #N/A | #N/A | #N/A | #N/A | #N/A | #N/A | #N/A | #N/A | #N/A | #N/A | #N/A | #N/A | #N/A | #N/A | #N/A | #N/A | #N/A | 73 | #N/A | #N/A | #N/A | #N/A | #N/A | #N/A | #N/A | #N/A | #N/A | #N/A | #N/A | #N/A | #N/A | #N/A | #N/A
[8 empty] | 119 | [6 empty] | 146 | #N/A | #N/A | #N/A | #N/A | #N/A | 146 | #N/A | #N/A | #N/A | #N/A | #N/A | #N/A | #N/A | #N/A | #N/A | #N/A | #N/A | #N/A | 73 | #N/A | #N/A | #N/A | #N/A | #N/A | #N/A | #N/A | #N/A | #N/A | #N/A | #N/A | #N/A | #N/A | #N/A | #N/A | #N/A | #N/A | #N/A | #N/A | #N/A | #N/A | #N/A | 73 | #N/A | #N/A | #N/A | #N/A | #N/A | #N/A | #N/A | #N/A | #N/A | #N/A | #N/A | #N/A | #N/A | #N/A | #N/A
[8 empty] | 120 | [6 empty] | 147 | #N/A | #N/A | #N/A | #N/A | #N/A | 147 | #N/A | #N/A | #N/A | #N/A | #N/A | #N/A | #N/A | #N/A | #N/A | #N/A | #N/A | #N/A | 74 | #N/A | #N/A | #N/A | #N/A | #N/A | #N/A | #N/A | #N/A | #N/A | #N/A | #N/A | #N/A | #N/A | #N/A | #N/A | #N/A | #N/A | #N/A | #N/A | #N/A | #N/A | #N/A | 74 | #N/A | #N/A | #N/A | #N/A | #N/A | #N/A | #N/A | #N/A | #N/A | #N/A | #N/A | #N/A | #N/A | #N/A | #N/A
[8 empty] | 121 | [6 empty] | 148 | #N/A | #N/A | #N/A | #N/A | #N/A | 148 | #N/A | #N/A | #N/A | #N/A | #N/A | #N/A | #N/A | #N/A | #N/A | #N/A | #N/A | #N/A | 74 | #N/A | #N/A | #N/A | #N/A | #N/A | #N/A | #N/A | #N/A | #N/A | #N/A | #N/A | #N/A | #N/A | #N/A | #N/A | #N/A | #N/A | #N/A | #N/A | #N/A | #N/A | #N/A | 74 | #N/A | #N/A | #N/A | #N/A | #N/A | #N/A | #N/A | #N/A | #N/A | #N/A | #N/A | #N/A | #N/A | #N/A | #N/A
[8 empty] | 122 | [6 empty] | 149 | #N/A | #N/A | #N/A | #N/A | #N/A | 149 | #N/A | #N/A | #N/A | #N/A | #N/A | #N/A | #N/A | #N/A | #N/A | #N/A | #N/A | #N/A | 75 | #N/A | #N/A | #N/A | #N/A | #N/A | #N/A | #N/A | #N/A | #N/A | #N/A | #N/A | #N/A | #N/A | #N/A | #N/A | #N/A | #N/A | #N/A | #N/A | #N/A | #N/A | #N/A | 75 | #N/A | #N/A | #N/A | #N/A | #N/A | #N/A | #N/A | #N/A | #N/A | #N/A | #N/A | #N/A | #N/A | #N/A | #N/A
[8 empty] | 123 | [6 empty] | 150 | #N/A | #N/A | #N/A | #N/A | #N/A | 150 | #N/A | #N/A | #N/A | #N/A | #N/A | #N/A | #N/A | #N/A | #N/A | #N/A | #N/A | #N/A | 75 | #N/A | #N/A | #N/A | #N/A | #N/A | #N/A | #N/A | #N/A | #N/A | #N/A | #N/A | #N/A | #N/A | #N/A | #N/A | #N/A | #N/A | #N/A | #N/A | #N/A | #N/A | #N/A | 75 | #N/A | #N/A | #N/A | #N/A | #N/A | #N/A | #N/A | #N/A | #N/A | #N/A | #N/A | #N/A | #N/A | #N/A | #N/A
[8 empty] | 124 | [6 empty] | 151 | #N/A | #N/A | #N/A | #N/A | #N/A | 151 | #N/A | #N/A | #N/A | #N/A | #N/A | #N/A | #N/A | #N/A | #N/A | #N/A | #N/A | #N/A | 76 | #N/A | #N/A | #N/A | #N/A | #N/A | #N/A | #N/A | #N/A | #N/A | #N/A | #N/A | #N/A | #N/A | #N/A | #N/A | #N/A | #N/A | #N/A | #N/A | #N/A | #N/A | #N/A | 76 | #N/A | #N/A | #N/A | #N/A | #N/A | #N/A | #N/A | #N/A | #N/A | #N/A | #N/A | #N/A | #N/A | #N/A | #N/A
[8 empty] | 125 | [6 empty] | 152 | #N/A | #N/A | #N/A | #N/A | #N/A | 152 | #N/A | #N/A | #N/A | #N/A | #N/A | #N/A | #N/A | #N/A | #N/A | #N/A | #N/A | #N/A | 76 | #N/A | #N/A | #N/A | #N/A | #N/A | #N/A | #N/A | #N/A | #N/A | #N/A | #N/A | #N/A | #N/A | #N/A | #N/A | #N/A | #N/A | #N/A | #N/A | #N/A | #N/A | #N/A | 76 | #N/A | #N/A | #N/A | #N/A | #N/A | #N/A | #N/A | #N/A | #N/A | #N/A | #N/A | #N/A | #N/A | #N/A | #N/A
[8 empty] | 126 | [6 empty] | 153 | #N/A | #N/A | #N/A | #N/A | #N/A | 153 | #N/A | #N/A | #N/A | #N/A | #N/A | #N/A | #N/A | #N/A | #N/A | #N/A | #N/A | #N/A | 77 | #N/A | #N/A | #N/A | #N/A | #N/A | #N/A | #N/A | #N/A | #N/A | #N/A | #N/A | #N/A | #N/A | #N/A | #N/A | #N/A | #N/A | #N/A | #N/A | #N/A | #N/A | #N/A | 77 | #N/A | #N/A | #N/A | #N/A | #N/A | #N/A | #N/A | #N/A | #N/A | #N/A | #N/A | #N/A | #N/A | #N/A | #N/A
[8 empty] | 127 | [6 empty] | 154 | #N/A | #N/A | #N/A | #N/A | #N/A | 154 | #N/A | #N/A | #N/A | #N/A | #N/A | #N/A | #N/A | #N/A | #N/A | #N/A | #N/A | #N/A | 77 | #N/A | #N/A | #N/A | #N/A | #N/A | #N/A | #N/A | #N/A | #N/A | #N/A | #N/A | #N/A | #N/A | #N/A | #N/A | #N/A | #N/A | #N/A | #N/A | #N/A | #N/A | #N/A | 77 | #N/A | #N/A | #N/A | #N/A | #N/A | #N/A | #N/A | #N/A | #N/A | #N/A | #N/A | #N/A | #N/A | #N/A | #N/A
[8 empty] | 128 | [6 empty] | 155 | #N/A | #N/A | #N/A | #N/A | #N/A | 155 | #N/A | #N/A | #N/A | #N/A | #N/A | #N/A | #N/A | #N/A | #N/A | #N/A | #N/A | #N/A | 78 | #N/A | #N/A | #N/A | #N/A | #N/A | #N/A | #N/A | #N/A | #N/A | #N/A | #N/A | #N/A | #N/A | #N/A | #N/A | #N/A | #N/A | #N/A | #N/A | #N/A | #N/A | #N/A | 78 | #N/A | #N/A | #N/A | #N/A | #N/A | #N/A | #N/A | #N/A | #N/A | #N/A | #N/A | #N/A | #N/A | #N/A | #N/A
[8 empty] | 129 | [6 empty] | 156 | #N/A | #N/A | #N/A | #N/A | #N/A | 156 | #N/A | #N/A | #N/A | #N/A | #N/A | #N/A | #N/A | #N/A | #N/A | #N/A | #N/A | #N/A | 78 | #N/A | #N/A | #N/A | #N/A | #N/A | #N/A | #N/A | #N/A | #N/A | #N/A | #N/A | #N/A | #N/A | #N/A | #N/A | #N/A | #N/A | #N/A | #N/A | #N/A | #N/A | #N/A | 78 | #N/A | #N/A | #N/A | #N/A | #N/A | #N/A | #N/A | #N/A | #N/A | #N/A | #N/A | #N/A | #N/A | #N/A | #N/A
[8 empty] | 130 | [6 empty] | 157 | #N/A | #N/A | #N/A | #N/A | #N/A | 157 | #N/A | #N/A | #N/A | #N/A | #N/A | #N/A | #N/A | #N/A | #N/A | #N/A | #N/A | #N/A | 79 | #N/A | #N/A | #N/A | #N/A | #N/A | #N/A | #N/A | #N/A | #N/A | #N/A | #N/A | #N/A | #N/A | #N/A | #N/A | #N/A | #N/A | #N/A | #N/A | #N/A | #N/A | #N/A | 79 | #N/A | #N/A | #N/A | #N/A | #N/A | #N/A | #N/A | #N/A | #N/A | #N/A | #N/A | #N/A | #N/A | #N/A | #N/A
[8 empty] | 131 | [6 empty] | 158 | #N/A | #N/A | #N/A | #N/A | #N/A | 158 | #N/A | #N/A | #N/A | #N/A | #N/A | #N/A | #N/A | #N/A | #N/A | #N/A | #N/A | #N/A | 79 | #N/A | #N/A | #N/A | #N/A | #N/A | #N/A | #N/A | #N/A | #N/A | #N/A | #N/A | #N/A | #N/A | #N/A | #N/A | #N/A | #N/A | #N/A | #N/A | #N/A | #N/A | #N/A | 79 | #N/A | #N/A | #N/A | #N/A | #N/A | #N/A | #N/A | #N/A | #N/A | #N/A | #N/A | #N/A | #N/A | #N/A | #N/A
[8 empty] | 132 | [6 empty] | 159 | #N/A | #N/A | #N/A | #N/A | #N/A | 159 | #N/A | #N/A | #N/A | #N/A | #N/A | #N/A | #N/A | #N/A | #N/A | #N/A | #N/A | #N/A | 80 | #N/A | #N/A | #N/A | #N/A | #N/A | #N/A | #N/A | #N/A | #N/A | #N/A | #N/A | #N/A | #N/A | #N/A | #N/A | #N/A | #N/A | #N/A | #N/A | #N/A | #N/A | #N/A | 80 | #N/A | #N/A | #N/A | #N/A | #N/A | #N/A | #N/A | #N/A | #N/A | #N/A | #N/A | #N/A | #N/A | #N/A | #N/A
[8 empty] | 133 | [6 empty] | 160 | #N/A | #N/A | #N/A | #N/A | #N/A | 160 | #N/A | #N/A | #N/A | #N/A | #N/A | #N/A | #N/A | #N/A | #N/A | #N/A | #N/A | #N/A | 80 | #N/A | #N/A | #N/A | #N/A | #N/A | #N/A | #N/A | #N/A | #N/A | #N/A | #N/A | #N/A | #N/A | #N/A | #N/A | #N/A | #N/A | #N/A | #N/A | #N/A | #N/A | #N/A | 80 | #N/A | #N/A | #N/A | #N/A | #N/A | #N/A | #N/A | #N/A | #N/A | #N/A | #N/A | #N/A | #N/A | #N/A | #N/A
[8 empty] | 134 | [6 empty] | 161 | #N/A | #N/A | #N/A | #N/A | #N/A | 161 | #N/A | #N/A | #N/A | #N/A | #N/A | #N/A | #N/A | #N/A | #N/A | #N/A | #N/A | #N/A | 81 | #N/A | #N/A | #N/A | #N/A | #N/A | #N/A | #N/A | #N/A | #N/A | #N/A | #N/A | #N/A | #N/A | #N/A | #N/A | #N/A | #N/A | #N/A | #N/A | #N/A | #N/A | #N/A | 81 | #N/A | #N/A | #N/A | #N/A | #N/A | #N/A | #N/A | #N/A | #N/A | #N/A | #N/A | #N/A | #N/A | #N/A | #N/A
[8 empty] | 135 | [6 empty] | 162 | #N/A | #N/A | #N/A | #N/A | #N/A | 162 | #N/A | #N/A | #N/A | #N/A | #N/A | #N/A | #N/A | #N/A | #N/A | #N/A | #N/A | #N/A | 81 | #N/A | #N/A | #N/A | #N/A | #N/A | #N/A | #N/A | #N/A | #N/A | #N/A | #N/A | #N/A | #N/A | #N/A | #N/A | #N/A | #N/A | #N/A | #N/A | #N/A | #N/A | #N/A | 81 | #N/A | #N/A | #N/A | #N/A | #N/A | #N/A | #N/A | #N/A | #N/A | #N/A | #N/A | #N/A | #N/A | #N/A | #N/A
[8 empty] | 136 | [6 empty] | 163 | #N/A | #N/A | #N/A | #N/A | #N/A | 163 | #N/A | #N/A | #N/A | #N/A | #N/A | #N/A | #N/A | #N/A | #N/A | #N/A | #N/A | #N/A | 82 | #N/A | #N/A | #N/A | #N/A | #N/A | #N/A | #N/A | #N/A | #N/A | #N/A | #N/A | #N/A | #N/A | #N/A | #N/A | #N/A | #N/A | #N/A | #N/A | #N/A | #N/A | #N/A | 82 | #N/A | #N/A | #N/A | #N/A | #N/A | #N/A | #N/A | #N/A | #N/A | #N/A | #N/A | #N/A | #N/A | #N/A | #N/A
[8 empty] | 137 | [6 empty] | 164 | #N/A | #N/A | #N/A | #N/A | #N/A | 164 | #N/A | #N/A | #N/A | #N/A | #N/A | #N/A | #N/A | #N/A | #N/A | #N/A | #N/A | #N/A | 82 | #N/A | #N/A | #N/A | #N/A | #N/A | #N/A | #N/A | #N/A | #N/A | #N/A | #N/A | #N/A | #N/A | #N/A | #N/A | #N/A | #N/A | #N/A | #N/A | #N/A | #N/A | #N/A | 82 | #N/A | #N/A | #N/A | #N/A | #N/A | #N/A | #N/A | #N/A | #N/A | #N/A | #N/A | #N/A | #N/A | #N/A | #N/A
[8 empty] | 138 | [6 empty] | 165 | #N/A | #N/A | #N/A | #N/A | #N/A | 165 | #N/A | #N/A | #N/A | #N/A | #N/A | #N/A | #N/A | #N/A | #N/A | #N/A | #N/A | #N/A | 83 | #N/A | #N/A | #N/A | #N/A | #N/A | #N/A | #N/A | #N/A | #N/A | #N/A | #N/A | #N/A | #N/A | #N/A | #N/A | #N/A | #N/A | #N/A | #N/A | #N/A | #N/A | #N/A | 83 | #N/A | #N/A | #N/A | #N/A | #N/A | #N/A | #N/A | #N/A | #N/A | #N/A | #N/A | #N/A | #N/A | #N/A | #N/A
[8 empty] | 139 | [6 empty] | 166 | #N/A | #N/A | #N/A | #N/A | #N/A | 166 | #N/A | #N/A | #N/A | #N/A | #N/A | #N/A | #N/A | #N/A | #N/A | #N/A | #N/A | #N/A | 83 | #N/A | #N/A | #N/A | #N/A | #N/A | #N/A | #N/A | #N/A | #N/A | #N/A | #N/A | #N/A | #N/A | #N/A | #N/A | #N/A | #N/A | #N/A | #N/A | #N/A | #N/A | #N/A | 83 | #N/A | #N/A | #N/A | #N/A | #N/A | #N/A | #N/A | #N/A | #N/A | #N/A | #N/A | #N/A | #N/A | #N/A | #N/A
[8 empty] | 140 | [6 empty] | 167 | #N/A | #N/A | #N/A | #N/A | #N/A | 167 | #N/A | #N/A | #N/A | #N/A | #N/A | #N/A | #N/A | #N/A | #N/A | #N/A | #N/A | #N/A | 84 | #N/A | #N/A | #N/A | #N/A | #N/A | #N/A | #N/A | #N/A | #N/A | #N/A | #N/A | #N/A | #N/A | #N/A | #N/A | #N/A | #N/A | #N/A | #N/A | #N/A | #N/A | #N/A | 84 | #N/A | #N/A | #N/A | #N/A | #N/A | #N/A | #N/A | #N/A | #N/A | #N/A | #N/A | #N/A | #N/A | #N/A | #N/A
[8 empty] | 141 | [6 empty] | 168 | #N/A | #N/A | #N/A | #N/A | #N/A | 168 | #N/A | #N/A | #N/A | #N/A | #N/A | #N/A | #N/A | #N/A | #N/A | #N/A | #N/A | #N/A | 84 | #N/A | #N/A | #N/A | #N/A | #N/A | #N/A | #N/A | #N/A | #N/A | #N/A | #N/A | #N/A | #N/A | #N/A | #N/A | #N/A | #N/A | #N/A | #N/A | #N/A | #N/A | #N/A | 84 | #N/A | #N/A | #N/A | #N/A | #N/A | #N/A | #N/A | #N/A | #N/A | #N/A | #N/A | #N/A | #N/A | #N/A | #N/A
[8 empty] | 142 | [6 empty] | 169 | #N/A | #N/A | #N/A | #N/A | #N/A | 169 | #N/A | #N/A | #N/A | #N/A | #N/A | #N/A | #N/A | #N/A | #N/A | #N/A | #N/A | #N/A | 85 | #N/A | #N/A | #N/A | #N/A | #N/A | #N/A | #N/A | #N/A | #N/A | #N/A | #N/A | #N/A | #N/A | #N/A | #N/A | #N/A | #N/A | #N/A | #N/A | #N/A | #N/A | #N/A | 85 | #N/A | #N/A | #N/A | #N/A | #N/A | #N/A | #N/A | #N/A | #N/A | #N/A | #N/A | #N/A | #N/A | #N/A | #N/A
[8 empty] | 143 | [6 empty] | 170 | #N/A | #N/A | #N/A | #N/A | #N/A | 170 | #N/A | #N/A | #N/A | #N/A | #N/A | #N/A | #N/A | #N/A | #N/A | #N/A | #N/A | #N/A | 85 | #N/A | #N/A | #N/A | #N/A | #N/A | #N/A | #N/A | #N/A | #N/A | #N/A | #N/A | #N/A | #N/A | #N/A | #N/A | #N/A | #N/A | #N/A | #N/A | #N/A | #N/A | #N/A | 85 | #N/A | #N/A | #N/A | #N/A | #N/A | #N/A | #N/A | #N/A | #N/A | #N/A | #N/A | #N/A | #N/A | #N/A | #N/A
[8 empty] | 144 | [6 empty] | 171 | #N/A | #N/A | #N/A | #N/A | #N/A | 171 | #N/A | #N/A | #N/A | #N/A | #N/A | #N/A | #N/A | #N/A | #N/A | #N/A | #N/A | #N/A | 86 | #N/A | #N/A | #N/A | #N/A | #N/A | #N/A | #N/A | #N/A | #N/A | #N/A | #N/A | #N/A | #N/A | #N/A | #N/A | #N/A | #N/A | #N/A | #N/A | #N/A | #N/A | #N/A | 86 | #N/A | #N/A | #N/A | #N/A | #N/A | #N/A | #N/A | #N/A | #N/A | #N/A | #N/A | #N/A | #N/A | #N/A | #N/A
[8 empty] | 145 | [6 empty] | 172 | #N/A | #N/A | #N/A | #N/A | #N/A | 172 | #N/A | #N/A | #N/A | #N/A | #N/A | #N/A | #N/A | #N/A | #N/A | #N/A | #N/A | #N/A | 86 | #N/A | #N/A | #N/A | #N/A | #N/A | #N/A | #N/A | #N/A | #N/A | #N/A | #N/A | #N/A | #N/A | #N/A | #N/A | #N/A | #N/A | #N/A | #N/A | #N/A | #N/A | #N/A | 86 | #N/A | #N/A | #N/A | #N/A | #N/A | #N/A | #N/A | #N/A | #N/A | #N/A | #N/A | #N/A | #N/A | #N/A | #N/A
[8 empty] | 146 | [6 empty] | 173 | #N/A | #N/A | #N/A | #N/A | #N/A | 173 | #N/A | #N/A | #N/A | #N/A | #N/A | #N/A | #N/A | #N/A | #N/A | #N/A | #N/A | #N/A | 87 | #N/A | #N/A | #N/A | #N/A | #N/A | #N/A | #N/A | #N/A | #N/A | #N/A | #N/A | #N/A | #N/A | #N/A | #N/A | #N/A | #N/A | #N/A | #N/A | #N/A | #N/A | #N/A | 87 | #N/A | #N/A | #N/A | #N/A | #N/A | #N/A | #N/A | #N/A | #N/A | #N/A | #N/A | #N/A | #N/A | #N/A | #N/A
[8 empty] | 147 | [6 empty] | 174 | #N/A | #N/A | #N/A | #N/A | #N/A | 174 | #N/A | #N/A | #N/A | #N/A | #N/A | #N/A | #N/A | #N/A | #N/A | #N/A | #N/A | #N/A | 87 | #N/A | #N/A | #N/A | #N/A | #N/A | #N/A | #N/A | #N/A | #N/A | #N/A | #N/A | #N/A | #N/A | #N/A | #N/A | #N/A | #N/A | #N/A | #N/A | #N/A | #N/A | #N/A | 87 | #N/A | #N/A | #N/A | #N/A | #N/A | #N/A | #N/A | #N/A | #N/A | #N/A | #N/A | #N/A | #N/A | #N/A | #N/A
[8 empty] | 148 | [6 empty] | 175 | #N/A | #N/A | #N/A | #N/A | #N/A | 175 | #N/A | #N/A | #N/A | #N/A | #N/A | #N/A | #N/A | #N/A | #N/A | #N/A | #N/A | #N/A | 88 | #N/A | #N/A | #N/A | #N/A | #N/A | #N/A | #N/A | #N/A | #N/A | #N/A | #N/A | #N/A | #N/A | #N/A | #N/A | #N/A | #N/A | #N/A | #N/A | #N/A | #N/A | #N/A | 88 | #N/A | #N/A | #N/A | #N/A | #N/A | #N/A | #N/A | #N/A | #N/A | #N/A | #N/A | #N/A | #N/A | #N/A | #N/A
[8 empty] | 149 | [6 empty] | 176 | #N/A | #N/A | #N/A | #N/A | #N/A | 176 | #N/A | #N/A | #N/A | #N/A | #N/A | #N/A | #N/A | #N/A | #N/A | #N/A | #N/A | #N/A | 88 | #N/A | #N/A | #N/A | #N/A | #N/A | #N/A | #N/A | #N/A | #N/A | #N/A | #N/A | #N/A | #N/A | #N/A | #N/A | #N/A | #N/A | #N/A | #N/A | #N/A | #N/A | #N/A | 88 | #N/A | #N/A | #N/A | #N/A | #N/A | #N/A | #N/A | #N/A | #N/A | #N/A | #N/A | #N/A | #N/A | #N/A | #N/A
[8 empty] | 150 | [6 empty] | 177 | #N/A | #N/A | #N/A | #N/A | #N/A | 177 | #N/A | #N/A | #N/A | #N/A | #N/A | #N/A | #N/A | #N/A | #N/A | #N/A | #N/A | #N/A | 89 | #N/A | #N/A | #N/A | #N/A | #N/A | #N/A | #N/A | #N/A | #N/A | #N/A | #N/A | #N/A | #N/A | #N/A | #N/A | #N/A | #N/A | #N/A | #N/A | #N/A | #N/A | #N/A | 89 | #N/A | #N/A | #N/A | #N/A | #N/A | #N/A | #N/A | #N/A | #N/A | #N/A | #N/A | #N/A | #N/A | #N/A | #N/A
[8 empty] | 151 | [6 empty] | 178 | #N/A | #N/A | #N/A | #N/A | #N/A | 178 | #N/A | #N/A | #N/A | #N/A | #N/A | #N/A | #N/A | #N/A | #N/A | #N/A | #N/A | #N/A | 89 | #N/A | #N/A | #N/A | #N/A | #N/A | #N/A | #N/A | #N/A | #N/A | #N/A | #N/A | #N/A | #N/A | #N/A | #N/A | #N/A | #N/A | #N/A | #N/A | #N/A | #N/A | #N/A | 89 | #N/A | #N/A | #N/A | #N/A | #N/A | #N/A | #N/A | #N/A | #N/A | #N/A | #N/A | #N/A | #N/A | #N/A | #N/A
[8 empty] | 152 | [6 empty] | 179 | #N/A | #N/A | #N/A | #N/A | #N/A | 179 | #N/A | #N/A | #N/A | #N/A | #N/A | #N/A | #N/A | #N/A | #N/A | #N/A | #N/A | #N/A | 90 | #N/A | #N/A | #N/A | #N/A | #N/A | #N/A | #N/A | #N/A | #N/A | #N/A | #N/A | #N/A | #N/A | #N/A | #N/A | #N/A | #N/A | #N/A | #N/A | #N/A | #N/A | #N/A | 90 | #N/A | #N/A | #N/A | #N/A | #N/A | #N/A | #N/A | #N/A | #N/A | #N/A | #N/A | #N/A | #N/A | #N/A | #N/A
[8 empty] | 153 | [6 empty] | 180 | #N/A | #N/A | #N/A | #N/A | #N/A | 180 | #N/A | #N/A | #N/A | #N/A | #N/A | #N/A | #N/A | #N/A | #N/A | #N/A | #N/A | #N/A | 90 | #N/A | #N/A | #N/A | #N/A | #N/A | #N/A | #N/A | #N/A | #N/A | #N/A | #N/A | #N/A | #N/A | #N/A | #N/A | #N/A | #N/A | #N/A | #N/A | #N/A | #N/A | #N/A | 90 | #N/A | #N/A | #N/A | #N/A | #N/A | #N/A | #N/A | #N/A | #N/A | #N/A | #N/A | #N/A | #N/A | #N/A | #N/A
[8 empty] | 154 | [6 empty] | 181 | #N/A | #N/A | #N/A | #N/A | #N/A | 181 | #N/A | #N/A | #N/A | #N/A | #N/A | #N/A | #N/A | #N/A | #N/A | #N/A | #N/A | #N/A | 91 | #N/A | #N/A | #N/A | #N/A | #N/A | #N/A | #N/A | #N/A | #N/A | #N/A | #N/A | #N/A | #N/A | #N/A | #N/A | #N/A | #N/A | #N/A | #N/A | #N/A | #N/A | #N/A | 91 | #N/A | #N/A | #N/A | #N/A | #N/A | #N/A | #N/A | #N/A | #N/A | #N/A | #N/A | #N/A | #N/A | #N/A | #N/A
[8 empty] | 155 | [6 empty] | 182 | #N/A | #N/A | #N/A | #N/A | #N/A | 182 | #N/A | #N/A | #N/A | #N/A | #N/A | #N/A | #N/A | #N/A | #N/A | #N/A | #N/A | #N/A | 91 | #N/A | #N/A | #N/A | #N/A | #N/A | #N/A | #N/A | #N/A | #N/A | #N/A | #N/A | #N/A | #N/A | #N/A | #N/A | #N/A | #N/A | #N/A | #N/A | #N/A | #N/A | #N/A | 91 | #N/A | #N/A | #N/A | #N/A | #N/A | #N/A | #N/A | #N/A | #N/A | #N/A | #N/A | #N/A | #N/A | #N/A | #N/A
[8 empty] | 156 | [6 empty] | 183 | #N/A | #N/A | #N/A | #N/A | #N/A | 183 | #N/A | #N/A | #N/A | #N/A | #N/A | #N/A | #N/A | #N/A | #N/A | #N/A | #N/A | #N/A | 92 | #N/A | #N/A | #N/A | #N/A | #N/A | #N/A | #N/A | #N/A | #N/A | #N/A | #N/A | #N/A | #N/A | #N/A | #N/A | #N/A | #N/A | #N/A | #N/A | #N/A | #N/A | #N/A | 92 | #N/A | #N/A | #N/A | #N/A | #N/A | #N/A | #N/A | #N/A | #N/A | #N/A | #N/A | #N/A | #N/A | #N/A | #N/A
[8 empty] | 157 | [6 empty] | 184 | #N/A | #N/A | #N/A | #N/A | #N/A | 184 | #N/A | #N/A | #N/A | #N/A | #N/A | #N/A | #N/A | #N/A | #N/A | #N/A | #N/A | #N/A | 92 | #N/A | #N/A | #N/A | #N/A | #N/A | #N/A | #N/A | #N/A | #N/A | #N/A | #N/A | #N/A | #N/A | #N/A | #N/A | #N/A | #N/A | #N/A | #N/A | #N/A | #N/A | #N/A | 92 | #N/A | #N/A | #N/A | #N/A | #N/A | #N/A | #N/A | #N/A | #N/A | #N/A | #N/A | #N/A | #N/A | #N/A | #N/A
[8 empty] | 158 | [6 empty] | 185 | #N/A | #N/A | #N/A | #N/A | #N/A | 185 | #N/A | #N/A | #N/A | #N/A | #N/A | #N/A | #N/A | #N/A | #N/A | #N/A | #N/A | #N/A | 93 | #N/A | #N/A | #N/A | #N/A | #N/A | #N/A | #N/A | #N/A | #N/A | #N/A | #N/A | #N/A | #N/A | #N/A | #N/A | #N/A | #N/A | #N/A | #N/A | #N/A | #N/A | #N/A | 93 | #N/A | #N/A | #N/A | #N/A | #N/A | #N/A | #N/A | #N/A | #N/A | #N/A | #N/A | #N/A | #N/A | #N/A | #N/A
[8 empty] | 159 | [6 empty] | 186 | #N/A | #N/A | #N/A | #N/A | #N/A | 186 | #N/A | #N/A | #N/A | #N/A | #N/A | #N/A | #N/A | #N/A | #N/A | #N/A | #N/A | #N/A | 93 | #N/A | #N/A | #N/A | #N/A | #N/A | #N/A | #N/A | #N/A | #N/A | #N/A | #N/A | #N/A | #N/A | #N/A | #N/A | #N/A | #N/A | #N/A | #N/A | #N/A | #N/A | #N/A | 93 | #N/A | #N/A | #N/A | #N/A | #N/A | #N/A | #N/A | #N/A | #N/A | #N/A | #N/A | #N/A | #N/A | #N/A | #N/A
[8 empty] | 160 | [6 empty] | 187 | #N/A | #N/A | #N/A | #N/A | #N/A | 187 | #N/A | #N/A | #N/A | #N/A | #N/A | #N/A | #N/A | #N/A | #N/A | #N/A | #N/A | #N/A | 94 | #N/A | #N/A | #N/A | #N/A | #N/A | #N/A | #N/A | #N/A | #N/A | #N/A | #N/A | #N/A | #N/A | #N/A | #N/A | #N/A | #N/A | #N/A | #N/A | #N/A | #N/A | #N/A | 94 | #N/A | #N/A | #N/A | #N/A | #N/A | #N/A | #N/A | #N/A | #N/A | #N/A | #N/A | #N/A | #N/A | #N/A | #N/A
[8 empty] | 161 | [6 empty] | 188 | #N/A | #N/A | #N/A | #N/A | #N/A | 188 | #N/A | #N/A | #N/A | #N/A | #N/A | #N/A | #N/A | #N/A | #N/A | #N/A | #N/A | #N/A | 94 | #N/A | #N/A | #N/A | #N/A | #N/A | #N/A | #N/A | #N/A | #N/A | #N/A | #N/A | #N/A | #N/A | #N/A | #N/A | #N/A | #N/A | #N/A | #N/A | #N/A | #N/A | #N/A | 94 | #N/A | #N/A | #N/A | #N/A | #N/A | #N/A | #N/A | #N/A | #N/A | #N/A | #N/A | #N/A | #N/A | #N/A | #N/A
[8 empty] | 162 | [6 empty] | 189 | #N/A | #N/A | #N/A | #N/A | #N/A | 189 | #N/A | #N/A | #N/A | #N/A | #N/A | #N/A | #N/A | #N/A | #N/A | #N/A | #N/A | #N/A | 95 | #N/A | #N/A | #N/A | #N/A | #N/A | #N/A | #N/A | #N/A | #N/A | #N/A | #N/A | #N/A | #N/A | #N/A | #N/A | #N/A | #N/A | #N/A | #N/A | #N/A | #N/A | #N/A | 95 | #N/A | #N/A | #N/A | #N/A | #N/A | #N/A | #N/A | #N/A | #N/A | #N/A | #N/A | #N/A | #N/A | #N/A | #N/A
[8 empty] | 163 | [6 empty] | 190 | #N/A | #N/A | #N/A | #N/A | #N/A | 190 | #N/A | #N/A | #N/A | #N/A | #N/A | #N/A | #N/A | #N/A | #N/A | #N/A | #N/A | #N/A | 95 | #N/A | #N/A | #N/A | #N/A | #N/A | #N/A | #N/A | #N/A | #N/A | #N/A | #N/A | #N/A | #N/A | #N/A | #N/A | #N/A | #N/A | #N/A | #N/A | #N/A | #N/A | #N/A | 95 | #N/A | #N/A | #N/A | #N/A | #N/A | #N/A | #N/A | #N/A | #N/A | #N/A | #N/A | #N/A | #N/A | #N/A | #N/A
[8 empty] | 164 | [6 empty] | 191 | #N/A | #N/A | #N/A | #N/A | #N/A | 191 | #N/A | #N/A | #N/A | #N/A | #N/A | #N/A | #N/A | #N/A | #N/A | #N/A | #N/A | #N/A | 96 | #N/A | #N/A | #N/A | #N/A | #N/A | #N/A | #N/A | #N/A | #N/A | #N/A | #N/A | #N/A | #N/A | #N/A | #N/A | #N/A | #N/A | #N/A | #N/A | #N/A | #N/A | #N/A | 96 | #N/A | #N/A | #N/A | #N/A | #N/A | #N/A | #N/A | #N/A | #N/A | #N/A | #N/A | #N/A | #N/A | #N/A | #N/A
[8 empty] | 165 | [6 empty] | 192 | #N/A | #N/A | #N/A | #N/A | #N/A | 192 | #N/A | #N/A | #N/A | #N/A | #N/A | #N/A | #N/A | #N/A | #N/A | #N/A | #N/A | #N/A | 96 | #N/A | #N/A | #N/A | #N/A | #N/A | #N/A | #N/A | #N/A | #N/A | #N/A | #N/A | #N/A | #N/A | #N/A | #N/A | #N/A | #N/A | #N/A | #N/A | #N/A | #N/A | #N/A | 96 | #N/A | #N/A | #N/A | #N/A | #N/A | #N/A | #N/A | #N/A | #N/A | #N/A | #N/A | #N/A | #N/A | #N/A | #N/A
[8 empty] | 166 | [6 empty] | 193 | #N/A | #N/A | #N/A | #N/A | #N/A | 193 | #N/A | #N/A | #N/A | #N/A | #N/A | #N/A | #N/A | #N/A | #N/A | #N/A | #N/A | #N/A | 97 | #N/A | #N/A | #N/A | #N/A | #N/A | #N/A | #N/A | #N/A | #N/A | #N/A | #N/A | #N/A | #N/A | #N/A | #N/A | #N/A | #N/A | #N/A | #N/A | #N/A | #N/A | #N/A | 97 | #N/A | #N/A | #N/A | #N/A | #N/A | #N/A | #N/A | #N/A | #N/A | #N/A | #N/A | #N/A | #N/A | #N/A | #N/A
[8 empty] | 167 | [6 empty] | 194 | #N/A | #N/A | #N/A | #N/A | #N/A | 194 | #N/A | #N/A | #N/A | #N/A | #N/A | #N/A | #N/A | #N/A | #N/A | #N/A | #N/A | #N/A | 97 | #N/A | #N/A | #N/A | #N/A | #N/A | #N/A | #N/A | #N/A | #N/A | #N/A | #N/A | #N/A | #N/A | #N/A | #N/A | #N/A | #N/A | #N/A | #N/A | #N/A | #N/A | #N/A | 97 | #N/A | #N/A | #N/A | #N/A | #N/A | #N/A | #N/A | #N/A | #N/A | #N/A | #N/A | #N/A | #N/A | #N/A | #N/A
[8 empty] | 168 | [6 empty] | 195 | #N/A | #N/A | #N/A | #N/A | #N/A | 195 | #N/A | #N/A | #N/A | #N/A | #N/A | #N/A | #N/A | #N/A | #N/A | #N/A | #N/A | #N/A | 98 | #N/A | #N/A | #N/A | #N/A | #N/A | #N/A | #N/A | #N/A | #N/A | #N/A | #N/A | #N/A | #N/A | #N/A | #N/A | #N/A | #N/A | #N/A | #N/A | #N/A | #N/A | #N/A | 98 | #N/A | #N/A | #N/A | #N/A | #N/A | #N/A | #N/A | #N/A | #N/A | #N/A | #N/A | #N/A | #N/A | #N/A | #N/A
[8 empty] | 169 | [6 empty] | 196 | #N/A | #N/A | #N/A | #N/A | #N/A | 196 | #N/A | #N/A | #N/A | #N/A | #N/A | #N/A | #N/A | #N/A | #N/A | #N/A | #N/A | #N/A | 98 | #N/A | #N/A | #N/A | #N/A | #N/A | #N/A | #N/A | #N/A | #N/A | #N/A | #N/A | #N/A | #N/A | #N/A | #N/A | #N/A | #N/A | #N/A | #N/A | #N/A | #N/A | #N/A | 98 | #N/A | #N/A | #N/A | #N/A | #N/A | #N/A | #N/A | #N/A | #N/A | #N/A | #N/A | #N/A | #N/A | #N/A | #N/A
[8 empty] | 170 | [6 empty] | 197 | #N/A | #N/A | #N/A | #N/A | #N/A | 197 | #N/A | #N/A | #N/A | #N/A | #N/A | #N/A | #N/A | #N/A | #N/A | #N/A | #N/A | #N/A | 99 | #N/A | #N/A | #N/A | #N/A | #N/A | #N/A | #N/A | #N/A | #N/A | #N/A | #N/A | #N/A | #N/A | #N/A | #N/A | #N/A | #N/A | #N/A | #N/A | #N/A | #N/A | #N/A | 99 | #N/A | #N/A | #N/A | #N/A | #N/A | #N/A | #N/A | #N/A | #N/A | #N/A | #N/A | #N/A | #N/A | #N/A | #N/A
[8 empty] | 171 | [6 empty] | 198 | #N/A | #N/A | #N/A | #N/A | #N/A | 198 | #N/A | #N/A | #N/A | #N/A | #N/A | #N/A | #N/A | #N/A | #N/A | #N/A | #N/A | #N/A | 99 | #N/A | #N/A | #N/A | #N/A | #N/A | #N/A | #N/A | #N/A | #N/A | #N/A | #N/A | #N/A | #N/A | #N/A | #N/A | #N/A | #N/A | #N/A | #N/A | #N/A | #N/A | #N/A | 99 | #N/A | #N/A | #N/A | #N/A | #N/A | #N/A | #N/A | #N/A | #N/A | #N/A | #N/A | #N/A | #N/A | #N/A | #N/A
[8 empty] | 172 | [6 empty] | 199 | #N/A | #N/A | #N/A | #N/A | #N/A | 199 | #N/A | #N/A | #N/A | #N/A | #N/A | #N/A | #N/A | #N/A | #N/A | #N/A | #N/A | #N/A | 100 | #N/A | #N/A | #N/A | #N/A | #N/A | #N/A | #N/A | #N/A | #N/A | #N/A | #N/A | #N/A | #N/A | #N/A | #N/A | #N/A | #N/A | #N/A | #N/A | #N/A | #N/A | #N/A | 100 | #N/A | #N/A | #N/A | #N/A | #N/A | #N/A | #N/A | #N/A | #N/A | #N/A | #N/A | #N/A | #N/A | #N/A | #N/A
[8 empty] | 173 | [6 empty] | 200 | #N/A | #N/A | #N/A | #N/A | #N/A | 200 | #N/A | #N/A | #N/A | #N/A | #N/A | #N/A | #N/A | #N/A | #N/A | #N/A | #N/A | #N/A | 100 | #N/A | #N/A | #N/A | #N/A | #N/A | #N/A | #N/A | #N/A | #N/A | #N/A | #N/A | #N/A | #N/A | #N/A | #N/A | #N/A | #N/A | #N/A | #N/A | #N/A | #N/A | #N/A | 100 | #N/A | #N/A | #N/A | #N/A | #N/A | #N/A | #N/A | #N/A | #N/A | #N/A | #N/A | #N/A | #N/A | #N/A | #N/A
[8 empty] | 174 | [6 empty] | 201 | #N/A | #N/A | #N/A | #N/A | #N/A | 201 | #N/A | #N/A | #N/A | #N/A | #N/A | #N/A | #N/A | #N/A | #N/A | #N/A | #N/A | #N/A | 101 | #N/A | #N/A | #N/A | #N/A | #N/A | #N/A | #N/A | #N/A | #N/A | #N/A | #N/A | #N/A | #N/A | #N/A | #N/A | #N/A | #N/A | #N/A | #N/A | #N/A | #N/A | #N/A | 101 | #N/A | #N/A | #N/A | #N/A | #N/A | #N/A | #N/A | #N/A | #N/A | #N/A | #N/A | #N/A | #N/A | #N/A | #N/A
[8 empty] | 175 | [6 empty] | 202 | #N/A | #N/A | #N/A | #N/A | #N/A | 202 | #N/A | #N/A | #N/A | #N/A | #N/A | #N/A | #N/A | #N/A | #N/A | #N/A | #N/A | #N/A | 101 | #N/A | #N/A | #N/A | #N/A | #N/A | #N/A | #N/A | #N/A | #N/A | #N/A | #N/A | #N/A | #N/A | #N/A | #N/A | #N/A | #N/A | #N/A | #N/A | #N/A | #N/A | #N/A | 101 | #N/A | #N/A | #N/A | #N/A | #N/A | #N/A | #N/A | #N/A | #N/A | #N/A | #N/A | #N/A | #N/A | #N/A | #N/A
[8 empty] | 176 | [6 empty] | 203 | #N/A | #N/A | #N/A | #N/A | #N/A | 203 | #N/A | #N/A | #N/A | #N/A | #N/A | #N/A | #N/A | #N/A | #N/A | #N/A | #N/A | #N/A | 102 | #N/A | #N/A | #N/A | #N/A | #N/A | #N/A | #N/A | #N/A | #N/A | #N/A | #N/A | #N/A | #N/A | #N/A | #N/A | #N/A | #N/A | #N/A | #N/A | #N/A | #N/A | #N/A | 102 | #N/A | #N/A | #N/A | #N/A | #N/A | #N/A | #N/A | #N/A | #N/A | #N/A | #N/A | #N/A | #N/A | #N/A | #N/A
[8 empty] | 177 | [6 empty] | 204 | #N/A | #N/A | #N/A | #N/A | #N/A | 204 | #N/A | #N/A | #N/A | #N/A | #N/A | #N/A | #N/A | #N/A | #N/A | #N/A | #N/A | #N/A | 102 | #N/A | #N/A | #N/A | #N/A | #N/A | #N/A | #N/A | #N/A | #N/A | #N/A | #N/A | #N/A | #N/A | #N/A | #N/A | #N/A | #N/A | #N/A | #N/A | #N/A | #N/A | #N/A | 102 | #N/A | #N/A | #N/A | #N/A | #N/A | #N/A | #N/A | #N/A | #N/A | #N/A | #N/A | #N/A | #N/A | #N/A | #N/A
[8 empty] | 178 | [6 empty] | 205 | #N/A | #N/A | #N/A | #N/A | #N/A | 205 | #N/A | #N/A | #N/A | #N/A | #N/A | #N/A | #N/A | #N/A | #N/A | #N/A | #N/A | #N/A | 103 | #N/A | #N/A | #N/A | #N/A | #N/A | #N/A | #N/A | #N/A | #N/A | #N/A | #N/A | #N/A | #N/A | #N/A | #N/A | #N/A | #N/A | #N/A | #N/A | #N/A | #N/A | #N/A | 103 | #N/A | #N/A | #N/A | #N/A | #N/A | #N/A | #N/A | #N/A | #N/A | #N/A | #N/A | #N/A | #N/A | #N/A | #N/A
[8 empty] | 179 | [6 empty] | 206 | #N/A | #N/A | #N/A | #N/A | #N/A | 206 | #N/A | #N/A | #N/A | #N/A | #N/A | #N/A | #N/A | #N/A | #N/A | #N/A | #N/A | #N/A | 103 | #N/A | #N/A | #N/A | #N/A | #N/A | #N/A | #N/A | #N/A | #N/A | #N/A | #N/A | #N/A | #N/A | #N/A | #N/A | #N/A | #N/A | #N/A | #N/A | #N/A | #N/A | #N/A | 103 | #N/A | #N/A | #N/A | #N/A | #N/A | #N/A | #N/A | #N/A | #N/A | #N/A | #N/A | #N/A | #N/A | #N/A | #N/A
[8 empty] | 180 | [6 empty] | 207 | #N/A | #N/A | #N/A | #N/A | #N/A | 207 | #N/A | #N/A | #N/A | #N/A | #N/A | #N/A | #N/A | #N/A | #N/A | #N/A | #N/A | #N/A | 104 | #N/A | #N/A | #N/A | #N/A | #N/A | #N/A | #N/A | #N/A | #N/A | #N/A | #N/A | #N/A | #N/A | #N/A | #N/A | #N/A | #N/A | #N/A | #N/A | #N/A | #N/A | #N/A | 104 | #N/A | #N/A | #N/A | #N/A | #N/A | #N/A | #N/A | #N/A | #N/A | #N/A | #N/A | #N/A | #N/A | #N/A | #N/A
[8 empty] | 181 | [6 empty] | 208 | #N/A | #N/A | #N/A | #N/A | #N/A | 208 | #N/A | #N/A | #N/A | #N/A | #N/A | #N/A | #N/A | #N/A | #N/A | #N/A | #N/A | #N/A | 104 | #N/A | #N/A | #N/A | #N/A | #N/A | #N/A | #N/A | #N/A | #N/A | #N/A | #N/A | #N/A | #N/A | #N/A | #N/A | #N/A | #N/A | #N/A | #N/A | #N/A | #N/A | #N/A | 104 | #N/A | #N/A | #N/A | #N/A | #N/A | #N/A | #N/A | #N/A | #N/A | #N/A | #N/A | #N/A | #N/A | #N/A | #N/A
[8 empty] | 182 | [6 empty] | 209 | #N/A | #N/A | #N/A | #N/A | #N/A | 209 | #N/A | #N/A | #N/A | #N/A | #N/A | #N/A | #N/A | #N/A | #N/A | #N/A | #N/A | #N/A | 105 | #N/A | #N/A | #N/A | #N/A | #N/A | #N/A | #N/A | #N/A | #N/A | #N/A | #N/A | #N/A | #N/A | #N/A | #N/A | #N/A | #N/A | #N/A | #N/A | #N/A | #N/A | #N/A | 105 | #N/A | #N/A | #N/A | #N/A | #N/A | #N/A | #N/A | #N/A | #N/A | #N/A | #N/A | #N/A | #N/A | #N/A | #N/A
[8 empty] | 183 | [6 empty] | 210 | #N/A | #N/A | #N/A | #N/A | #N/A | 210 | #N/A | #N/A | #N/A | #N/A | #N/A | #N/A | #N/A | #N/A | #N/A | #N/A | #N/A | #N/A | 105 | #N/A | #N/A | #N/A | #N/A | #N/A | #N/A | #N/A | #N/A | #N/A | #N/A | #N/A | #N/A | #N/A | #N/A | #N/A | #N/A | #N/A | #N/A | #N/A | #N/A | #N/A | #N/A | 105 | #N/A | #N/A | #N/A | #N/A | #N/A | #N/A | #N/A | #N/A | #N/A | #N/A | #N/A | #N/A | #N/A | #N/A | #N/A
[8 empty] | 184 | [6 empty] | 211 | #N/A | #N/A | #N/A | #N/A | #N/A | 211 | #N/A | #N/A | #N/A | #N/A | #N/A | #N/A | #N/A | #N/A | #N/A | #N/A | #N/A | #N/A | 106 | #N/A | #N/A | #N/A | #N/A | #N/A | #N/A | #N/A | #N/A | #N/A | #N/A | #N/A | #N/A | #N/A | #N/A | #N/A | #N/A | #N/A | #N/A | #N/A | #N/A | #N/A | #N/A | 106 | #N/A | #N/A | #N/A | #N/A | #N/A | #N/A | #N/A | #N/A | #N/A | #N/A | #N/A | #N/A | #N/A | #N/A | #N/A
[8 empty] | 185 | [6 empty] | 212 | #N/A | #N/A | #N/A | #N/A | #N/A | 212 | #N/A | #N/A | #N/A | #N/A | #N/A | #N/A | #N/A | #N/A | #N/A | #N/A | #N/A | #N/A | 106 | #N/A | #N/A | #N/A | #N/A | #N/A | #N/A | #N/A | #N/A | #N/A | #N/A | #N/A | #N/A | #N/A | #N/A | #N/A | #N/A | #N/A | #N/A | #N/A | #N/A | #N/A | #N/A | 106 | #N/A | #N/A | #N/A | #N/A | #N/A | #N/A | #N/A | #N/A | #N/A | #N/A | #N/A | #N/A | #N/A | #N/A | #N/A
[8 empty] | 186 | [6 empty] | 213 | #N/A | #N/A | #N/A | #N/A | #N/A | 213 | #N/A | #N/A | #N/A | #N/A | #N/A | #N/A | #N/A | #N/A | #N/A | #N/A | #N/A | #N/A | 107 | #N/A | #N/A | #N/A | #N/A | #N/A | #N/A | #N/A | #N/A | #N/A | #N/A | #N/A | #N/A | #N/A | #N/A | #N/A | #N/A | #N/A | #N/A | #N/A | #N/A | #N/A | #N/A | 107 | #N/A | #N/A | #N/A | #N/A | #N/A | #N/A | #N/A | #N/A | #N/A | #N/A | #N/A | #N/A | #N/A | #N/A | #N/A
[8 empty] | 187 | [6 empty] | 214 | #N/A | #N/A | #N/A | #N/A | #N/A | 214 | #N/A | #N/A | #N/A | #N/A | #N/A | #N/A | #N/A | #N/A | #N/A | #N/A | #N/A | #N/A | 107 | #N/A | #N/A | #N/A | #N/A | #N/A | #N/A | #N/A | #N/A | #N/A | #N/A | #N/A | #N/A | #N/A | #N/A | #N/A | #N/A | #N/A | #N/A | #N/A | #N/A | #N/A | #N/A | 107 | #N/A | #N/A | #N/A | #N/A | #N/A | #N/A | #N/A | #N/A | #N/A | #N/A | #N/A | #N/A | #N/A | #N/A | #N/A
[8 empty] | 188 | [6 empty] | 215 | #N/A | #N/A | #N/A | #N/A | #N/A | 215 | #N/A | #N/A | #N/A | #N/A | #N/A | #N/A | #N/A | #N/A | #N/A | #N/A | #N/A | #N/A | 108 | #N/A | #N/A | #N/A | #N/A | #N/A | #N/A | #N/A | #N/A | #N/A | #N/A | #N/A | #N/A | #N/A | #N/A | #N/A | #N/A | #N/A | #N/A | #N/A | #N/A | #N/A | #N/A | 108 | #N/A | #N/A | #N/A | #N/A | #N/A | #N/A | #N/A | #N/A | #N/A | #N/A | #N/A | #N/A | #N/A | #N/A | #N/A
[8 empty] | 189 | [6 empty] | 216 | #N/A | #N/A | #N/A | #N/A | #N/A | 216 | #N/A | #N/A | #N/A | #N/A | #N/A | #N/A | #N/A | #N/A | #N/A | #N/A | #N/A | #N/A | 108 | #N/A | #N/A | #N/A | #N/A | #N/A | #N/A | #N/A | #N/A | #N/A | #N/A | #N/A | #N/A | #N/A | #N/A | #N/A | #N/A | #N/A | #N/A | #N/A | #N/A | #N/A | #N/A | 108 | #N/A | #N/A | #N/A | #N/A | #N/A | #N/A | #N/A | #N/A | #N/A | #N/A | #N/A | #N/A | #N/A | #N/A | #N/A
[8 empty] | 190 | [6 empty] | 217 | #N/A | #N/A | #N/A | #N/A | #N/A | 217 | #N/A | #N/A | #N/A | #N/A | #N/A | #N/A | #N/A | #N/A | #N/A | #N/A | #N/A | #N/A | 109 | #N/A | #N/A | #N/A | #N/A | #N/A | #N/A | #N/A | #N/A | #N/A | #N/A | #N/A | #N/A | #N/A | #N/A | #N/A | #N/A | #N/A | #N/A | #N/A | #N/A | #N/A | #N/A | 109 | #N/A | #N/A | #N/A | #N/A | #N/A | #N/A | #N/A | #N/A | #N/A | #N/A | #N/A | #N/A | #N/A | #N/A | #N/A
[8 empty] | 191 | [6 empty] | 218 | #N/A | #N/A | #N/A | #N/A | #N/A | 218 | #N/A | #N/A | #N/A | #N/A | #N/A | #N/A | #N/A | #N/A | #N/A | #N/A | #N/A | #N/A | 109 | #N/A | #N/A | #N/A | #N/A | #N/A | #N/A | #N/A | #N/A | #N/A | #N/A | #N/A | #N/A | #N/A | #N/A | #N/A | #N/A | #N/A | #N/A | #N/A | #N/A | #N/A | #N/A | 109 | #N/A | #N/A | #N/A | #N/A | #N/A | #N/A | #N/A | #N/A | #N/A | #N/A | #N/A | #N/A | #N/A | #N/A | #N/A
[8 empty] | 192 | [6 empty] | 219 | #N/A | #N/A | #N/A | #N/A | #N/A | 219 | #N/A | #N/A | #N/A | #N/A | #N/A | #N/A | #N/A | #N/A | #N/A | #N/A | #N/A | #N/A | 110 | #N/A | #N/A | #N/A | #N/A | #N/A | #N/A | #N/A | #N/A | #N/A | #N/A | #N/A | #N/A | #N/A | #N/A | #N/A | #N/A | #N/A | #N/A | #N/A | #N/A | #N/A | #N/A | 110 | #N/A | #N/A | #N/A | #N/A | #N/A | #N/A | #N/A | #N/A | #N/A | #N/A | #N/A | #N/A | #N/A | #N/A | #N/A
[8 empty] | 193 | [6 empty] | 220 | #N/A | #N/A | #N/A | #N/A | #N/A | 220 | #N/A | #N/A | #N/A | #N/A | #N/A | #N/A | #N/A | #N/A | #N/A | #N/A | #N/A | #N/A | 110 | #N/A | #N/A | #N/A | #N/A | #N/A | #N/A | #N/A | #N/A | #N/A | #N/A | #N/A | #N/A | #N/A | #N/A | #N/A | #N/A | #N/A | #N/A | #N/A | #N/A | #N/A | #N/A | 110 | #N/A | #N/A | #N/A | #N/A | #N/A | #N/A | #N/A | #N/A | #N/A | #N/A | #N/A | #N/A | #N/A | #N/A | #N/A
[8 empty] | 194 | [6 empty] | 221 | #N/A | #N/A | #N/A | #N/A | #N/A | 221 | #N/A | #N/A | #N/A | #N/A | #N/A | #N/A | #N/A | #N/A | #N/A | #N/A | #N/A | #N/A | 111 | #N/A | #N/A | #N/A | #N/A | #N/A | #N/A | #N/A | #N/A | #N/A | #N/A | #N/A | #N/A | #N/A | #N/A | #N/A | #N/A | #N/A | #N/A | #N/A | #N/A | #N/A | #N/A | 111 | #N/A | #N/A | #N/A | #N/A | #N/A | #N/A | #N/A | #N/A | #N/A | #N/A | #N/A | #N/A | #N/A | #N/A | #N/A
[8 empty] | 195 | [6 empty] | 222 | #N/A | #N/A | #N/A | #N/A | #N/A | 222 | #N/A | #N/A | #N/A | #N/A | #N/A | #N/A | #N/A | #N/A | #N/A | #N/A | #N/A | #N/A | 111 | #N/A | #N/A | #N/A | #N/A | #N/A | #N/A | #N/A | #N/A | #N/A | #N/A | #N/A | #N/A | #N/A | #N/A | #N/A | #N/A | #N/A | #N/A | #N/A | #N/A | #N/A | #N/A | 111 | #N/A | #N/A | #N/A | #N/A | #N/A | #N/A | #N/A | #N/A | #N/A | #N/A | #N/A | #N/A | #N/A | #N/A | #N/A
[8 empty] | 196 | [6 empty] | 223 | #N/A | #N/A | #N/A | #N/A | #N/A | 223 | #N/A | #N/A | #N/A | #N/A | #N/A | #N/A | #N/A | #N/A | #N/A | #N/A | #N/A | #N/A | 112 | #N/A | #N/A | #N/A | #N/A | #N/A | #N/A | #N/A | #N/A | #N/A | #N/A | #N/A | #N/A | #N/A | #N/A | #N/A | #N/A | #N/A | #N/A | #N/A | #N/A | #N/A | #N/A | 112 | #N/A | #N/A | #N/A | #N/A | #N/A | #N/A | #N/A | #N/A | #N/A | #N/A | #N/A | #N/A | #N/A | #N/A | #N/A
[8 empty] | 197 | [6 empty] | 224 | #N/A | #N/A | #N/A | #N/A | #N/A | 224 | #N/A | #N/A | #N/A | #N/A | #N/A | #N/A | #N/A | #N/A | #N/A | #N/A | #N/A | #N/A | 112 | #N/A | #N/A | #N/A | #N/A | #N/A | #N/A | #N/A | #N/A | #N/A | #N/A | #N/A | #N/A | #N/A | #N/A | #N/A | #N/A | #N/A | #N/A | #N/A | #N/A | #N/A | #N/A | 112 | #N/A | #N/A | #N/A | #N/A | #N/A | #N/A | #N/A | #N/A | #N/A | #N/A | #N/A | #N/A | #N/A | #N/A | #N/A
[8 empty] | 198 | [6 empty] | 225 | #N/A | #N/A | #N/A | #N/A | #N/A | 225 | #N/A | #N/A | #N/A | #N/A | #N/A | #N/A | #N/A | #N/A | #N/A | #N/A | #N/A | #N/A | 113 | #N/A | #N/A | #N/A | #N/A | #N/A | #N/A | #N/A | #N/A | #N/A | #N/A | #N/A | #N/A | #N/A | #N/A | #N/A | #N/A | #N/A | #N/A | #N/A | #N/A | #N/A | #N/A | 113 | #N/A | #N/A | #N/A | #N/A | #N/A | #N/A | #N/A | #N/A | #N/A | #N/A | #N/A | #N/A | #N/A | #N/A | #N/A
[8 empty] | 199 | [6 empty] | 226 | #N/A | #N/A | #N/A | #N/A | #N/A | 226 | #N/A | #N/A | #N/A | #N/A | #N/A | #N/A | #N/A | #N/A | #N/A | #N/A | #N/A | #N/A | 113 | #N/A | #N/A | #N/A | #N/A | #N/A | #N/A | #N/A | #N/A | #N/A | #N/A | #N/A | #N/A | #N/A | #N/A | #N/A | #N/A | #N/A | #N/A | #N/A | #N/A | #N/A | #N/A | 113 | #N/A | #N/A | #N/A | #N/A | #N/A | #N/A | #N/A | #N/A | #N/A | #N/A | #N/A | #N/A | #N/A | #N/A | #N/A
[8 empty] | 200 | [6 empty] | 227 | #N/A | #N/A | #N/A | #N/A | #N/A | 227 | #N/A | #N/A | #N/A | #N/A | #N/A | #N/A | #N/A | #N/A | #N/A | #N/A | #N/A | #N/A | 114 | #N/A | #N/A | #N/A | #N/A | #N/A | #N/A | #N/A | #N/A | #N/A | #N/A | #N/A | #N/A | #N/A | #N/A | #N/A | #N/A | #N/A | #N/A | #N/A | #N/A | #N/A | #N/A | 114 | #N/A | #N/A | #N/A | #N/A | #N/A | #N/A | #N/A | #N/A | #N/A | #N/A | #N/A | #N/A | #N/A | #N/A | #N/A
[8 empty] | 201 | [6 empty] | 228 | #N/A | #N/A | #N/A | #N/A | #N/A | 228 | #N/A | #N/A | #N/A | #N/A | #N/A | #N/A | #N/A | #N/A | #N/A | #N/A | #N/A | #N/A | 114 | #N/A | #N/A | #N/A | #N/A | #N/A | #N/A | #N/A | #N/A | #N/A | #N/A | #N/A | #N/A | #N/A | #N/A | #N/A | #N/A | #N/A | #N/A | #N/A | #N/A | #N/A | #N/A | 114 | #N/A | #N/A | #N/A | #N/A | #N/A | #N/A | #N/A | #N/A | #N/A | #N/A | #N/A | #N/A | #N/A | #N/A | #N/A
[8 empty] | 202 | [6 empty] | 229 | #N/A | #N/A | #N/A | #N/A | #N/A | 229 | #N/A | #N/A | #N/A | #N/A | #N/A | #N/A | #N/A | #N/A | #N/A | #N/A | #N/A | #N/A | 115 | #N/A | #N/A | #N/A | #N/A | #N/A | #N/A | #N/A | #N/A | #N/A | #N/A | #N/A | #N/A | #N/A | #N/A | #N/A | #N/A | #N/A | #N/A | #N/A | #N/A | #N/A | #N/A | 115 | #N/A | #N/A | #N/A | #N/A | #N/A | #N/A | #N/A | #N/A | #N/A | #N/A | #N/A | #N/A | #N/A | #N/A | #N/A
[8 empty] | 203 | [6 empty] | 230 | #N/A | #N/A | #N/A | #N/A | #N/A | 230 | #N/A | #N/A | #N/A | #N/A | #N/A | #N/A | #N/A | #N/A | #N/A | #N/A | #N/A | #N/A | 115 | #N/A | #N/A | #N/A | #N/A | #N/A | #N/A | #N/A | #N/A | #N/A | #N/A | #N/A | #N/A | #N/A | #N/A | #N/A | #N/A | #N/A | #N/A | #N/A | #N/A | #N/A | #N/A | 115 | #N/A | #N/A | #N/A | #N/A | #N/A | #N/A | #N/A | #N/A | #N/A | #N/A | #N/A | #N/A | #N/A | #N/A | #N/A
[8 empty] | 204 | [6 empty] | 231 | #N/A | #N/A | #N/A | #N/A | #N/A | 231 | #N/A | #N/A | #N/A | #N/A | #N/A | #N/A | #N/A | #N/A | #N/A | #N/A | #N/A | #N/A | 116 | #N/A | #N/A | #N/A | #N/A | #N/A | #N/A | #N/A | #N/A | #N/A | #N/A | #N/A | #N/A | #N/A | #N/A | #N/A | #N/A | #N/A | #N/A | #N/A | #N/A | #N/A | #N/A | 116 | #N/A | #N/A | #N/A | #N/A | #N/A | #N/A | #N/A | #N/A | #N/A | #N/A | #N/A | #N/A | #N/A | #N/A | #N/A
[8 empty] | 205 | [6 empty] | 232 | #N/A | #N/A | #N/A | #N/A | #N/A | 232 | #N/A | #N/A | #N/A | #N/A | #N/A | #N/A | #N/A | #N/A | #N/A | #N/A | #N/A | #N/A | 116 | #N/A | #N/A | #N/A | #N/A | #N/A | #N/A | #N/A | #N/A | #N/A | #N/A | #N/A | #N/A | #N/A | #N/A | #N/A | #N/A | #N/A | #N/A | #N/A | #N/A | #N/A | #N/A | 116 | #N/A | #N/A | #N/A | #N/A | #N/A | #N/A | #N/A | #N/A | #N/A | #N/A | #N/A | #N/A | #N/A | #N/A | #N/A
[8 empty] | 206 | [6 empty] | 233 | #N/A | #N/A | #N/A | #N/A | #N/A | 233 | #N/A | #N/A | #N/A | #N/A | #N/A | #N/A | #N/A | #N/A | #N/A | #N/A | #N/A | #N/A | 117 | #N/A | #N/A | #N/A | #N/A | #N/A | #N/A | #N/A | #N/A | #N/A | #N/A | #N/A | #N/A | #N/A | #N/A | #N/A | #N/A | #N/A | #N/A | #N/A | #N/A | #N/A | #N/A | 117 | #N/A | #N/A | #N/A | #N/A | #N/A | #N/A | #N/A | #N/A | #N/A | #N/A | #N/A | #N/A | #N/A | #N/A | #N/A
[8 empty] | 207 | [6 empty] | 234 | #N/A | #N/A | #N/A | #N/A | #N/A | 234 | #N/A | #N/A | #N/A | #N/A | #N/A | #N/A | #N/A | #N/A | #N/A | #N/A | #N/A | #N/A | 117 | #N/A | #N/A | #N/A | #N/A | #N/A | #N/A | #N/A | #N/A | #N/A | #N/A | #N/A | #N/A | #N/A | #N/A | #N/A | #N/A | #N/A | #N/A | #N/A | #N/A | #N/A | #N/A | 117 | #N/A | #N/A | #N/A | #N/A | #N/A | #N/A | #N/A | #N/A | #N/A | #N/A | #N/A | #N/A | #N/A | #N/A | #N/A
[8 empty] | 208 | [6 empty] | 235 | #N/A | #N/A | #N/A | #N/A | #N/A | 235 | #N/A | #N/A | #N/A | #N/A | #N/A | #N/A | #N/A | #N/A | #N/A | #N/A | #N/A | #N/A | 118 | #N/A | #N/A | #N/A | #N/A | #N/A | #N/A | #N/A | #N/A | #N/A | #N/A | #N/A | #N/A | #N/A | #N/A | #N/A | #N/A | #N/A | #N/A | #N/A | #N/A | #N/A | #N/A | 118 | #N/A | #N/A | #N/A | #N/A | #N/A | #N/A | #N/A | #N/A | #N/A | #N/A | #N/A | #N/A | #N/A | #N/A | #N/A
[8 empty] | 209 | [6 empty] | 236 | #N/A | #N/A | #N/A | #N/A | #N/A | 236 | #N/A | #N/A | #N/A | #N/A | #N/A | #N/A | #N/A | #N/A | #N/A | #N/A | #N/A | #N/A | 118 | #N/A | #N/A | #N/A | #N/A | #N/A | #N/A | #N/A | #N/A | #N/A | #N/A | #N/A | #N/A | #N/A | #N/A | #N/A | #N/A | #N/A | #N/A | #N/A | #N/A | #N/A | #N/A | 118 | #N/A | #N/A | #N/A | #N/A | #N/A | #N/A | #N/A | #N/A | #N/A | #N/A | #N/A | #N/A | #N/A | #N/A | #N/A
[8 empty] | 210 | [6 empty] | 237 | #N/A | #N/A | #N/A | #N/A | #N/A | 237 | #N/A | #N/A | #N/A | #N/A | #N/A | #N/A | #N/A | #N/A | #N/A | #N/A | #N/A | #N/A | 119 | #N/A | #N/A | #N/A | #N/A | #N/A | #N/A | #N/A | #N/A | #N/A | #N/A | #N/A | #N/A | #N/A | #N/A | #N/A | #N/A | #N/A | #N/A | #N/A | #N/A | #N/A | #N/A | 119 | #N/A | #N/A | #N/A | #N/A | #N/A | #N/A | #N/A | #N/A | #N/A | #N/A | #N/A | #N/A | #N/A | #N/A | #N/A
[8 empty] | 211 | [6 empty] | 238 | #N/A | #N/A | #N/A | #N/A | #N/A | 238 | #N/A | #N/A | #N/A | #N/A | #N/A | #N/A | #N/A | #N/A | #N/A | #N/A | #N/A | #N/A | 119 | #N/A | #N/A | #N/A | #N/A | #N/A | #N/A | #N/A | #N/A | #N/A | #N/A | #N/A | #N/A | #N/A | #N/A | #N/A | #N/A | #N/A | #N/A | #N/A | #N/A | #N/A | #N/A | 119 | #N/A | #N/A | #N/A | #N/A | #N/A | #N/A | #N/A | #N/A | #N/A | #N/A | #N/A | #N/A | #N/A | #N/A | #N/A
[8 empty] | 212 | [6 empty] | 239 | #N/A | #N/A | #N/A | #N/A | #N/A | 239 | #N/A | #N/A | #N/A | #N/A | #N/A | #N/A | #N/A | #N/A | #N/A | #N/A | #N/A | #N/A | 120 | #N/A | #N/A | #N/A | #N/A | #N/A | #N/A | #N/A | #N/A | #N/A | #N/A | #N/A | #N/A | #N/A | #N/A | #N/A | #N/A | #N/A | #N/A | #N/A | #N/A | #N/A | #N/A | 120 | #N/A | #N/A | #N/A | #N/A | #N/A | #N/A | #N/A | #N/A | #N/A | #N/A | #N/A | #N/A | #N/A | #N/A | #N/A
[8 empty] | 213 | [6 empty] | 240 | #N/A | #N/A | #N/A | #N/A | #N/A | 240 | #N/A | #N/A | #N/A | #N/A | #N/A | #N/A | #N/A | #N/A | #N/A | #N/A | #N/A | #N/A | 120 | #N/A | #N/A | #N/A | #N/A | #N/A | #N/A | #N/A | #N/A | #N/A | #N/A | #N/A | #N/A | #N/A | #N/A | #N/A | #N/A | #N/A | #N/A | #N/A | #N/A | #N/A | #N/A | 120 | #N/A | #N/A | #N/A | #N/A | #N/A | #N/A | #N/A | #N/A | #N/A | #N/A | #N/A | #N/A | #N/A | #N/A | #N/A
[8 empty] | 214 | [6 empty] | 241 | #N/A | #N/A | #N/A | #N/A | #N/A | 241 | #N/A | #N/A | #N/A | #N/A | #N/A | #N/A | #N/A | #N/A | #N/A | #N/A | #N/A | #N/A | 121 | #N/A | #N/A | #N/A | #N/A | #N/A | #N/A | #N/A | #N/A | #N/A | #N/A | #N/A | #N/A | #N/A | #N/A | #N/A | #N/A | #N/A | #N/A | #N/A | #N/A | #N/A | #N/A | 121 | #N/A | #N/A | #N/A | #N/A | #N/A | #N/A | #N/A | #N/A | #N/A | #N/A | #N/A | #N/A | #N/A | #N/A | #N/A
[8 empty] | 215 | [6 empty] | 242 | #N/A | #N/A | #N/A | #N/A | #N/A | 242 | #N/A | #N/A | #N/A | #N/A | #N/A | #N/A | #N/A | #N/A | #N/A | #N/A | #N/A | #N/A | 121 | #N/A | #N/A | #N/A | #N/A | #N/A | #N/A | #N/A | #N/A | #N/A | #N/A | #N/A | #N/A | #N/A | #N/A | #N/A | #N/A | #N/A | #N/A | #N/A | #N/A | #N/A | #N/A | 121 | #N/A | #N/A | #N/A | #N/A | #N/A | #N/A | #N/A | #N/A | #N/A | #N/A | #N/A | #N/A | #N/A | #N/A | #N/A
[8 empty] | 216 | [6 empty] | 243 | #N/A | #N/A | #N/A | #N/A | #N/A | 243 | #N/A | #N/A | #N/A | #N/A | #N/A | #N/A | #N/A | #N/A | #N/A | #N/A | #N/A | #N/A | 122 | #N/A | #N/A | #N/A | #N/A | #N/A | #N/A | #N/A | #N/A | #N/A | #N/A | #N/A | #N/A | #N/A | #N/A | #N/A | #N/A | #N/A | #N/A | #N/A | #N/A | #N/A | #N/A | 122 | #N/A | #N/A | #N/A | #N/A | #N/A | #N/A | #N/A | #N/A | #N/A | #N/A | #N/A | #N/A | #N/A | #N/A | #N/A
[8 empty] | 217 | [6 empty] | 244 | #N/A | #N/A | #N/A | #N/A | #N/A | 244 | #N/A | #N/A | #N/A | #N/A | #N/A | #N/A | #N/A | #N/A | #N/A | #N/A | #N/A | #N/A | 122 | #N/A | #N/A | #N/A | #N/A | #N/A | #N/A | #N/A | #N/A | #N/A | #N/A | #N/A | #N/A | #N/A | #N/A | #N/A | #N/A | #N/A | #N/A | #N/A | #N/A | #N/A | #N/A | 122 | #N/A | #N/A | #N/A | #N/A | #N/A | #N/A | #N/A | #N/A | #N/A | #N/A | #N/A | #N/A | #N/A | #N/A | #N/A
[8 empty] | 218 | [6 empty] | 245 | #N/A | #N/A | #N/A | #N/A | #N/A | 245 | #N/A | #N/A | #N/A | #N/A | #N/A | #N/A | #N/A | #N/A | #N/A | #N/A | #N/A | #N/A | 123 | #N/A | #N/A | #N/A | #N/A | #N/A | #N/A | #N/A | #N/A | #N/A | #N/A | #N/A | #N/A | #N/A | #N/A | #N/A | #N/A | #N/A | #N/A | #N/A | #N/A | #N/A | #N/A | 123 | #N/A | #N/A | #N/A | #N/A | #N/A | #N/A | #N/A | #N/A | #N/A | #N/A | #N/A | #N/A | #N/A | #N/A | #N/A
[8 empty] | 219 | [6 empty] | 246 | #N/A | #N/A | #N/A | #N/A | #N/A | 246 | #N/A | #N/A | #N/A | #N/A | #N/A | #N/A | #N/A | #N/A | #N/A | #N/A | #N/A | #N/A | 123 | #N/A | #N/A | #N/A | #N/A | #N/A | #N/A | #N/A | #N/A | #N/A | #N/A | #N/A | #N/A | #N/A | #N/A | #N/A | #N/A | #N/A | #N/A | #N/A | #N/A | #N/A | #N/A | 123 | #N/A | #N/A | #N/A | #N/A | #N/A | #N/A | #N/A | #N/A | #N/A | #N/A | #N/A | #N/A | #N/A | #N/A | #N/A
[8 empty] | 220 | [6 empty] | 247 | #N/A | #N/A | #N/A | #N/A | #N/A | 247 | #N/A | #N/A | #N/A | #N/A | #N/A | #N/A | #N/A | #N/A | #N/A | #N/A | #N/A | #N/A | 124 | #N/A | #N/A | #N/A | #N/A | #N/A | #N/A | #N/A | #N/A | #N/A | #N/A | #N/A | #N/A | #N/A | #N/A | #N/A | #N/A | #N/A | #N/A | #N/A | #N/A | #N/A | #N/A | 124 | #N/A | #N/A | #N/A | #N/A | #N/A | #N/A | #N/A | #N/A | #N/A | #N/A | #N/A | #N/A | #N/A | #N/A | #N/A
[8 empty] | 221 | [6 empty] | 248 | #N/A | #N/A | #N/A | #N/A | #N/A | 248 | #N/A | #N/A | #N/A | #N/A | #N/A | #N/A | #N/A | #N/A | #N/A | #N/A | #N/A | #N/A | 124 | #N/A | #N/A | #N/A | #N/A | #N/A | #N/A | #N/A | #N/A | #N/A | #N/A | #N/A | #N/A | #N/A | #N/A | #N/A | #N/A | #N/A | #N/A | #N/A | #N/A | #N/A | #N/A | 124 | #N/A | #N/A | #N/A | #N/A | #N/A | #N/A | #N/A | #N/A | #N/A | #N/A | #N/A | #N/A | #N/A | #N/A | #N/A
[8 empty] | 222 | [6 empty] | 249 | #N/A | #N/A | #N/A | #N/A | #N/A | 249 | #N/A | #N/A | #N/A | #N/A | #N/A | #N/A | #N/A | #N/A | #N/A | #N/A | #N/A | #N/A | 125 | #N/A | #N/A | #N/A | #N/A | #N/A | #N/A | #N/A | #N/A | #N/A | #N/A | #N/A | #N/A | #N/A | #N/A | #N/A | #N/A | #N/A | #N/A | #N/A | #N/A | #N/A | #N/A | 125 | #N/A | #N/A | #N/A | #N/A | #N/A | #N/A | #N/A | #N/A | #N/A | #N/A | #N/A | #N/A | #N/A | #N/A | #N/A
[8 empty] | 223 | [6 empty] | 250 | #N/A | #N/A | #N/A | #N/A | #N/A | 250 | #N/A | #N/A | #N/A | #N/A | #N/A | #N/A | #N/A | #N/A | #N/A | #N/A | #N/A | #N/A | 125 | #N/A | #N/A | #N/A | #N/A | #N/A | #N/A | #N/A | #N/A | #N/A | #N/A | #N/A | #N/A | #N/A | #N/A | #N/A | #N/A | #N/A | #N/A | #N/A | #N/A | #N/A | #N/A | 125 | #N/A | #N/A | #N/A | #N/A | #N/A | #N/A | #N/A | #N/A | #N/A | #N/A | #N/A | #N/A | #N/A | #N/A | #N/A
[8 empty] | 224 | [6 empty] | 251 | #N/A | #N/A | #N/A | #N/A | #N/A | 251 | #N/A | #N/A | #N/A | #N/A | #N/A | #N/A | #N/A | #N/A | #N/A | #N/A | #N/A | #N/A | 126 | #N/A | #N/A | #N/A | #N/A | #N/A | #N/A | #N/A | #N/A | #N/A | #N/A | #N/A | #N/A | #N/A | #N/A | #N/A | #N/A | #N/A | #N/A | #N/A | #N/A | #N/A | #N/A | 126 | #N/A | #N/A | #N/A | #N/A | #N/A | #N/A | #N/A | #N/A | #N/A | #N/A | #N/A | #N/A | #N/A | #N/A | #N/A
[8 empty] | 225 | [6 empty] | 252 | #N/A | #N/A | #N/A | #N/A | #N/A | 252 | #N/A | #N/A | #N/A | #N/A | #N/A | #N/A | #N/A | #N/A | #N/A | #N/A | #N/A | #N/A | 126 | #N/A | #N/A | #N/A | #N/A | #N/A | #N/A | #N/A | #N/A | #N/A | #N/A | #N/A | #N/A | #N/A | #N/A | #N/A | #N/A | #N/A | #N/A | #N/A | #N/A | #N/A | #N/A | 126 | #N/A | #N/A | #N/A | #N/A | #N/A | #N/A | #N/A | #N/A | #N/A | #N/A | #N/A | #N/A | #N/A | #N/A | #N/A
[8 empty] | 226 | [6 empty] | 253 | #N/A | #N/A | #N/A | #N/A | #N/A | 253 | #N/A | #N/A | #N/A | #N/A | #N/A | #N/A | #N/A | #N/A | #N/A | #N/A | #N/A | #N/A | 127 | #N/A | #N/A | #N/A | #N/A | #N/A | #N/A | #N/A | #N/A | #N/A | #N/A | #N/A | #N/A | #N/A | #N/A | #N/A | #N/A | #N/A | #N/A | #N/A | #N/A | #N/A | #N/A | 127 | #N/A | #N/A | #N/A | #N/A | #N/A | #N/A | #N/A | #N/A | #N/A | #N/A | #N/A | #N/A | #N/A | #N/A | #N/A
[8 empty] | 227 | [6 empty] | 254 | #N/A | #N/A | #N/A | #N/A | #N/A | 254 | #N/A | #N/A | #N/A | #N/A | #N/A | #N/A | #N/A | #N/A | #N/A | #N/A | #N/A | #N/A | 127 | #N/A | #N/A | #N/A | #N/A | #N/A | #N/A | #N/A | #N/A | #N/A | #N/A | #N/A | #N/A | #N/A | #N/A | #N/A | #N/A | #N/A | #N/A | #N/A | #N/A | #N/A | #N/A | 127 | #N/A | #N/A | #N/A | #N/A | #N/A | #N/A | #N/A | #N/A | #N/A | #N/A | #N/A | #N/A | #N/A | #N/A | #N/A
[8 empty] | 228 | [6 empty] | 255 | #N/A | #N/A | #N/A | #N/A | #N/A | 255 | #N/A | #N/A | #N/A | #N/A | #N/A | #N/A | #N/A | #N/A | #N/A | #N/A | #N/A | #N/A | 128 | #N/A | #N/A | #N/A | #N/A | #N/A | #N/A | #N/A | #N/A | #N/A | #N/A | #N/A | #N/A | #N/A | #N/A | #N/A | #N/A | #N/A | #N/A | #N/A | #N/A | #N/A | #N/A | 128 | #N/A | #N/A | #N/A | #N/A | #N/A | #N/A | #N/A | #N/A | #N/A | #N/A | #N/A | #N/A | #N/A | #N/A | #N/A
[8 empty] | 229 | [6 empty] | 256 | #N/A | #N/A | #N/A | #N/A | #N/A | 256 | #N/A | #N/A | #N/A | #N/A | #N/A | #N/A | #N/A | #N/A | #N/A | #N/A | #N/A | #N/A | 128 | #N/A | #N/A | #N/A | #N/A | #N/A | #N/A | #N/A | #N/A | #N/A | #N/A | #N/A | #N/A | #N/A | #N/A | #N/A | #N/A | #N/A | #N/A | #N/A | #N/A | #N/A | #N/A | 128 | #N/A | #N/A | #N/A | #N/A | #N/A | #N/A | #N/A | #N/A | #N/A | #N/A | #N/A | #N/A | #N/A | #N/A | #N/A
[8 empty] | 230 | [6 empty] | 257 | #N/A | #N/A | #N/A | #N/A | #N/A | 257 | #N/A | #N/A | #N/A | #N/A | #N/A | #N/A | #N/A | #N/A | #N/A | #N/A | #N/A | #N/A | 129 | #N/A | #N/A | #N/A | #N/A | #N/A | #N/A | #N/A | #N/A | #N/A | #N/A | #N/A | #N/A | #N/A | #N/A | #N/A | #N/A | #N/A | #N/A | #N/A | #N/A | #N/A | #N/A | 129 | #N/A | #N/A | #N/A | #N/A | #N/A | #N/A | #N/A | #N/A | #N/A | #N/A | #N/A | #N/A | #N/A | #N/A | #N/A
[8 empty] | 231 | [6 empty] | 258 | #N/A | #N/A | #N/A | #N/A | #N/A | 258 | #N/A | #N/A | #N/A | #N/A | #N/A | #N/A | #N/A | #N/A | #N/A | #N/A | #N/A | #N/A | 129 | #N/A | #N/A | #N/A | #N/A | #N/A | #N/A | #N/A | #N/A | #N/A | #N/A | #N/A | #N/A | #N/A | #N/A | #N/A | #N/A | #N/A | #N/A | #N/A | #N/A | #N/A | #N/A | 129 | #N/A | #N/A | #N/A | #N/A | #N/A | #N/A | #N/A | #N/A | #N/A | #N/A | #N/A | #N/A | #N/A | #N/A | #N/A
[8 empty] | 232 | [6 empty] | 259 | #N/A | #N/A | #N/A | #N/A | #N/A | 259 | #N/A | #N/A | #N/A | #N/A | #N/A | #N/A | #N/A | #N/A | #N/A | #N/A | #N/A | #N/A | 130 | #N/A | #N/A | #N/A | #N/A | #N/A | #N/A | #N/A | #N/A | #N/A | #N/A | #N/A | #N/A | #N/A | #N/A | #N/A | #N/A | #N/A | #N/A | #N/A | #N/A | #N/A | #N/A | 130 | #N/A | #N/A | #N/A | #N/A | #N/A | #N/A | #N/A | #N/A | #N/A | #N/A | #N/A | #N/A | #N/A | #N/A | #N/A
[8 empty] | 233 | [6 empty] | 260 | #N/A | #N/A | #N/A | #N/A | #N/A | 260 | #N/A | #N/A | #N/A | #N/A | #N/A | #N/A | #N/A | #N/A | #N/A | #N/A | #N/A | #N/A | 130 | #N/A | #N/A | #N/A | #N/A | #N/A | #N/A | #N/A | #N/A | #N/A | #N/A | #N/A | #N/A | #N/A | #N/A | #N/A | #N/A | #N/A | #N/A | #N/A | #N/A | #N/A | #N/A | 130 | #N/A | #N/A | #N/A | #N/A | #N/A | #N/A | #N/A | #N/A | #N/A | #N/A | #N/A | #N/A | #N/A | #N/A | #N/A
[8 empty] | 234 | [6 empty] | 261 | #N/A | #N/A | #N/A | #N/A | #N/A | 261 | #N/A | #N/A | #N/A | #N/A | #N/A | #N/A | #N/A | #N/A | #N/A | #N/A | #N/A | #N/A | 131 | #N/A | #N/A | #N/A | #N/A | #N/A | #N/A | #N/A | #N/A | #N/A | #N/A | #N/A | #N/A | #N/A | #N/A | #N/A | #N/A | #N/A | #N/A | #N/A | #N/A | #N/A | #N/A | 131 | #N/A | #N/A | #N/A | #N/A | #N/A | #N/A | #N/A | #N/A | #N/A | #N/A | #N/A | #N/A | #N/A | #N/A | #N/A
[8 empty] | 235 | [6 empty] | 262 | #N/A | #N/A | #N/A | #N/A | #N/A | 262 | #N/A | #N/A | #N/A | #N/A | #N/A | #N/A | #N/A | #N/A | #N/A | #N/A | #N/A | #N/A | 131 | #N/A | #N/A | #N/A | #N/A | #N/A | #N/A | #N/A | #N/A | #N/A | #N/A | #N/A | #N/A | #N/A | #N/A | #N/A | #N/A | #N/A | #N/A | #N/A | #N/A | #N/A | #N/A | 131 | #N/A | #N/A | #N/A | #N/A | #N/A | #N/A | #N/A | #N/A | #N/A | #N/A | #N/A | #N/A | #N/A | #N/A | #N/A
[8 empty] | 236 | [6 empty] | 263 | #N/A | #N/A | #N/A | #N/A | #N/A | 263 | #N/A | #N/A | #N/A | #N/A | #N/A | #N/A | #N/A | #N/A | #N/A | #N/A | #N/A | #N/A | 132 | #N/A | #N/A | #N/A | #N/A | #N/A | #N/A | #N/A | #N/A | #N/A | #N/A | #N/A | #N/A | #N/A | #N/A | #N/A | #N/A | #N/A | #N/A | #N/A | #N/A | #N/A | #N/A | 132 | #N/A | #N/A | #N/A | #N/A | #N/A | #N/A | #N/A | #N/A | #N/A | #N/A | #N/A | #N/A | #N/A | #N/A | #N/A
[8 empty] | 237 | [6 empty] | 264 | #N/A | #N/A | #N/A | #N/A | #N/A | 264 | #N/A | #N/A | #N/A | #N/A | #N/A | #N/A | #N/A | #N/A | #N/A | #N/A | #N/A | #N/A | 132 | #N/A | #N/A | #N/A | #N/A | #N/A | #N/A | #N/A | #N/A | #N/A | #N/A | #N/A | #N/A | #N/A | #N/A | #N/A | #N/A | #N/A | #N/A | #N/A | #N/A | #N/A | #N/A | 132 | #N/A | #N/A | #N/A | #N/A | #N/A | #N/A | #N/A | #N/A | #N/A | #N/A | #N/A | #N/A | #N/A | #N/A | #N/A
[8 empty] | 238 | [6 empty] | 265 | #N/A | #N/A | #N/A | #N/A | #N/A | 265 | #N/A | #N/A | #N/A | #N/A | #N/A | #N/A | #N/A | #N/A | #N/A | #N/A | #N/A | #N/A | 133 | #N/A | #N/A | #N/A | #N/A | #N/A | #N/A | #N/A | #N/A | #N/A | #N/A | #N/A | #N/A | #N/A | #N/A | #N/A | #N/A | #N/A | #N/A | #N/A | #N/A | #N/A | #N/A | 133 | #N/A | #N/A | #N/A | #N/A | #N/A | #N/A | #N/A | #N/A | #N/A | #N/A | #N/A | #N/A | #N/A | #N/A | #N/A
[8 empty] | 239 | [6 empty] | 266 | #N/A | #N/A | #N/A | #N/A | #N/A | 266 | #N/A | #N/A | #N/A | #N/A | #N/A | #N/A | #N/A | #N/A | #N/A | #N/A | #N/A | #N/A | 133 | #N/A | #N/A | #N/A | #N/A | #N/A | #N/A | #N/A | #N/A | #N/A | #N/A | #N/A | #N/A | #N/A | #N/A | #N/A | #N/A | #N/A | #N/A | #N/A | #N/A | #N/A | #N/A | 133 | #N/A | #N/A | #N/A | #N/A | #N/A | #N/A | #N/A | #N/A | #N/A | #N/A | #N/A | #N/A | #N/A | #N/A | #N/A
[8 empty] | 240 | [6 empty] | 267 | #N/A | #N/A | #N/A | #N/A | #N/A | 267 | #N/A | #N/A | #N/A | #N/A | #N/A | #N/A | #N/A | #N/A | #N/A | #N/A | #N/A | #N/A | 134 | #N/A | #N/A | #N/A | #N/A | #N/A | #N/A | #N/A | #N/A | #N/A | #N/A | #N/A | #N/A | #N/A | #N/A | #N/A | #N/A | #N/A | #N/A | #N/A | #N/A | #N/A | #N/A | 134 | #N/A | #N/A | #N/A | #N/A | #N/A | #N/A | #N/A | #N/A | #N/A | #N/A | #N/A | #N/A | #N/A | #N/A | #N/A
[8 empty] | 241 | [6 empty] | 268 | #N/A | #N/A | #N/A | #N/A | #N/A | 268 | #N/A | #N/A | #N/A | #N/A | #N/A | #N/A | #N/A | #N/A | #N/A | #N/A | #N/A | #N/A | 134 | #N/A | #N/A | #N/A | #N/A | #N/A | #N/A | #N/A | #N/A | #N/A | #N/A | #N/A | #N/A | #N/A | #N/A | #N/A | #N/A | #N/A | #N/A | #N/A | #N/A | #N/A | #N/A | 134 | #N/A | #N/A | #N/A | #N/A | #N/A | #N/A | #N/A | #N/A | #N/A | #N/A | #N/A | #N/A | #N/A | #N/A | #N/A
[8 empty] | 242 | [6 empty] | 269 | #N/A | #N/A | #N/A | #N/A | #N/A | 269 | #N/A | #N/A | #N/A | #N/A | #N/A | #N/A | #N/A | #N/A | #N/A | #N/A | #N/A | #N/A | 135 | #N/A | #N/A | #N/A | #N/A | #N/A | #N/A | #N/A | #N/A | #N/A | #N/A | #N/A | #N/A | #N/A | #N/A | #N/A | #N/A | #N/A | #N/A | #N/A | #N/A | #N/A | #N/A | 135 | #N/A | #N/A | #N/A | #N/A | #N/A | #N/A | #N/A | #N/A | #N/A | #N/A | #N/A | #N/A | #N/A | #N/A | #N/A
[8 empty] | 243 | [6 empty] | 270 | #N/A | #N/A | #N/A | #N/A | #N/A | 270 | #N/A | #N/A | #N/A | #N/A | #N/A | #N/A | #N/A | #N/A | #N/A | #N/A | #N/A | #N/A | 135 | #N/A | #N/A | #N/A | #N/A | #N/A | #N/A | #N/A | #N/A | #N/A | #N/A | #N/A | #N/A | #N/A | #N/A | #N/A | #N/A | #N/A | #N/A | #N/A | #N/A | #N/A | #N/A | 135 | #N/A | #N/A | #N/A | #N/A | #N/A | #N/A | #N/A | #N/A | #N/A | #N/A | #N/A | #N/A | #N/A | #N/A | #N/A
[8 empty] | 244 | [6 empty] | 271 | #N/A | #N/A | #N/A | #N/A | #N/A | 271 | #N/A | #N/A | #N/A | #N/A | #N/A | #N/A | #N/A | #N/A | #N/A | #N/A | #N/A | #N/A | 136 | #N/A | #N/A | #N/A | #N/A | #N/A | #N/A | #N/A | #N/A | #N/A | #N/A | #N/A | #N/A | #N/A | #N/A | #N/A | #N/A | #N/A | #N/A | #N/A | #N/A | #N/A | #N/A | 136 | #N/A | #N/A | #N/A | #N/A | #N/A | #N/A | #N/A | #N/A | #N/A | #N/A | #N/A | #N/A | #N/A | #N/A | #N/A
[8 empty] | 245 | [6 empty] | 272 | #N/A | #N/A | #N/A | #N/A | #N/A | 272 | #N/A | #N/A | #N/A | #N/A | #N/A | #N/A | #N/A | #N/A | #N/A | #N/A | #N/A | #N/A | 136 | #N/A | #N/A | #N/A | #N/A | #N/A | #N/A | #N/A | #N/A | #N/A | #N/A | #N/A | #N/A | #N/A | #N/A | #N/A | #N/A | #N/A | #N/A | #N/A | #N/A | #N/A | #N/A | 136 | #N/A | #N/A | #N/A | #N/A | #N/A | #N/A | #N/A | #N/A | #N/A | #N/A | #N/A | #N/A | #N/A | #N/A | #N/A
[8 empty] | 246 | [6 empty] | 273 | #N/A | #N/A | #N/A | #N/A | #N/A | 273 | #N/A | #N/A | #N/A | #N/A | #N/A | #N/A | #N/A | #N/A | #N/A | #N/A | #N/A | #N/A | 137 | #N/A | #N/A | #N/A | #N/A | #N/A | #N/A | #N/A | #N/A | #N/A | #N/A | #N/A | #N/A | #N/A | #N/A | #N/A | #N/A | #N/A | #N/A | #N/A | #N/A | #N/A | #N/A | 137 | #N/A | #N/A | #N/A | #N/A | #N/A | #N/A | #N/A | #N/A | #N/A | #N/A | #N/A | #N/A | #N/A | #N/A | #N/A
[8 empty] | 247 | [6 empty] | 274 | #N/A | #N/A | #N/A | #N/A | #N/A | 274 | #N/A | #N/A | #N/A | #N/A | #N/A | #N/A | #N/A | #N/A | #N/A | #N/A | #N/A | #N/A | 137 | #N/A | #N/A | #N/A | #N/A | #N/A | #N/A | #N/A | #N/A | #N/A | #N/A | #N/A | #N/A | #N/A | #N/A | #N/A | #N/A | #N/A | #N/A | #N/A | #N/A | #N/A | #N/A | 137 | #N/A | #N/A | #N/A | #N/A | #N/A | #N/A | #N/A | #N/A | #N/A | #N/A | #N/A | #N/A | #N/A | #N/A | #N/A
[8 empty] | 248 | [6 empty] | 275 | #N/A | #N/A | #N/A | #N/A | #N/A | 275 | #N/A | #N/A | #N/A | #N/A | #N/A | #N/A | #N/A | #N/A | #N/A | #N/A | #N/A | #N/A | 138 | #N/A | #N/A | #N/A | #N/A | #N/A | #N/A | #N/A | #N/A | #N/A | #N/A | #N/A | #N/A | #N/A | #N/A | #N/A | #N/A | #N/A | #N/A | #N/A | #N/A | #N/A | #N/A | 138 | #N/A | #N/A | #N/A | #N/A | #N/A | #N/A | #N/A | #N/A | #N/A | #N/A | #N/A | #N/A | #N/A | #N/A | #N/A
[8 empty] | 249 | [6 empty] | 276 | #N/A | #N/A | #N/A | #N/A | #N/A | 276 | #N/A | #N/A | #N/A | #N/A | #N/A | #N/A | #N/A | #N/A | #N/A | #N/A | #N/A | #N/A | 138 | #N/A | #N/A | #N/A | #N/A | #N/A | #N/A | #N/A | #N/A | #N/A | #N/A | #N/A | #N/A | #N/A | #N/A | #N/A | #N/A | #N/A | #N/A | #N/A | #N/A | #N/A | #N/A | 138 | #N/A | #N/A | #N/A | #N/A | #N/A | #N/A | #N/A | #N/A | #N/A | #N/A | #N/A | #N/A | #N/A | #N/A | #N/A
[8 empty] | 250 | [6 empty] | 277 | #N/A | #N/A | #N/A | #N/A | #N/A | 277 | #N/A | #N/A | #N/A | #N/A | #N/A | #N/A | #N/A | #N/A | #N/A | #N/A | #N/A | #N/A | 139 | #N/A | #N/A | #N/A | #N/A | #N/A | #N/A | #N/A | #N/A | #N/A | #N/A | #N/A | #N/A | #N/A | #N/A | #N/A | #N/A | #N/A | #N/A | #N/A | #N/A | #N/A | #N/A | 139 | #N/A | #N/A | #N/A | #N/A | #N/A | #N/A | #N/A | #N/A | #N/A | #N/A | #N/A | #N/A | #N/A | #N/A | #N/A
[8 empty] | 251 | [6 empty] | 278 | #N/A | #N/A | #N/A | #N/A | #N/A | 278 | #N/A | #N/A | #N/A | #N/A | #N/A | #N/A | #N/A | #N/A | #N/A | #N/A | #N/A | #N/A | 139 | #N/A | #N/A | #N/A | #N/A | #N/A | #N/A | #N/A | #N/A | #N/A | #N/A | #N/A | #N/A | #N/A | #N/A | #N/A | #N/A | #N/A | #N/A | #N/A | #N/A | #N/A | #N/A | 139 | #N/A | #N/A | #N/A | #N/A | #N/A | #N/A | #N/A | #N/A | #N/A | #N/A | #N/A | #N/A | #N/A | #N/A | #N/A
[8 empty] | 252 | [6 empty] | 279 | #N/A | #N/A | #N/A | #N/A | #N/A | 279 | #N/A | #N/A | #N/A | #N/A | #N/A | #N/A | #N/A | #N/A | #N/A | #N/A | #N/A | #N/A | 140 | #N/A | #N/A | #N/A | #N/A | #N/A | #N/A | #N/A | #N/A | #N/A | #N/A | #N/A | #N/A | #N/A | #N/A | #N/A | #N/A | #N/A | #N/A | #N/A | #N/A | #N/A | #N/A | 140 | #N/A | #N/A | #N/A | #N/A | #N/A | #N/A | #N/A | #N/A | #N/A | #N/A | #N/A | #N/A | #N/A | #N/A | #N/A
[8 empty] | 253 | [6 empty] | 280 | #N/A | #N/A | #N/A | #N/A | #N/A | 280 | #N/A | #N/A | #N/A | #N/A | #N/A | #N/A | #N/A | #N/A | #N/A | #N/A | #N/A | #N/A | 140 | #N/A | #N/A | #N/A | #N/A | #N/A | #N/A | #N/A | #N/A | #N/A | #N/A | #N/A | #N/A | #N/A | #N/A | #N/A | #N/A | #N/A | #N/A | #N/A | #N/A | #N/A | #N/A | 140 | #N/A | #N/A | #N/A | #N/A | #N/A | #N/A | #N/A | #N/A | #N/A | #N/A | #N/A | #N/A | #N/A | #N/A | #N/A
[8 empty] | 254 | [6 empty] | 281 | #N/A | #N/A | #N/A | #N/A | #N/A | 281 | #N/A | #N/A | #N/A | #N/A | #N/A | #N/A | #N/A | #N/A | #N/A | #N/A | #N/A | #N/A | 141 | #N/A | #N/A | #N/A | #N/A | #N/A | #N/A | #N/A | #N/A | #N/A | #N/A | #N/A | #N/A | #N/A | #N/A | #N/A | #N/A | #N/A | #N/A | #N/A | #N/A | #N/A | #N/A | 141 | #N/A | #N/A | #N/A | #N/A | #N/A | #N/A | #N/A | #N/A | #N/A | #N/A | #N/A | #N/A | #N/A | #N/A | #N/A
[8 empty] | 255 | [6 empty] | 282 | #N/A | #N/A | #N/A | #N/A | #N/A | 282 | #N/A | #N/A | #N/A | #N/A | #N/A | #N/A | #N/A | #N/A | #N/A | #N/A | #N/A | #N/A | 141 | #N/A | #N/A | #N/A | #N/A | #N/A | #N/A | #N/A | #N/A | #N/A | #N/A | #N/A | #N/A | #N/A | #N/A | #N/A | #N/A | #N/A | #N/A | #N/A | #N/A | #N/A | #N/A | 141 | #N/A | #N/A | #N/A | #N/A | #N/A | #N/A | #N/A | #N/A | #N/A | #N/A | #N/A | #N/A | #N/A | #N/A | #N/A
[8 empty] | 256 | [6 empty] | 283 | #N/A | #N/A | #N/A | #N/A | #N/A | 283 | #N/A | #N/A | #N/A | #N/A | #N/A | #N/A | #N/A | #N/A | #N/A | #N/A | #N/A | #N/A | 142 | #N/A | #N/A | #N/A | #N/A | #N/A | #N/A | #N/A | #N/A | #N/A | #N/A | #N/A | #N/A | #N/A | #N/A | #N/A | #N/A | #N/A | #N/A | #N/A | #N/A | #N/A | #N/A | 142 | #N/A | #N/A | #N/A | #N/A | #N/A | #N/A | #N/A | #N/A | #N/A | #N/A | #N/A | #N/A | #N/A | #N/A | #N/A
[8 empty] | 257 | [6 empty] | 284 | #N/A | #N/A | #N/A | #N/A | #N/A | 284 | #N/A | #N/A | #N/A | #N/A | #N/A | #N/A | #N/A | #N/A | #N/A | #N/A | #N/A | #N/A | 142 | #N/A | #N/A | #N/A | #N/A | #N/A | #N/A | #N/A | #N/A | #N/A | #N/A | #N/A | #N/A | #N/A | #N/A | #N/A | #N/A | #N/A | #N/A | #N/A | #N/A | #N/A | #N/A | 142 | #N/A | #N/A | #N/A | #N/A | #N/A | #N/A | #N/A | #N/A | #N/A | #N/A | #N/A | #N/A | #N/A | #N/A | #N/A
[8 empty] | 258 | [6 empty] | 285 | #N/A | #N/A | #N/A | #N/A | #N/A | 285 | #N/A | #N/A | #N/A | #N/A | #N/A | #N/A | #N/A | #N/A | #N/A | #N/A | #N/A | #N/A | 143 | #N/A | #N/A | #N/A | #N/A | #N/A | #N/A | #N/A | #N/A | #N/A | #N/A | #N/A | #N/A | #N/A | #N/A | #N/A | #N/A | #N/A | #N/A | #N/A | #N/A | #N/A | #N/A | 143 | #N/A | #N/A | #N/A | #N/A | #N/A | #N/A | #N/A | #N/A | #N/A | #N/A | #N/A | #N/A | #N/A | #N/A | #N/A
[8 empty] | 259 | [6 empty] | 286 | #N/A | #N/A | #N/A | #N/A | #N/A | 286 | #N/A | #N/A | #N/A | #N/A | #N/A | #N/A | #N/A | #N/A | #N/A | #N/A | #N/A | #N/A | 143 | #N/A | #N/A | #N/A | #N/A | #N/A | #N/A | #N/A | #N/A | #N/A | #N/A | #N/A | #N/A | #N/A | #N/A | #N/A | #N/A | #N/A | #N/A | #N/A | #N/A | #N/A | #N/A | 143 | #N/A | #N/A | #N/A | #N/A | #N/A | #N/A | #N/A | #N/A | #N/A | #N/A | #N/A | #N/A | #N/A | #N/A | #N/A
[8 empty] | 260 | [6 empty] | 287 | #N/A | #N/A | #N/A | #N/A | #N/A | 287 | #N/A | #N/A | #N/A | #N/A | #N/A | #N/A | #N/A | #N/A | #N/A | #N/A | #N/A | #N/A | 144 | #N/A | #N/A | #N/A | #N/A | #N/A | #N/A | #N/A | #N/A | #N/A | #N/A | #N/A | #N/A | #N/A | #N/A | #N/A | #N/A | #N/A | #N/A | #N/A | #N/A | #N/A | #N/A | 144 | #N/A | #N/A | #N/A | #N/A | #N/A | #N/A | #N/A | #N/A | #N/A | #N/A | #N/A | #N/A | #N/A | #N/A | #N/A
[8 empty] | 261 | [6 empty] | 288 | #N/A | #N/A | #N/A | #N/A | #N/A | 288 | #N/A | #N/A | #N/A | #N/A | #N/A | #N/A | #N/A | #N/A | #N/A | #N/A | #N/A | #N/A | 144 | #N/A | #N/A | #N/A | #N/A | #N/A | #N/A | #N/A | #N/A | #N/A | #N/A | #N/A | #N/A | #N/A | #N/A | #N/A | #N/A | #N/A | #N/A | #N/A | #N/A | #N/A | #N/A | 144 | #N/A | #N/A | #N/A | #N/A | #N/A | #N/A | #N/A | #N/A | #N/A | #N/A | #N/A | #N/A | #N/A | #N/A | #N/A
[8 empty] | 262 | [6 empty] | 289 | #N/A | #N/A | #N/A | #N/A | #N/A | 289 | #N/A | #N/A | #N/A | #N/A | #N/A | #N/A | #N/A | #N/A | #N/A | #N/A | #N/A | #N/A | 145 | #N/A | #N/A | #N/A | #N/A | #N/A | #N/A | #N/A | #N/A | #N/A | #N/A | #N/A | #N/A | #N/A | #N/A | #N/A | #N/A | #N/A | #N/A | #N/A | #N/A | #N/A | #N/A | 145 | #N/A | #N/A | #N/A | #N/A | #N/A | #N/A | #N/A | #N/A | #N/A | #N/A | #N/A | #N/A | #N/A | #N/A | #N/A
[8 empty] | 263 | [6 empty] | 290 | #N/A | #N/A | #N/A | #N/A | #N/A | 290 | #N/A | #N/A | #N/A | #N/A | #N/A | #N/A | #N/A | #N/A | #N/A | #N/A | #N/A | #N/A | 145 | #N/A | #N/A | #N/A | #N/A | #N/A | #N/A | #N/A | #N/A | #N/A | #N/A | #N/A | #N/A | #N/A | #N/A | #N/A | #N/A | #N/A | #N/A | #N/A | #N/A | #N/A | #N/A | 145 | #N/A | #N/A | #N/A | #N/A | #N/A | #N/A | #N/A | #N/A | #N/A | #N/A | #N/A | #N/A | #N/A | #N/A | #N/A
[8 empty] | 264 | [6 empty] | 291 | #N/A | #N/A | #N/A | #N/A | #N/A | 291 | #N/A | #N/A | #N/A | #N/A | #N/A | #N/A | #N/A | #N/A | #N/A | #N/A | #N/A | #N/A | 146 | #N/A | #N/A | #N/A | #N/A | #N/A | #N/A | #N/A | #N/A | #N/A | #N/A | #N/A | #N/A | #N/A | #N/A | #N/A | #N/A | #N/A | #N/A | #N/A | #N/A | #N/A | #N/A | 146 | #N/A | #N/A | #N/A | #N/A | #N/A | #N/A | #N/A | #N/A | #N/A | #N/A | #N/A | #N/A | #N/A | #N/A | #N/A
[8 empty] | 265 | [6 empty] | 292 | #N/A | #N/A | #N/A | #N/A | #N/A | 292 | #N/A | #N/A | #N/A | #N/A | #N/A | #N/A | #N/A | #N/A | #N/A | #N/A | #N/A | #N/A | 146 | #N/A | #N/A | #N/A | #N/A | #N/A | #N/A | #N/A | #N/A | #N/A | #N/A | #N/A | #N/A | #N/A | #N/A | #N/A | #N/A | #N/A | #N/A | #N/A | #N/A | #N/A | #N/A | 146 | #N/A | #N/A | #N/A | #N/A | #N/A | #N/A | #N/A | #N/A | #N/A | #N/A | #N/A | #N/A | #N/A | #N/A | #N/A
[8 empty] | 266 | [6 empty] | 293 | #N/A | #N/A | #N/A | #N/A | #N/A | 293 | #N/A | #N/A | #N/A | #N/A | #N/A | #N/A | #N/A | #N/A | #N/A | #N/A | #N/A | #N/A | 147 | #N/A | #N/A | #N/A | #N/A | #N/A | #N/A | #N/A | #N/A | #N/A | #N/A | #N/A | #N/A | #N/A | #N/A | #N/A | #N/A | #N/A | #N/A | #N/A | #N/A | #N/A | #N/A | 147 | #N/A | #N/A | #N/A | #N/A | #N/A | #N/A | #N/A | #N/A | #N/A | #N/A | #N/A | #N/A | #N/A | #N/A | #N/A
[8 empty] | 267 | [6 empty] | 294 | #N/A | #N/A | #N/A | #N/A | #N/A | 294 | #N/A | #N/A | #N/A | #N/A | #N/A | #N/A | #N/A | #N/A | #N/A | #N/A | #N/A | #N/A | 147 | #N/A | #N/A | #N/A | #N/A | #N/A | #N/A | #N/A | #N/A | #N/A | #N/A | #N/A | #N/A | #N/A | #N/A | #N/A | #N/A | #N/A | #N/A | #N/A | #N/A | #N/A | #N/A | 147 | #N/A | #N/A | #N/A | #N/A | #N/A | #N/A | #N/A | #N/A | #N/A | #N/A | #N/A | #N/A | #N/A | #N/A | #N/A
[8 empty] | 268 | [6 empty] | 295 | #N/A | #N/A | #N/A | #N/A | #N/A | 295 | #N/A | #N/A | #N/A | #N/A | #N/A | #N/A | #N/A | #N/A | #N/A | #N/A | #N/A | #N/A | 148 | #N/A | #N/A | #N/A | #N/A | #N/A | #N/A | #N/A | #N/A | #N/A | #N/A | #N/A | #N/A | #N/A | #N/A | #N/A | #N/A | #N/A | #N/A | #N/A | #N/A | #N/A | #N/A | 148 | #N/A | #N/A | #N/A | #N/A | #N/A | #N/A | #N/A | #N/A | #N/A | #N/A | #N/A | #N/A | #N/A | #N/A | #N/A
[8 empty] | 269 | [6 empty] | 296 | #N/A | #N/A | #N/A | #N/A | #N/A | 296 | #N/A | #N/A | #N/A | #N/A | #N/A | #N/A | #N/A | #N/A | #N/A | #N/A | #N/A | #N/A | 148 | #N/A | #N/A | #N/A | #N/A | #N/A | #N/A | #N/A | #N/A | #N/A | #N/A | #N/A | #N/A | #N/A | #N/A | #N/A | #N/A | #N/A | #N/A | #N/A | #N/A | #N/A | #N/A | 148 | #N/A | #N/A | #N/A | #N/A | #N/A | #N/A | #N/A | #N/A | #N/A | #N/A | #N/A | #N/A | #N/A | #N/A | #N/A
[8 empty] | 270 | [6 empty] | 297 | #N/A | #N/A | #N/A | #N/A | #N/A | 297 | #N/A | #N/A | #N/A | #N/A | #N/A | #N/A | #N/A | #N/A | #N/A | #N/A | #N/A | #N/A | 149 | #N/A | #N/A | #N/A | #N/A | #N/A | #N/A | #N/A | #N/A | #N/A | #N/A | #N/A | #N/A | #N/A | #N/A | #N/A | #N/A | #N/A | #N/A | #N/A | #N/A | #N/A | #N/A | 149 | #N/A | #N/A | #N/A | #N/A | #N/A | #N/A | #N/A | #N/A | #N/A | #N/A | #N/A | #N/A | #N/A | #N/A | #N/A
[8 empty] | 271 | [6 empty] | 298 | #N/A | #N/A | #N/A | #N/A | #N/A | 298 | #N/A | #N/A | #N/A | #N/A | #N/A | #N/A | #N/A | #N/A | #N/A | #N/A | #N/A | #N/A | 149 | #N/A | #N/A | #N/A | #N/A | #N/A | #N/A | #N/A | #N/A | #N/A | #N/A | #N/A | #N/A | #N/A | #N/A | #N/A | #N/A | #N/A | #N/A | #N/A | #N/A | #N/A | #N/A | 149 | #N/A | #N/A | #N/A | #N/A | #N/A | #N/A | #N/A | #N/A | #N/A | #N/A | #N/A | #N/A | #N/A | #N/A | #N/A
[8 empty] | 272 | [6 empty] | 299 | #N/A | #N/A | #N/A | #N/A | #N/A | 299 | #N/A | #N/A | #N/A | #N/A | #N/A | #N/A | #N/A | #N/A | #N/A | #N/A | #N/A | #N/A | 150 | #N/A | #N/A | #N/A | #N/A | #N/A | #N/A | #N/A | #N/A | #N/A | #N/A | #N/A | #N/A | #N/A | #N/A | #N/A | #N/A | #N/A | #N/A | #N/A | #N/A | #N/A | #N/A | 150 | #N/A | #N/A | #N/A | #N/A | #N/A | #N/A | #N/A | #N/A | #N/A | #N/A | #N/A | #N/A | #N/A | #N/A | #N/A
[8 empty] | 273 | [6 empty] | 300 | #N/A | #N/A | #N/A | #N/A | #N/A | 300 | #N/A | #N/A | #N/A | #N/A | #N/A | #N/A | #N/A | #N/A | #N/A | #N/A | #N/A | #N/A | 150 | #N/A | #N/A | #N/A | #N/A | #N/A | #N/A | #N/A | #N/A | #N/A | #N/A | #N/A | #N/A | #N/A | #N/A | #N/A | #N/A | #N/A | #N/A | #N/A | #N/A | #N/A | #N/A | 150 | #N/A | #N/A | #N/A | #N/A | #N/A | #N/A | #N/A | #N/A | #N/A | #N/A | #N/A | #N/A | #N/A | #N/A | #N/A
[8 empty] | 274 | [6 empty] | 301 | #N/A | #N/A | #N/A | #N/A | #N/A | 301 | #N/A | #N/A | #N/A | #N/A | #N/A | #N/A | #N/A | #N/A | #N/A | #N/A | #N/A | #N/A | 151 | #N/A | #N/A | #N/A | #N/A | #N/A | #N/A | #N/A | #N/A | #N/A | #N/A | #N/A | #N/A | #N/A | #N/A | #N/A | #N/A | #N/A | #N/A | #N/A | #N/A | #N/A | #N/A | 151 | #N/A | #N/A | #N/A | #N/A | #N/A | #N/A | #N/A | #N/A | #N/A | #N/A | #N/A | #N/A | #N/A | #N/A | #N/A
[8 empty] | 275 | [6 empty] | 302 | #N/A | #N/A | #N/A | #N/A | #N/A | 302 | #N/A | #N/A | #N/A | #N/A | #N/A | #N/A | #N/A | #N/A | #N/A | #N/A | #N/A | #N/A | 151 | #N/A | #N/A | #N/A | #N/A | #N/A | #N/A | #N/A | #N/A | #N/A | #N/A | #N/A | #N/A | #N/A | #N/A | #N/A | #N/A | #N/A | #N/A | #N/A | #N/A | #N/A | #N/A | 151 | #N/A | #N/A | #N/A | #N/A | #N/A | #N/A | #N/A | #N/A | #N/A | #N/A | #N/A | #N/A | #N/A | #N/A | #N/A
[8 empty] | 276 | [6 empty] | 303 | #N/A | #N/A | #N/A | #N/A | #N/A | 303 | #N/A | #N/A | #N/A | #N/A | #N/A | #N/A | #N/A | #N/A | #N/A | #N/A | #N/A | #N/A | 152 | #N/A | #N/A | #N/A | #N/A | #N/A | #N/A | #N/A | #N/A | #N/A | #N/A | #N/A | #N/A | #N/A | #N/A | #N/A | #N/A | #N/A | #N/A | #N/A | #N/A | #N/A | #N/A | 152 | #N/A | #N/A | #N/A | #N/A | #N/A | #N/A | #N/A | #N/A | #N/A | #N/A | #N/A | #N/A | #N/A | #N/A | #N/A
[8 empty] | 277 | [6 empty] | 304 | #N/A | #N/A | #N/A | #N/A | #N/A | 304 | #N/A | #N/A | #N/A | #N/A | #N/A | #N/A | #N/A | #N/A | #N/A | #N/A | #N/A | #N/A | 152 | #N/A | #N/A | #N/A | #N/A | #N/A | #N/A | #N/A | #N/A | #N/A | #N/A | #N/A | #N/A | #N/A | #N/A | #N/A | #N/A | #N/A | #N/A | #N/A | #N/A | #N/A | #N/A | 152 | #N/A | #N/A | #N/A | #N/A | #N/A | #N/A | #N/A | #N/A | #N/A | #N/A | #N/A | #N/A | #N/A | #N/A | #N/A
[8 empty] | 278 | [6 empty] | 305 | #N/A | #N/A | #N/A | #N/A | #N/A | 305 | #N/A | #N/A | #N/A | #N/A | #N/A | #N/A | #N/A | #N/A | #N/A | #N/A | #N/A | #N/A | 153 | #N/A | #N/A | #N/A | #N/A | #N/A | #N/A | #N/A | #N/A | #N/A | #N/A | #N/A | #N/A | #N/A | #N/A | #N/A | #N/A | #N/A | #N/A | #N/A | #N/A | #N/A | #N/A | 153 | #N/A | #N/A | #N/A | #N/A | #N/A | #N/A | #N/A | #N/A | #N/A | #N/A | #N/A | #N/A | #N/A | #N/A | #N/A
[8 empty] | 279 | [6 empty] | 306 | #N/A | #N/A | #N/A | #N/A | #N/A | 306 | #N/A | #N/A | #N/A | #N/A | #N/A | #N/A | #N/A | #N/A | #N/A | #N/A | #N/A | #N/A | 153 | #N/A | #N/A | #N/A | #N/A | #N/A | #N/A | #N/A | #N/A | #N/A | #N/A | #N/A | #N/A | #N/A | #N/A | #N/A | #N/A | #N/A | #N/A | #N/A | #N/A | #N/A | #N/A | 153 | #N/A | #N/A | #N/A | #N/A | #N/A | #N/A | #N/A | #N/A | #N/A | #N/A | #N/A | #N/A | #N/A | #N/A | #N/A
[8 empty] | 280 | [6 empty] | 307 | #N/A | #N/A | #N/A | #N/A | #N/A | 307 | #N/A | #N/A | #N/A | #N/A | #N/A | #N/A | #N/A | #N/A | #N/A | #N/A | #N/A | #N/A | 154 | #N/A | #N/A | #N/A | #N/A | #N/A | #N/A | #N/A | #N/A | #N/A | #N/A | #N/A | #N/A | #N/A | #N/A | #N/A | #N/A | #N/A | #N/A | #N/A | #N/A | #N/A | #N/A | 154 | #N/A | #N/A | #N/A | #N/A | #N/A | #N/A | #N/A | #N/A | #N/A | #N/A | #N/A | #N/A | #N/A | #N/A | #N/A
[8 empty] | 281 | [6 empty] | 308 | #N/A | #N/A | #N/A | #N/A | #N/A | 308 | #N/A | #N/A | #N/A | #N/A | #N/A | #N/A | #N/A | #N/A | #N/A | #N/A | #N/A | #N/A | 154 | #N/A | #N/A | #N/A | #N/A | #N/A | #N/A | #N/A | #N/A | #N/A | #N/A | #N/A | #N/A | #N/A | #N/A | #N/A | #N/A | #N/A | #N/A | #N/A | #N/A | #N/A | #N/A | 154 | #N/A | #N/A | #N/A | #N/A | #N/A | #N/A | #N/A | #N/A | #N/A | #N/A | #N/A | #N/A | #N/A | #N/A | #N/A
[8 empty] | 282 | [6 empty] | 309 | #N/A | #N/A | #N/A | #N/A | #N/A | 309 | #N/A | #N/A | #N/A | #N/A | #N/A | #N/A | #N/A | #N/A | #N/A | #N/A | #N/A | #N/A | 155 | #N/A | #N/A | #N/A | #N/A | #N/A | #N/A | #N/A | #N/A | #N/A | #N/A | #N/A | #N/A | #N/A | #N/A | #N/A | #N/A | #N/A | #N/A | #N/A | #N/A | #N/A | #N/A | 155 | #N/A | #N/A | #N/A | #N/A | #N/A | #N/A | #N/A | #N/A | #N/A | #N/A | #N/A | #N/A | #N/A | #N/A | #N/A
[8 empty] | 283 | [6 empty] | 310 | #N/A | #N/A | #N/A | #N/A | #N/A | 310 | #N/A | #N/A | #N/A | #N/A | #N/A | #N/A | #N/A | #N/A | #N/A | #N/A | #N/A | #N/A | 155 | #N/A | #N/A | #N/A | #N/A | #N/A | #N/A | #N/A | #N/A | #N/A | #N/A | #N/A | #N/A | #N/A | #N/A | #N/A | #N/A | #N/A | #N/A | #N/A | #N/A | #N/A | #N/A | 155 | #N/A | #N/A | #N/A | #N/A | #N/A | #N/A | #N/A | #N/A | #N/A | #N/A | #N/A | #N/A | #N/A | #N/A | #N/A
[8 empty] | 284 | [6 empty] | 311 | #N/A | #N/A | #N/A | #N/A | #N/A | 311 | #N/A | #N/A | #N/A | #N/A | #N/A | #N/A | #N/A | #N/A | #N/A | #N/A | #N/A | #N/A | 156 | #N/A | #N/A | #N/A | #N/A | #N/A | #N/A | #N/A | #N/A | #N/A | #N/A | #N/A | #N/A | #N/A | #N/A | #N/A | #N/A | #N/A | #N/A | #N/A | #N/A | #N/A | #N/A | 156 | #N/A | #N/A | #N/A | #N/A | #N/A | #N/A | #N/A | #N/A | #N/A | #N/A | #N/A | #N/A | #N/A | #N/A | #N/A
[8 empty] | 285 | [6 empty] | 312 | #N/A | #N/A | #N/A | #N/A | #N/A | 312 | #N/A | #N/A | #N/A | #N/A | #N/A | #N/A | #N/A | #N/A | #N/A | #N/A | #N/A | #N/A | 156 | #N/A | #N/A | #N/A | #N/A | #N/A | #N/A | #N/A | #N/A | #N/A | #N/A | #N/A | #N/A | #N/A | #N/A | #N/A | #N/A | #N/A | #N/A | #N/A | #N/A | #N/A | #N/A | 156 | #N/A | #N/A | #N/A | #N/A | #N/A | #N/A | #N/A | #N/A | #N/A | #N/A | #N/A | #N/A | #N/A | #N/A | #N/A
[8 empty] | 286 | [6 empty] | 313 | #N/A | #N/A | #N/A | #N/A | #N/A | 313 | #N/A | #N/A | #N/A | #N/A | #N/A | #N/A | #N/A | #N/A | #N/A | #N/A | #N/A | #N/A | 157 | #N/A | #N/A | #N/A | #N/A | #N/A | #N/A | #N/A | #N/A | #N/A | #N/A | #N/A | #N/A | #N/A | #N/A | #N/A | #N/A | #N/A | #N/A | #N/A | #N/A | #N/A | #N/A | 157 | #N/A | #N/A | #N/A | #N/A | #N/A | #N/A | #N/A | #N/A | #N/A | #N/A | #N/A | #N/A | #N/A | #N/A | #N/A
[8 empty] | 287 | [6 empty] | 314 | #N/A | #N/A | #N/A | #N/A | #N/A | 314 | #N/A | #N/A | #N/A | #N/A | #N/A | #N/A | #N/A | #N/A | #N/A | #N/A | #N/A | #N/A | 157 | #N/A | #N/A | #N/A | #N/A | #N/A | #N/A | #N/A | #N/A | #N/A | #N/A | #N/A | #N/A | #N/A | #N/A | #N/A | #N/A | #N/A | #N/A | #N/A | #N/A | #N/A | #N/A | 157 | #N/A | #N/A | #N/A | #N/A | #N/A | #N/A | #N/A | #N/A | #N/A | #N/A | #N/A | #N/A | #N/A | #N/A | #N/A
[8 empty] | 288 | [6 empty] | 315 | #N/A | #N/A | #N/A | #N/A | #N/A | 315 | #N/A | #N/A | #N/A | #N/A | #N/A | #N/A | #N/A | #N/A | #N/A | #N/A | #N/A | #N/A | 158 | #N/A | #N/A | #N/A | #N/A | #N/A | #N/A | #N/A | #N/A | #N/A | #N/A | #N/A | #N/A | #N/A | #N/A | #N/A | #N/A | #N/A | #N/A | #N/A | #N/A | #N/A | #N/A | 158 | #N/A | #N/A | #N/A | #N/A | #N/A | #N/A | #N/A | #N/A | #N/A | #N/A | #N/A | #N/A | #N/A | #N/A | #N/A
[8 empty] | 289 | [6 empty] | 316 | #N/A | #N/A | #N/A | #N/A | #N/A | 316 | #N/A | #N/A | #N/A | #N/A | #N/A | #N/A | #N/A | #N/A | #N/A | #N/A | #N/A | #N/A | 158 | #N/A | #N/A | #N/A | #N/A | #N/A | #N/A | #N/A | #N/A | #N/A | #N/A | #N/A | #N/A | #N/A | #N/A | #N/A | #N/A | #N/A | #N/A | #N/A | #N/A | #N/A | #N/A | 158 | #N/A | #N/A | #N/A | #N/A | #N/A | #N/A | #N/A | #N/A | #N/A | #N/A | #N/A | #N/A | #N/A | #N/A | #N/A
[8 empty] | 290 | [6 empty] | 317 | #N/A | #N/A | #N/A | #N/A | #N/A | 317 | #N/A | #N/A | #N/A | #N/A | #N/A | #N/A | #N/A | #N/A | #N/A | #N/A | #N/A | #N/A | 159 | #N/A | #N/A | #N/A | #N/A | #N/A | #N/A | #N/A | #N/A | #N/A | #N/A | #N/A | #N/A | #N/A | #N/A | #N/A | #N/A | #N/A | #N/A | #N/A | #N/A | #N/A | #N/A | 159 | #N/A | #N/A | #N/A | #N/A | #N/A | #N/A | #N/A | #N/A | #N/A | #N/A | #N/A | #N/A | #N/A | #N/A | #N/A
[8 empty] | 291 | [6 empty] | 318 | #N/A | #N/A | #N/A | #N/A | #N/A | 318 | #N/A | #N/A | #N/A | #N/A | #N/A | #N/A | #N/A | #N/A | #N/A | #N/A | #N/A | #N/A | 159 | #N/A | #N/A | #N/A | #N/A | #N/A | #N/A | #N/A | #N/A | #N/A | #N/A | #N/A | #N/A | #N/A | #N/A | #N/A | #N/A | #N/A | #N/A | #N/A | #N/A | #N/A | #N/A | 159 | #N/A | #N/A | #N/A | #N/A | #N/A | #N/A | #N/A | #N/A | #N/A | #N/A | #N/A | #N/A | #N/A | #N/A | #N/A
[8 empty] | 292 | [6 empty] | 319 | #N/A | #N/A | #N/A | #N/A | #N/A | 319 | #N/A | #N/A | #N/A | #N/A | #N/A | #N/A | #N/A | #N/A | #N/A | #N/A | #N/A | #N/A | 160 | #N/A | #N/A | #N/A | #N/A | #N/A | #N/A | #N/A | #N/A | #N/A | #N/A | #N/A | #N/A | #N/A | #N/A | #N/A | #N/A | #N/A | #N/A | #N/A | #N/A | #N/A | #N/A | 160 | #N/A | #N/A | #N/A | #N/A | #N/A | #N/A | #N/A | #N/A | #N/A | #N/A | #N/A | #N/A | #N/A | #N/A | #N/A
[8 empty] | 293 | [6 empty] | 320 | #N/A | #N/A | #N/A | #N/A | #N/A | 320 | #N/A | #N/A | #N/A | #N/A | #N/A | #N/A | #N/A | #N/A | #N/A | #N/A | #N/A | #N/A | 160 | #N/A | #N/A | #N/A | #N/A | #N/A | #N/A | #N/A | #N/A | #N/A | #N/A | #N/A | #N/A | #N/A | #N/A | #N/A | #N/A | #N/A | #N/A | #N/A | #N/A | #N/A | #N/A | 160 | #N/A | #N/A | #N/A | #N/A | #N/A | #N/A | #N/A | #N/A | #N/A | #N/A | #N/A | #N/A | #N/A | #N/A | #N/A
[8 empty] | 294 | [6 empty] | 321 | #N/A | #N/A | #N/A | #N/A | #N/A | 321 | #N/A | #N/A | #N/A | #N/A | #N/A | #N/A | #N/A | #N/A | #N/A | #N/A | #N/A | #N/A | 161 | #N/A | #N/A | #N/A | #N/A | #N/A | #N/A | #N/A | #N/A | #N/A | #N/A | #N/A | #N/A | #N/A | #N/A | #N/A | #N/A | #N/A | #N/A | #N/A | #N/A | #N/A | #N/A | 161 | #N/A | #N/A | #N/A | #N/A | #N/A | #N/A | #N/A | #N/A | #N/A | #N/A | #N/A | #N/A | #N/A | #N/A | #N/A
[8 empty] | 295 | [6 empty] | 322 | #N/A | #N/A | #N/A | #N/A | #N/A | 322 | #N/A | #N/A | #N/A | #N/A | #N/A | #N/A | #N/A | #N/A | #N/A | #N/A | #N/A | #N/A | 161 | #N/A | #N/A | #N/A | #N/A | #N/A | #N/A | #N/A | #N/A | #N/A | #N/A | #N/A | #N/A | #N/A | #N/A | #N/A | #N/A | #N/A | #N/A | #N/A | #N/A | #N/A | #N/A | 161 | #N/A | #N/A | #N/A | #N/A | #N/A | #N/A | #N/A | #N/A | #N/A | #N/A | #N/A | #N/A | #N/A | #N/A | #N/A
[8 empty] | 296 | [6 empty] | 323 | #N/A | #N/A | #N/A | #N/A | #N/A | 323 | #N/A | #N/A | #N/A | #N/A | #N/A | #N/A | #N/A | #N/A | #N/A | #N/A | #N/A | #N/A | 162 | #N/A | #N/A | #N/A | #N/A | #N/A | #N/A | #N/A | #N/A | #N/A | #N/A | #N/A | #N/A | #N/A | #N/A | #N/A | #N/A | #N/A | #N/A | #N/A | #N/A | #N/A | #N/A | 162 | #N/A | #N/A | #N/A | #N/A | #N/A | #N/A | #N/A | #N/A | #N/A | #N/A | #N/A | #N/A | #N/A | #N/A | #N/A
[8 empty] | 297 | [6 empty] | 324 | #N/A | #N/A | #N/A | #N/A | #N/A | 324 | #N/A | #N/A | #N/A | #N/A | #N/A | #N/A | #N/A | #N/A | #N/A | #N/A | #N/A | #N/A | 162 | #N/A | #N/A | #N/A | #N/A | #N/A | #N/A | #N/A | #N/A | #N/A | #N/A | #N/A | #N/A | #N/A | #N/A | #N/A | #N/A | #N/A | #N/A | #N/A | #N/A | #N/A | #N/A | 162 | #N/A | #N/A | #N/A | #N/A | #N/A | #N/A | #N/A | #N/A | #N/A | #N/A | #N/A | #N/A | #N/A | #N/A | #N/A
[8 empty] | 298 | [6 empty] | 325 | #N/A | #N/A | #N/A | #N/A | #N/A | 325 | #N/A | #N/A | #N/A | #N/A | #N/A | #N/A | #N/A | #N/A | #N/A | #N/A | #N/A | #N/A | 163 | #N/A | #N/A | #N/A | #N/A | #N/A | #N/A | #N/A | #N/A | #N/A | #N/A | #N/A | #N/A | #N/A | #N/A | #N/A | #N/A | #N/A | #N/A | #N/A | #N/A | #N/A | #N/A | 163 | #N/A | #N/A | #N/A | #N/A | #N/A | #N/A | #N/A | #N/A | #N/A | #N/A | #N/A | #N/A | #N/A | #N/A | #N/A
[8 empty] | 299 | [6 empty] | 326 | #N/A | #N/A | #N/A | #N/A | #N/A | 326 | #N/A | #N/A | #N/A | #N/A | #N/A | #N/A | #N/A | #N/A | #N/A | #N/A | #N/A | #N/A | 163 | #N/A | #N/A | #N/A | #N/A | #N/A | #N/A | #N/A | #N/A | #N/A | #N/A | #N/A | #N/A | #N/A | #N/A | #N/A | #N/A | #N/A | #N/A | #N/A | #N/A | #N/A | #N/A | 163 | #N/A | #N/A | #N/A | #N/A | #N/A | #N/A | #N/A | #N/A | #N/A | #N/A | #N/A | #N/A | #N/A | #N/A | #N/A
[8 empty] | 300 | [6 empty] | 327 | #N/A | #N/A | #N/A | #N/A | #N/A | 327 | #N/A | #N/A | #N/A | #N/A | #N/A | #N/A | #N/A | #N/A | #N/A | #N/A | #N/A | #N/A | 164 | #N/A | #N/A | #N/A | #N/A | #N/A | #N/A | #N/A | #N/A | #N/A | #N/A | #N/A | #N/A | #N/A | #N/A | #N/A | #N/A | #N/A | #N/A | #N/A | #N/A | #N/A | #N/A | 164 | #N/A | #N/A | #N/A | #N/A | #N/A | #N/A | #N/A | #N/A | #N/A | #N/A | #N/A | #N/A | #N/A | #N/A | #N/A
[8 empty] | 301 | [6 empty] | 328 | #N/A | #N/A | #N/A | #N/A | #N/A | 328 | #N/A | #N/A | #N/A | #N/A | #N/A | #N/A | #N/A | #N/A | #N/A | #N/A | #N/A | #N/A | 164 | #N/A | #N/A | #N/A | #N/A | #N/A | #N/A | #N/A | #N/A | #N/A | #N/A | #N/A | #N/A | #N/A | #N/A | #N/A | #N/A | #N/A | #N/A | #N/A | #N/A | #N/A | #N/A | 164 | #N/A | #N/A | #N/A | #N/A | #N/A | #N/A | #N/A | #N/A | #N/A | #N/A | #N/A | #N/A | #N/A | #N/A | #N/A
[8 empty] | 302 | [6 empty] | 329 | #N/A | #N/A | #N/A | #N/A | #N/A | 329 | #N/A | #N/A | #N/A | #N/A | #N/A | #N/A | #N/A | #N/A | #N/A | #N/A | #N/A | #N/A | 165 | #N/A | #N/A | #N/A | #N/A | #N/A | #N/A | #N/A | #N/A | #N/A | #N/A | #N/A | #N/A | #N/A | #N/A | #N/A | #N/A | #N/A | #N/A | #N/A | #N/A | #N/A | #N/A | 165 | #N/A | #N/A | #N/A | #N/A | #N/A | #N/A | #N/A | #N/A | #N/A | #N/A | #N/A | #N/A | #N/A | #N/A | #N/A
[8 empty] | 303 | [6 empty] | 330 | #N/A | #N/A | #N/A | #N/A | #N/A | 330 | #N/A | #N/A | #N/A | #N/A | #N/A | #N/A | #N/A | #N/A | #N/A | #N/A | #N/A | #N/A | 165 | #N/A | #N/A | #N/A | #N/A | #N/A | #N/A | #N/A | #N/A | #N/A | #N/A | #N/A | #N/A | #N/A | #N/A | #N/A | #N/A | #N/A | #N/A | #N/A | #N/A | #N/A | #N/A | 165 | #N/A | #N/A | #N/A | #N/A | #N/A | #N/A | #N/A | #N/A | #N/A | #N/A | #N/A | #N/A | #N/A | #N/A | #N/A
[8 empty] | 304 | [25 empty] | 166 | #N/A | #N/A | #N/A | #N/A | #N/A | #N/A | #N/A | #N/A | #N/A | #N/A | #N/A | #N/A | #N/A | #N/A | #N/A | #N/A | #N/A | #N/A | 0 | #N/A | #N/A | #N/A | 166 | #N/A | #N/A | #N/A | #N/A | #N/A | #N/A | #N/A | #N/A | #N/A | #N/A | #N/A | #N/A | #N/A | #N/A | #N/A
[8 empty] | 305 | [25 empty] | 166 | #N/A | #N/A | #N/A | #N/A | #N/A | #N/A | #N/A | #N/A | #N/A | #N/A | #N/A | #N/A | #N/A | #N/A | #N/A | [7 empty] | 166 | #N/A | #N/A | #N/A | #N/A | #N/A | #N/A | #N/A | #N/A | #N/A | #N/A | #N/A | #N/A | #N/A | #N/A | #N/A
[8 empty] | 306 | [25 empty] | 167 | #N/A | #N/A | #N/A | #N/A | #N/A | #N/A | #N/A | #N/A | #N/A | #N/A | #N/A | #N/A | #N/A | #N/A | #N/A | [7 empty] | 167 | #N/A | #N/A | #N/A | #N/A | #N/A | #N/A | #N/A | #N/A | #N/A | #N/A | #N/A | #N/A | #N/A | #N/A | #N/A
[8 empty] | 307 | [25 empty] | 167 | #N/A | #N/A | #N/A | #N/A | #N/A | #N/A | #N/A | #N/A | #N/A | #N/A | #N/A | #N/A | #N/A | #N/A | #N/A | [7 empty] | 167 | #N/A | #N/A | #N/A | #N/A | #N/A | #N/A | #N/A | #N/A | #N/A | #N/A | #N/A | #N/A | #N/A | #N/A | #N/A
[8 empty] | 308 | [25 empty] | 168 | #N/A | #N/A | #N/A | #N/A | #N/A | #N/A | #N/A | #N/A | #N/A | #N/A | #N/A | #N/A | #N/A | #N/A | #N/A | [7 empty] | 168 | #N/A | #N/A | #N/A | #N/A | #N/A | #N/A | #N/A | #N/A | #N/A | #N/A | #N/A | #N/A | #N/A | #N/A | #N/A
[8 empty] | 309 | [25 empty] | 168 | #N/A | #N/A | #N/A | #N/A | #N/A | #N/A | #N/A | #N/A | #N/A | #N/A | #N/A | #N/A | #N/A | #N/A | #N/A | [7 empty] | 168 | #N/A | #N/A | #N/A | #N/A | #N/A | #N/A | #N/A | #N/A | #N/A | #N/A | #N/A | #N/A | #N/A | #N/A | #N/A
[8 empty] | 310 | [25 empty] | 169 | #N/A | #N/A | #N/A | #N/A | #N/A | #N/A | #N/A | #N/A | #N/A | #N/A | #N/A | #N/A | #N/A | #N/A | #N/A | [7 empty] | 169 | #N/A | #N/A | #N/A | #N/A | #N/A | #N/A | #N/A | #N/A | #N/A | #N/A | #N/A | #N/A | #N/A | #N/A | #N/A
[8 empty] | 311 | [25 empty] | 169 | #N/A | #N/A | #N/A | #N/A | #N/A | #N/A | #N/A | #N/A | #N/A | #N/A | #N/A | #N/A | #N/A | #N/A | #N/A | [7 empty] | 169 | #N/A | #N/A | #N/A | #N/A | #N/A | #N/A | #N/A | #N/A | #N/A | #N/A | #N/A | #N/A | #N/A | #N/A | #N/A
[8 empty] | 312 | [25 empty] | 170 | #N/A | #N/A | #N/A | #N/A | #N/A | #N/A | #N/A | #N/A | #N/A | #N/A | #N/A | #N/A | #N/A | #N/A | #N/A | [7 empty] | 170 | #N/A | #N/A | #N/A | #N/A | #N/A | #N/A | #N/A | #N/A | #N/A | #N/A | #N/A | #N/A | #N/A | #N/A | #N/A
[8 empty] | 313 | [25 empty] | 170 | #N/A | #N/A | #N/A | #N/A | #N/A | #N/A | #N/A | #N/A | #N/A | #N/A | #N/A | #N/A | #N/A | #N/A | #N/A | [7 empty] | 170 | #N/A | #N/A | #N/A | #N/A | #N/A | #N/A | #N/A | #N/A | #N/A | #N/A | #N/A | #N/A | #N/A | #N/A | #N/A
[8 empty] | 314 | [25 empty] | 171 | #N/A | #N/A | #N/A | #N/A | #N/A | #N/A | #N/A | #N/A | #N/A | #N/A | #N/A | #N/A | #N/A | #N/A | #N/A | [7 empty] | 171 | #N/A | #N/A | #N/A | #N/A | #N/A | #N/A | #N/A | #N/A | #N/A | #N/A | #N/A | #N/A | #N/A | #N/A | #N/A
[8 empty] | 315 | [25 empty] | 171 | #N/A | #N/A | #N/A | #N/A | #N/A | #N/A | #N/A | #N/A | #N/A | #N/A | #N/A | #N/A | #N/A | #N/A | #N/A | [7 empty] | 171 | #N/A | #N/A | #N/A | #N/A | #N/A | #N/A | #N/A | #N/A | #N/A | #N/A | #N/A | #N/A | #N/A | #N/A | #N/A
[8 empty] | 316 | [25 empty] | 172 | #N/A | #N/A | #N/A | #N/A | #N/A | #N/A | #N/A | #N/A | #N/A | #N/A | #N/A | #N/A | #N/A | #N/A | #N/A | [7 empty] | 172 | #N/A | #N/A | #N/A | #N/A | #N/A | #N/A | #N/A | #N/A | #N/A | #N/A | #N/A | #N/A | #N/A | #N/A | #N/A
[8 empty] | 317 | [25 empty] | 172 | #N/A | #N/A | #N/A | #N/A | #N/A | #N/A | #N/A | #N/A | #N/A | #N/A | #N/A | #N/A | #N/A | #N/A | #N/A | [7 empty] | 172 | #N/A | #N/A | #N/A | #N/A | #N/A | #N/A | #N/A | #N/A | #N/A | #N/A | #N/A | #N/A | #N/A | #N/A | #N/A
[8 empty] | 318 | [25 empty] | 173 | #N/A | #N/A | #N/A | #N/A | #N/A | #N/A | #N/A | #N/A | #N/A | #N/A | #N/A | #N/A | #N/A | #N/A | #N/A | [7 empty] | 173 | #N/A | #N/A | #N/A | #N/A | #N/A | #N/A | #N/A | #N/A | #N/A | #N/A | #N/A | #N/A | #N/A | #N/A | #N/A
[8 empty] | 319 | [25 empty] | 173 | #N/A | #N/A | #N/A | #N/A | #N/A | #N/A | #N/A | #N/A | #N/A | #N/A | #N/A | #N/A | #N/A | #N/A | #N/A | [7 empty] | 173 | #N/A | #N/A | #N/A | #N/A | #N/A | #N/A | #N/A | #N/A | #N/A | #N/A | #N/A | #N/A | #N/A | #N/A | #N/A
[8 empty] | 320 | [25 empty] | 174 | #N/A | #N/A | #N/A | #N/A | #N/A | #N/A | #N/A | #N/A | #N/A | #N/A | #N/A | #N/A | #N/A | #N/A | #N/A | [7 empty] | 174 | #N/A | #N/A | #N/A | #N/A | #N/A | #N/A | #N/A | #N/A | #N/A | #N/A | #N/A | #N/A | #N/A | #N/A | #N/A
[8 empty] | 321 | [25 empty] | 174 | #N/A | #N/A | #N/A | #N/A | #N/A | #N/A | #N/A | #N/A | #N/A | #N/A | #N/A | #N/A | #N/A | #N/A | #N/A | [7 empty] | 174 | #N/A | #N/A | #N/A | #N/A | #N/A | #N/A | #N/A | #N/A | #N/A | #N/A | #N/A | #N/A | #N/A | #N/A | #N/A
[8 empty] | 322 | [25 empty] | 175 | #N/A | #N/A | #N/A | #N/A | #N/A | #N/A | #N/A | #N/A | #N/A | #N/A | #N/A | #N/A | #N/A | #N/A | #N/A | [7 empty] | 175 | #N/A | #N/A | #N/A | #N/A | #N/A | #N/A | #N/A | #N/A | #N/A | #N/A | #N/A | #N/A | #N/A | #N/A | #N/A
[8 empty] | 323 | [25 empty] | 175 | #N/A | #N/A | #N/A | #N/A | #N/A | #N/A | #N/A | #N/A | #N/A | #N/A | #N/A | #N/A | #N/A | #N/A | #N/A | [7 empty] | 175 | #N/A | #N/A | #N/A | #N/A | #N/A | #N/A | #N/A | #N/A | #N/A | #N/A | #N/A | #N/A | #N/A | #N/A | #N/A
[8 empty] | 324 | [25 empty] | 176 | #N/A | #N/A | #N/A | #N/A | #N/A | #N/A | #N/A | #N/A | #N/A | #N/A | #N/A | #N/A | #N/A | #N/A | #N/A | [7 empty] | 176 | #N/A | #N/A | #N/A | #N/A | #N/A | #N/A | #N/A | #N/A | #N/A | #N/A | #N/A | #N/A | #N/A | #N/A | #N/A
[8 empty] | 325 | [25 empty] | 176 | #N/A | #N/A | #N/A | #N/A | #N/A | #N/A | #N/A | #N/A | #N/A | #N/A | #N/A | #N/A | #N/A | #N/A | #N/A | [7 empty] | 176 | #N/A | #N/A | #N/A | #N/A | #N/A | #N/A | #N/A | #N/A | #N/A | #N/A | #N/A | #N/A | #N/A | #N/A | #N/A
[8 empty] | 326 | [25 empty] | 177 | #N/A | #N/A | #N/A | #N/A | #N/A | #N/A | #N/A | #N/A | #N/A | #N/A | #N/A | #N/A | #N/A | #N/A | #N/A | [7 empty] | 177 | #N/A | #N/A | #N/A | #N/A | #N/A | #N/A | #N/A | #N/A | #N/A | #N/A | #N/A | #N/A | #N/A | #N/A | #N/A
[8 empty] | 327 | [25 empty] | 177 | #N/A | #N/A | #N/A | #N/A | #N/A | #N/A | #N/A | #N/A | #N/A | #N/A | #N/A | #N/A | #N/A | #N/A | #N/A | [7 empty] | 177 | #N/A | #N/A | #N/A | #N/A | #N/A | #N/A | #N/A | #N/A | #N/A | #N/A | #N/A | #N/A | #N/A | #N/A | #N/A
[8 empty] | 328 | [25 empty] | 178 | #N/A | #N/A | #N/A | #N/A | #N/A | #N/A | #N/A | #N/A | #N/A | #N/A | #N/A | #N/A | #N/A | #N/A | #N/A | [7 empty] | 178 | #N/A | #N/A | #N/A | #N/A | #N/A | #N/A | #N/A | #N/A | #N/A | #N/A | #N/A | #N/A | #N/A | #N/A | #N/A
[8 empty] | 329 | [25 empty] | 178 | #N/A | #N/A | #N/A | #N/A | #N/A | #N/A | #N/A | #N/A | #N/A | #N/A | #N/A | #N/A | #N/A | #N/A | #N/A | [7 empty] | 178 | #N/A | #N/A | #N/A | #N/A | #N/A | #N/A | #N/A | #N/A | #N/A | #N/A | #N/A | #N/A | #N/A | #N/A | #N/A
[8 empty] | 330 | [25 empty] | 179 | #N/A | #N/A | #N/A | #N/A | #N/A | #N/A | #N/A | #N/A | #N/A | #N/A | #N/A | #N/A | #N/A | #N/A | #N/A | [7 empty] | 179 | #N/A | #N/A | #N/A | #N/A | #N/A | #N/A | #N/A | #N/A | #N/A | #N/A | #N/A | #N/A | #N/A | #N/A | #N/A
[34 empty] | 179 | #N/A | #N/A | #N/A | #N/A | #N/A | #N/A | #N/A | #N/A | #N/A | #N/A | #N/A | #N/A | #N/A | #N/A | #N/A | [7 empty] | 179 | #N/A | #N/A | #N/A | #N/A | #N/A | #N/A | #N/A | #N/A | #N/A | #N/A | #N/A | #N/A | #N/A | #N/A | #N/A
[34 empty] | 180 | #N/A | #N/A | #N/A | #N/A | #N/A | #N/A | #N/A | #N/A | #N/A | #N/A | #N/A | #N/A | #N/A | #N/A | #N/A | [7 empty] | 180 | #N/A | #N/A | #N/A | #N/A | #N/A | #N/A | #N/A | #N/A | #N/A | #N/A | #N/A | #N/A | #N/A | #N/A | #N/A
[34 empty] | 180 | #N/A | #N/A | #N/A | #N/A | #N/A | #N/A | #N/A | #N/A | #N/A | #N/A | #N/A | #N/A | #N/A | #N/A | #N/A | [7 empty] | 180 | #N/A | #N/A | #N/A | #N/A | #N/A | #N/A | #N/A | #N/A | #N/A | #N/A | #N/A | #N/A | #N/A | #N/A | #N/A
[34 empty] | 181 | #N/A | #N/A | #N/A | #N/A | #N/A | #N/A | #N/A | #N/A | #N/A | #N/A | #N/A | #N/A | #N/A | #N/A | #N/A | [7 empty] | 181 | #N/A | #N/A | #N/A | #N/A | #N/A | #N/A | #N/A | #N/A | #N/A | #N/A | #N/A | #N/A | #N/A | #N/A | #N/A
[34 empty] | 181 | #N/A | #N/A | #N/A | #N/A | #N/A | #N/A | #N/A | #N/A | #N/A | #N/A | #N/A | #N/A | #N/A | #N/A | #N/A | [7 empty] | 181 | #N/A | #N/A | #N/A | #N/A | #N/A | #N/A | #N/A | #N/A | #N/A | #N/A | #N/A | #N/A | #N/A | #N/A | #N/A
[34 empty] | 182 | #N/A | #N/A | #N/A | #N/A | #N/A | #N/A | #N/A | #N/A | #N/A | #N/A | #N/A | #N/A | #N/A | #N/A | #N/A | [7 empty] | 182 | #N/A | #N/A | #N/A | #N/A | #N/A | #N/A | #N/A | #N/A | #N/A | #N/A | #N/A | #N/A | #N/A | #N/A | #N/A
[34 empty] | 182 | #N/A | #N/A | #N/A | #N/A | #N/A | #N/A | #N/A | #N/A | #N/A | #N/A | #N/A | #N/A | #N/A | #N/A | #N/A | [7 empty] | 182 | #N/A | #N/A | #N/A | #N/A | #N/A | #N/A | #N/A | #N/A | #N/A | #N/A | #N/A | #N/A | #N/A | #N/A | #N/A
[34 empty] | 183 | #N/A | #N/A | #N/A | #N/A | #N/A | #N/A | #N/A | #N/A | #N/A | #N/A | #N/A | #N/A | #N/A | #N/A | #N/A | [7 empty] | 183 | #N/A | #N/A | #N/A | #N/A | #N/A | #N/A | #N/A | #N/A | #N/A | #N/A | #N/A | #N/A | #N/A | #N/A | #N/A
[34 empty] | 183 | #N/A | #N/A | #N/A | #N/A | #N/A | #N/A | #N/A | #N/A | #N/A | #N/A | #N/A | #N/A | #N/A | #N/A | #N/A | [7 empty] | 183 | #N/A | #N/A | #N/A | #N/A | #N/A | #N/A | #N/A | #N/A | #N/A | #N/A | #N/A | #N/A | #N/A | #N/A | #N/A
[34 empty] | 184 | #N/A | #N/A | #N/A | #N/A | #N/A | #N/A | #N/A | #N/A | #N/A | #N/A | #N/A | #N/A | #N/A | #N/A | #N/A | [7 empty] | 184 | #N/A | #N/A | #N/A | #N/A | #N/A | #N/A | #N/A | #N/A | #N/A | #N/A | #N/A | #N/A | #N/A | #N/A | #N/A
[34 empty] | 184 | #N/A | #N/A | #N/A | #N/A | #N/A | #N/A | #N/A | #N/A | #N/A | #N/A | #N/A | #N/A | #N/A | #N/A | #N/A | [7 empty] | 184 | #N/A | #N/A | #N/A | #N/A | #N/A | #N/A | #N/A | #N/A | #N/A | #N/A | #N/A | #N/A | #N/A | #N/A | #N/A
[34 empty] | 185 | #N/A | #N/A | #N/A | #N/A | #N/A | #N/A | #N/A | #N/A | #N/A | #N/A | #N/A | #N/A | #N/A | #N/A | #N/A | [7 empty] | 185 | #N/A | #N/A | #N/A | #N/A | #N/A | #N/A | #N/A | #N/A | #N/A | #N/A | #N/A | #N/A | #N/A | #N/A | #N/A
[34 empty] | 185 | #N/A | #N/A | #N/A | #N/A | #N/A | #N/A | #N/A | #N/A | #N/A | #N/A | #N/A | #N/A | #N/A | #N/A | #N/A | [7 empty] | 185 | #N/A | #N/A | #N/A | #N/A | #N/A | #N/A | #N/A | #N/A | #N/A | #N/A | #N/A | #N/A | #N/A | #N/A | #N/A
[34 empty] | 186 | #N/A | #N/A | #N/A | #N/A | #N/A | #N/A | #N/A | #N/A | #N/A | #N/A | #N/A | #N/A | #N/A | #N/A | #N/A | [7 empty] | 186 | #N/A | #N/A | #N/A | #N/A | #N/A | #N/A | #N/A | #N/A | #N/A | #N/A | #N/A | #N/A | #N/A | #N/A | #N/A
[34 empty] | 186 | #N/A | #N/A | #N/A | #N/A | #N/A | #N/A | #N/A | #N/A | #N/A | #N/A | #N/A | #N/A | #N/A | #N/A | #N/A | [7 empty] | 186 | #N/A | #N/A | #N/A | #N/A | #N/A | #N/A | #N/A | #N/A | #N/A | #N/A | #N/A | #N/A | #N/A | #N/A | #N/A
[34 empty] | 187 | #N/A | #N/A | #N/A | #N/A | #N/A | #N/A | #N/A | #N/A | #N/A | #N/A | #N/A | #N/A | #N/A | #N/A | #N/A | [7 empty] | 187 | #N/A | #N/A | #N/A | #N/A | #N/A | #N/A | #N/A | #N/A | #N/A | #N/A | #N/A | #N/A | #N/A | #N/A | #N/A
[34 empty] | 187 | #N/A | #N/A | #N/A | #N/A | #N/A | #N/A | #N/A | #N/A | #N/A | #N/A | #N/A | #N/A | #N/A | #N/A | #N/A | [7 empty] | 187 | #N/A | #N/A | #N/A | #N/A | #N/A | #N/A | #N/A | #N/A | #N/A | #N/A | #N/A | #N/A | #N/A | #N/A | #N/A
[34 empty] | 188 | #N/A | #N/A | #N/A | #N/A | #N/A | #N/A | #N/A | #N/A | #N/A | #N/A | #N/A | #N/A | #N/A | #N/A | #N/A | [7 empty] | 188 | #N/A | #N/A | #N/A | #N/A | #N/A | #N/A | #N/A | #N/A | #N/A | #N/A | #N/A | #N/A | #N/A | #N/A | #N/A
[34 empty] | 188 | #N/A | #N/A | #N/A | #N/A | #N/A | #N/A | #N/A | #N/A | #N/A | #N/A | #N/A | #N/A | #N/A | #N/A | #N/A | [7 empty] | 188 | #N/A | #N/A | #N/A | #N/A | #N/A | #N/A | #N/A | #N/A | #N/A | #N/A | #N/A | #N/A | #N/A | #N/A | #N/A
[34 empty] | 189 | #N/A | #N/A | #N/A | #N/A | #N/A | #N/A | #N/A | #N/A | #N/A | #N/A | #N/A | #N/A | #N/A | #N/A | #N/A | [7 empty] | 189 | #N/A | #N/A | #N/A | #N/A | #N/A | #N/A | #N/A | #N/A | #N/A | #N/A | #N/A | #N/A | #N/A | #N/A | #N/A
[34 empty] | 189 | #N/A | #N/A | #N/A | #N/A | #N/A | #N/A | #N/A | #N/A | #N/A | #N/A | #N/A | #N/A | #N/A | #N/A | #N/A | [7 empty] | 189 | #N/A | #N/A | #N/A | #N/A | #N/A | #N/A | #N/A | #N/A | #N/A | #N/A | #N/A | #N/A | #N/A | #N/A | #N/A
[34 empty] | 190 | #N/A | #N/A | #N/A | #N/A | #N/A | #N/A | #N/A | #N/A | #N/A | #N/A | #N/A | #N/A | #N/A | #N/A | #N/A | [7 empty] | 190 | #N/A | #N/A | #N/A | #N/A | #N/A | #N/A | #N/A | #N/A | #N/A | #N/A | #N/A | #N/A | #N/A | #N/A | #N/A
[34 empty] | 190 | #N/A | #N/A | #N/A | #N/A | #N/A | #N/A | #N/A | #N/A | #N/A | #N/A | #N/A | #N/A | #N/A | #N/A | #N/A | [7 empty] | 190 | #N/A | #N/A | #N/A | #N/A | #N/A | #N/A | #N/A | #N/A | #N/A | #N/A | #N/A | #N/A | #N/A | #N/A | #N/A
[34 empty] | 191 | #N/A | #N/A | #N/A | #N/A | #N/A | #N/A | #N/A | #N/A | #N/A | #N/A | #N/A | #N/A | #N/A | #N/A | #N/A | [7 empty] | 191 | #N/A | #N/A | #N/A | #N/A | #N/A | #N/A | #N/A | #N/A | #N/A | #N/A | #N/A | #N/A | #N/A | #N/A | #N/A
[34 empty] | 191 | #N/A | #N/A | #N/A | #N/A | #N/A | #N/A | #N/A | #N/A | #N/A | #N/A | #N/A | #N/A | #N/A | #N/A | #N/A | [7 empty] | 191 | #N/A | #N/A | #N/A | #N/A | #N/A | #N/A | #N/A | #N/A | #N/A | #N/A | #N/A | #N/A | #N/A | #N/A | #N/A
[34 empty] | 192 | #N/A | #N/A | #N/A | #N/A | #N/A | #N/A | #N/A | #N/A | #N/A | #N/A | #N/A | #N/A | #N/A | #N/A | #N/A | [7 empty] | 192 | #N/A | #N/A | #N/A | #N/A | #N/A | #N/A | #N/A | #N/A | #N/A | #N/A | #N/A | #N/A | #N/A | #N/A | #N/A
[34 empty] | 192 | #N/A | #N/A | #N/A | #N/A | #N/A | #N/A | #N/A | #N/A | #N/A | #N/A | #N/A | #N/A | #N/A | #N/A | #N/A | [7 empty] | 192 | #N/A | #N/A | #N/A | #N/A | #N/A | #N/A | #N/A | #N/A | #N/A | #N/A | #N/A | #N/A | #N/A | #N/A | #N/A
[34 empty] | 193 | #N/A | #N/A | #N/A | #N/A | #N/A | #N/A | #N/A | #N/A | #N/A | #N/A | #N/A | #N/A | #N/A | #N/A | #N/A | [7 empty] | 193 | #N/A | #N/A | #N/A | #N/A | #N/A | #N/A | #N/A | #N/A | #N/A | #N/A | #N/A | #N/A | #N/A | #N/A | #N/A
[34 empty] | 193 | #N/A | #N/A | #N/A | #N/A | #N/A | #N/A | #N/A | #N/A | #N/A | #N/A | #N/A | #N/A | #N/A | #N/A | #N/A | [7 empty] | 193 | #N/A | #N/A | #N/A | #N/A | #N/A | #N/A | #N/A | #N/A | #N/A | #N/A | #N/A | #N/A | #N/A | #N/A | #N/A
[34 empty] | 194 | #N/A | #N/A | #N/A | #N/A | #N/A | #N/A | #N/A | #N/A | #N/A | #N/A | #N/A | #N/A | #N/A | #N/A | #N/A | [7 empty] | 194 | #N/A | #N/A | #N/A | #N/A | #N/A | #N/A | #N/A | #N/A | #N/A | #N/A | #N/A | #N/A | #N/A | #N/A | #N/A
[34 empty] | 194 | #N/A | #N/A | #N/A | #N/A | #N/A | #N/A | #N/A | #N/A | #N/A | #N/A | #N/A | #N/A | #N/A | #N/A | #N/A | [7 empty] | 194 | #N/A | #N/A | #N/A | #N/A | #N/A | #N/A | #N/A | #N/A | #N/A | #N/A | #N/A | #N/A | #N/A | #N/A | #N/A
[34 empty] | 195 | #N/A | #N/A | #N/A | #N/A | #N/A | #N/A | #N/A | #N/A | #N/A | #N/A | #N/A | #N/A | #N/A | #N/A | #N/A | [7 empty] | 195 | #N/A | #N/A | #N/A | #N/A | #N/A | #N/A | #N/A | #N/A | #N/A | #N/A | #N/A | #N/A | #N/A | #N/A | #N/A
[34 empty] | 195 | #N/A | #N/A | #N/A | #N/A | #N/A | #N/A | #N/A | #N/A | #N/A | #N/A | #N/A | #N/A | #N/A | #N/A | #N/A | [7 empty] | 195 | #N/A | #N/A | #N/A | #N/A | #N/A | #N/A | #N/A | #N/A | #N/A | #N/A | #N/A | #N/A | #N/A | #N/A | #N/A
[34 empty] | 196 | #N/A | #N/A | #N/A | #N/A | #N/A | #N/A | #N/A | #N/A | #N/A | #N/A | #N/A | #N/A | #N/A | #N/A | #N/A | [7 empty] | 196 | #N/A | #N/A | #N/A | #N/A | #N/A | #N/A | #N/A | #N/A | #N/A | #N/A | #N/A | #N/A | #N/A | #N/A | #N/A
[34 empty] | 196 | #N/A | #N/A | #N/A | #N/A | #N/A | #N/A | #N/A | #N/A | #N/A | #N/A | #N/A | #N/A | #N/A | #N/A | #N/A | [7 empty] | 196 | #N/A | #N/A | #N/A | #N/A | #N/A | #N/A | #N/A | #N/A | #N/A | #N/A | #N/A | #N/A | #N/A | #N/A | #N/A
[34 empty] | 197 | #N/A | #N/A | #N/A | #N/A | #N/A | #N/A | #N/A | #N/A | #N/A | #N/A | #N/A | #N/A | #N/A | #N/A | #N/A | [7 empty] | 197 | #N/A | #N/A | #N/A | #N/A | #N/A | #N/A | #N/A | #N/A | #N/A | #N/A | #N/A | #N/A | #N/A | #N/A | #N/A
[34 empty] | 197 | #N/A | #N/A | #N/A | #N/A | #N/A | #N/A | #N/A | #N/A | #N/A | #N/A | #N/A | #N/A | #N/A | #N/A | #N/A | [7 empty] | 197 | #N/A | #N/A | #N/A | #N/A | #N/A | #N/A | #N/A | #N/A | #N/A | #N/A | #N/A | #N/A | #N/A | #N/A | #N/A
[34 empty] | 198 | #N/A | #N/A | #N/A | #N/A | #N/A | #N/A | #N/A | #N/A | #N/A | #N/A | #N/A | #N/A | #N/A | #N/A | #N/A | [7 empty] | 198 | #N/A | #N/A | #N/A | #N/A | #N/A | #N/A | #N/A | #N/A | #N/A | #N/A | #N/A | #N/A | #N/A | #N/A | #N/A
[34 empty] | 198 | #N/A | #N/A | #N/A | #N/A | #N/A | #N/A | #N/A | #N/A | #N/A | #N/A | #N/A | #N/A | #N/A | #N/A | #N/A | [7 empty] | 198 | #N/A | #N/A | #N/A | #N/A | #N/A | #N/A | #N/A | #N/A | #N/A | #N/A | #N/A | #N/A | #N/A | #N/A | #N/A
[34 empty] | 199 | #N/A | #N/A | #N/A | #N/A | #N/A | #N/A | #N/A | #N/A | #N/A | #N/A | #N/A | #N/A | #N/A | #N/A | #N/A | [7 empty] | 199 | #N/A | #N/A | #N/A | #N/A | #N/A | #N/A | #N/A | #N/A | #N/A | #N/A | #N/A | #N/A | #N/A | #N/A | #N/A
[34 empty] | 199 | #N/A | #N/A | #N/A | #N/A | #N/A | #N/A | #N/A | #N/A | #N/A | #N/A | #N/A | #N/A | #N/A | #N/A | #N/A | [7 empty] | 199 | #N/A | #N/A | #N/A | #N/A | #N/A | #N/A | #N/A | #N/A | #N/A | #N/A | #N/A | #N/A | #N/A | #N/A | #N/A
[34 empty] | 200 | #N/A | #N/A | #N/A | #N/A | #N/A | #N/A | #N/A | #N/A | #N/A | #N/A | #N/A | #N/A | #N/A | #N/A | #N/A | [7 empty] | 200 | #N/A | #N/A | #N/A | #N/A | #N/A | #N/A | #N/A | #N/A | #N/A | #N/A | #N/A | #N/A | #N/A | #N/A | #N/A
[34 empty] | 200 | #N/A | #N/A | #N/A | #N/A | #N/A | #N/A | #N/A | #N/A | #N/A | #N/A | #N/A | #N/A | #N/A | #N/A | #N/A | [7 empty] | 200 | #N/A | #N/A | #N/A | #N/A | #N/A | #N/A | #N/A | #N/A | #N/A | #N/A | #N/A | #N/A | #N/A | #N/A | #N/A
[34 empty] | 201 | #N/A | #N/A | #N/A | #N/A | #N/A | #N/A | #N/A | #N/A | #N/A | #N/A | #N/A | #N/A | #N/A | #N/A | #N/A | [7 empty] | 201 | #N/A | #N/A | #N/A | #N/A | #N/A | #N/A | #N/A | #N/A | #N/A | #N/A | #N/A | #N/A | #N/A | #N/A | #N/A
[34 empty] | 201 | #N/A | #N/A | #N/A | #N/A | #N/A | #N/A | #N/A | #N/A | #N/A | #N/A | #N/A | #N/A | #N/A | #N/A | #N/A | [7 empty] | 201 | #N/A | #N/A | #N/A | #N/A | #N/A | #N/A | #N/A | #N/A | #N/A | #N/A | #N/A | #N/A | #N/A | #N/A | #N/A
[34 empty] | 202 | #N/A | #N/A | #N/A | #N/A | #N/A | #N/A | #N/A | #N/A | #N/A | #N/A | #N/A | #N/A | #N/A | #N/A | #N/A | [7 empty] | 202 | #N/A | #N/A | #N/A | #N/A | #N/A | #N/A | #N/A | #N/A | #N/A | #N/A | #N/A | #N/A | #N/A | #N/A | #N/A
[34 empty] | 202 | #N/A | #N/A | #N/A | #N/A | #N/A | #N/A | #N/A | #N/A | #N/A | #N/A | #N/A | #N/A | #N/A | #N/A | #N/A | [7 empty] | 202 | #N/A | #N/A | #N/A | #N/A | #N/A | #N/A | #N/A | #N/A | #N/A | #N/A | #N/A | #N/A | #N/A | #N/A | #N/A
[34 empty] | 203 | #N/A | #N/A | #N/A | #N/A | #N/A | #N/A | #N/A | #N/A | #N/A | #N/A | #N/A | #N/A | #N/A | #N/A | #N/A | [7 empty] | 203 | #N/A | #N/A | #N/A | #N/A | #N/A | #N/A | #N/A | #N/A | #N/A | #N/A | #N/A | #N/A | #N/A | #N/A | #N/A
[34 empty] | 203 | #N/A | #N/A | #N/A | #N/A | #N/A | #N/A | #N/A | #N/A | #N/A | #N/A | #N/A | #N/A | #N/A | #N/A | #N/A | [7 empty] | 203 | #N/A | #N/A | #N/A | #N/A | #N/A | #N/A | #N/A | #N/A | #N/A | #N/A | #N/A | #N/A | #N/A | #N/A | #N/A
[34 empty] | 204 | #N/A | #N/A | #N/A | #N/A | #N/A | #N/A | #N/A | #N/A | #N/A | #N/A | #N/A | #N/A | #N/A | #N/A | #N/A | [7 empty] | 204 | #N/A | #N/A | #N/A | #N/A | #N/A | #N/A | #N/A | #N/A | #N/A | #N/A | #N/A | #N/A | #N/A | #N/A | #N/A
[34 empty] | 204 | #N/A | #N/A | #N/A | #N/A | #N/A | #N/A | #N/A | #N/A | #N/A | #N/A | #N/A | #N/A | #N/A | #N/A | #N/A | [7 empty] | 204 | #N/A | #N/A | #N/A | #N/A | #N/A | #N/A | #N/A | #N/A | #N/A | #N/A | #N/A | #N/A | #N/A | #N/A | #N/A
[34 empty] | 205 | #N/A | #N/A | #N/A | #N/A | #N/A | #N/A | #N/A | #N/A | #N/A | #N/A | #N/A | #N/A | #N/A | #N/A | #N/A | [7 empty] | 205 | #N/A | #N/A | #N/A | #N/A | #N/A | #N/A | #N/A | #N/A | #N/A | #N/A | #N/A | #N/A | #N/A | #N/A | #N/A
[34 empty] | 205 | #N/A | #N/A | #N/A | #N/A | #N/A | #N/A | #N/A | #N/A | #N/A | #N/A | #N/A | #N/A | #N/A | #N/A | #N/A | [7 empty] | 205 | #N/A | #N/A | #N/A | #N/A | #N/A | #N/A | #N/A | #N/A | #N/A | #N/A | #N/A | #N/A | #N/A | #N/A | #N/A
[34 empty] | 206 | #N/A | #N/A | #N/A | #N/A | #N/A | #N/A | #N/A | #N/A | #N/A | #N/A | #N/A | #N/A | #N/A | #N/A | #N/A | [7 empty] | 206 | #N/A | #N/A | #N/A | #N/A | #N/A | #N/A | #N/A | #N/A | #N/A | #N/A | #N/A | #N/A | #N/A | #N/A | #N/A
[34 empty] | 206 | #N/A | #N/A | #N/A | #N/A | #N/A | #N/A | #N/A | #N/A | #N/A | #N/A | #N/A | #N/A | #N/A | #N/A | #N/A | [7 empty] | 206 | #N/A | #N/A | #N/A | #N/A | #N/A | #N/A | #N/A | #N/A | #N/A | #N/A | #N/A | #N/A | #N/A | #N/A | #N/A
[34 empty] | 207 | #N/A | #N/A | #N/A | #N/A | #N/A | #N/A | #N/A | #N/A | #N/A | #N/A | #N/A | #N/A | #N/A | #N/A | #N/A | [7 empty] | 207 | #N/A | #N/A | #N/A | #N/A | #N/A | #N/A | #N/A | #N/A | #N/A | #N/A | #N/A | #N/A | #N/A | #N/A | #N/A
[34 empty] | 207 | #N/A | #N/A | #N/A | #N/A | #N/A | #N/A | #N/A | #N/A | #N/A | #N/A | #N/A | #N/A | #N/A | #N/A | #N/A | [7 empty] | 207 | #N/A | #N/A | #N/A | #N/A | #N/A | #N/A | #N/A | #N/A | #N/A | #N/A | #N/A | #N/A | #N/A | #N/A | #N/A
[34 empty] | 208 | #N/A | #N/A | #N/A | #N/A | #N/A | #N/A | #N/A | #N/A | #N/A | #N/A | #N/A | #N/A | #N/A | #N/A | #N/A | [7 empty] | 208 | #N/A | #N/A | #N/A | #N/A | #N/A | #N/A | #N/A | #N/A | #N/A | #N/A | #N/A | #N/A | #N/A | #N/A | #N/A
[34 empty] | 208 | #N/A | #N/A | #N/A | #N/A | #N/A | #N/A | #N/A | #N/A | #N/A | #N/A | #N/A | #N/A | #N/A | #N/A | #N/A | [7 empty] | 208 | #N/A | #N/A | #N/A | #N/A | #N/A | #N/A | #N/A | #N/A | #N/A | #N/A | #N/A | #N/A | #N/A | #N/A | #N/A
[34 empty] | 209 | #N/A | #N/A | #N/A | #N/A | #N/A | #N/A | #N/A | #N/A | #N/A | #N/A | #N/A | #N/A | #N/A | #N/A | #N/A | [7 empty] | 209 | #N/A | #N/A | #N/A | #N/A | #N/A | #N/A | #N/A | #N/A | #N/A | #N/A | #N/A | #N/A | #N/A | #N/A | #N/A
[34 empty] | 209 | #N/A | #N/A | #N/A | #N/A | #N/A | #N/A | #N/A | #N/A | #N/A | #N/A | #N/A | #N/A | #N/A | #N/A | #N/A | [7 empty] | 209 | #N/A | #N/A | #N/A | #N/A | #N/A | #N/A | #N/A | #N/A | #N/A | #N/A | #N/A | #N/A | #N/A | #N/A | #N/A
[34 empty] | 210 | #N/A | #N/A | #N/A | #N/A | #N/A | #N/A | #N/A | #N/A | #N/A | #N/A | #N/A | #N/A | #N/A | #N/A | #N/A | [7 empty] | 210 | #N/A | #N/A | #N/A | #N/A | #N/A | #N/A | #N/A | #N/A | #N/A | #N/A | #N/A | #N/A | #N/A | #N/A | #N/A
[34 empty] | 210 | #N/A | #N/A | #N/A | #N/A | #N/A | #N/A | #N/A | #N/A | #N/A | #N/A | #N/A | #N/A | #N/A | #N/A | #N/A | [7 empty] | 210 | #N/A | #N/A | #N/A | #N/A | #N/A | #N/A | #N/A | #N/A | #N/A | #N/A | #N/A | #N/A | #N/A | #N/A | #N/A
[34 empty] | 211 | #N/A | #N/A | #N/A | #N/A | #N/A | #N/A | #N/A | #N/A | #N/A | #N/A | #N/A | #N/A | #N/A | #N/A | #N/A | [7 empty] | 211 | #N/A | #N/A | #N/A | #N/A | #N/A | #N/A | #N/A | #N/A | #N/A | #N/A | #N/A | #N/A | #N/A | #N/A | #N/A
[34 empty] | 211 | #N/A | #N/A | #N/A | #N/A | #N/A | #N/A | #N/A | #N/A | #N/A | #N/A | #N/A | #N/A | #N/A | #N/A | #N/A | [7 empty] | 211 | #N/A | #N/A | #N/A | #N/A | #N/A | #N/A | #N/A | #N/A | #N/A | #N/A | #N/A | #N/A | #N/A | #N/A | #N/A
[34 empty] | 212 | #N/A | #N/A | #N/A | #N/A | #N/A | #N/A | #N/A | #N/A | #N/A | #N/A | #N/A | #N/A | #N/A | #N/A | #N/A | [7 empty] | 212 | #N/A | #N/A | #N/A | #N/A | #N/A | #N/A | #N/A | #N/A | #N/A | #N/A | #N/A | #N/A | #N/A | #N/A | #N/A
[34 empty] | 212 | #N/A | #N/A | #N/A | #N/A | #N/A | #N/A | #N/A | #N/A | #N/A | #N/A | #N/A | #N/A | #N/A | #N/A | #N/A | [7 empty] | 212 | #N/A | #N/A | #N/A | #N/A | #N/A | #N/A | #N/A | #N/A | #N/A | #N/A | #N/A | #N/A | #N/A | #N/A | #N/A
[34 empty] | 213 | #N/A | #N/A | #N/A | #N/A | #N/A | #N/A | #N/A | #N/A | #N/A | #N/A | #N/A | #N/A | #N/A | #N/A | #N/A | [7 empty] | 213 | #N/A | #N/A | #N/A | #N/A | #N/A | #N/A | #N/A | #N/A | #N/A | #N/A | #N/A | #N/A | #N/A | #N/A | #N/A
[34 empty] | 213 | #N/A | #N/A | #N/A | #N/A | #N/A | #N/A | #N/A | #N/A | #N/A | #N/A | #N/A | #N/A | #N/A | #N/A | #N/A | [7 empty] | 213 | #N/A | #N/A | #N/A | #N/A | #N/A | #N/A | #N/A | #N/A | #N/A | #N/A | #N/A | #N/A | #N/A | #N/A | #N/A
[34 empty] | 214 | #N/A | #N/A | #N/A | #N/A | #N/A | #N/A | #N/A | #N/A | #N/A | #N/A | #N/A | #N/A | #N/A | #N/A | #N/A | [7 empty] | 214 | #N/A | #N/A | #N/A | #N/A | #N/A | #N/A | #N/A | #N/A | #N/A | #N/A | #N/A | #N/A | #N/A | #N/A | #N/A
[34 empty] | 214 | #N/A | #N/A | #N/A | #N/A | #N/A | #N/A | #N/A | #N/A | #N/A | #N/A | #N/A | #N/A | #N/A | #N/A | #N/A | [7 empty] | 214 | #N/A | #N/A | #N/A | #N/A | #N/A | #N/A | #N/A | #N/A | #N/A | #N/A | #N/A | #N/A | #N/A | #N/A | #N/A
[34 empty] | 215 | #N/A | #N/A | #N/A | #N/A | #N/A | #N/A | #N/A | #N/A | #N/A | #N/A | #N/A | #N/A | #N/A | #N/A | #N/A | [7 empty] | 215 | #N/A | #N/A | #N/A | #N/A | #N/A | #N/A | #N/A | #N/A | #N/A | #N/A | #N/A | #N/A | #N/A | #N/A | #N/A
[34 empty] | 215 | #N/A | #N/A | #N/A | #N/A | #N/A | #N/A | #N/A | #N/A | #N/A | #N/A | #N/A | #N/A | #N/A | #N/A | #N/A | [7 empty] | 215 | #N/A | #N/A | #N/A | #N/A | #N/A | #N/A | #N/A | #N/A | #N/A | #N/A | #N/A | #N/A | #N/A | #N/A | #N/A
[34 empty] | 216 | #N/A | #N/A | #N/A | #N/A | #N/A | #N/A | #N/A | #N/A | #N/A | #N/A | #N/A | #N/A | #N/A | #N/A | #N/A | [7 empty] | 216 | #N/A | #N/A | #N/A | #N/A | #N/A | #N/A | #N/A | #N/A | #N/A | #N/A | #N/A | #N/A | #N/A | #N/A | #N/A
[34 empty] | 216 | #N/A | #N/A | #N/A | #N/A | #N/A | #N/A | #N/A | #N/A | #N/A | #N/A | #N/A | #N/A | #N/A | #N/A | #N/A | [7 empty] | 216 | #N/A | #N/A | #N/A | #N/A | #N/A | #N/A | #N/A | #N/A | #N/A | #N/A | #N/A | #N/A | #N/A | #N/A | #N/A
[34 empty] | 217 | #N/A | #N/A | #N/A | #N/A | #N/A | #N/A | #N/A | #N/A | #N/A | #N/A | #N/A | #N/A | #N/A | #N/A | #N/A | [7 empty] | 217 | #N/A | #N/A | #N/A | #N/A | #N/A | #N/A | #N/A | #N/A | #N/A | #N/A | #N/A | #N/A | #N/A | #N/A | #N/A
[34 empty] | 217 | #N/A | #N/A | #N/A | #N/A | #N/A | #N/A | #N/A | #N/A | #N/A | #N/A | #N/A | #N/A | #N/A | #N/A | #N/A | [7 empty] | 217 | #N/A | #N/A | #N/A | #N/A | #N/A | #N/A | #N/A | #N/A | #N/A | #N/A | #N/A | #N/A | #N/A | #N/A | #N/A
[34 empty] | 218 | #N/A | #N/A | #N/A | #N/A | #N/A | #N/A | #N/A | #N/A | #N/A | #N/A | #N/A | #N/A | #N/A | #N/A | #N/A | [7 empty] | 218 | #N/A | #N/A | #N/A | #N/A | #N/A | #N/A | #N/A | #N/A | #N/A | #N/A | #N/A | #N/A | #N/A | #N/A | #N/A
[34 empty] | 218 | #N/A | #N/A | #N/A | #N/A | #N/A | #N/A | #N/A | #N/A | #N/A | #N/A | #N/A | #N/A | #N/A | #N/A | #N/A | [7 empty] | 218 | #N/A | #N/A | #N/A | #N/A | #N/A | #N/A | #N/A | #N/A | #N/A | #N/A | #N/A | #N/A | #N/A | #N/A | #N/A
[34 empty] | 219 | #N/A | #N/A | #N/A | #N/A | #N/A | #N/A | #N/A | #N/A | #N/A | #N/A | #N/A | #N/A | #N/A | #N/A | #N/A | [7 empty] | 219 | #N/A | #N/A | #N/A | #N/A | #N/A | #N/A | #N/A | #N/A | #N/A | #N/A | #N/A | #N/A | #N/A | #N/A | #N/A
[34 empty] | 219 | #N/A | #N/A | #N/A | #N/A | #N/A | #N/A | #N/A | #N/A | #N/A | #N/A | #N/A | #N/A | #N/A | #N/A | #N/A | [7 empty] | 219 | #N/A | #N/A | #N/A | #N/A | #N/A | #N/A | #N/A | #N/A | #N/A | #N/A | #N/A | #N/A | #N/A | #N/A | #N/A
[34 empty] | 220 | #N/A | #N/A | #N/A | #N/A | #N/A | #N/A | #N/A | #N/A | #N/A | #N/A | #N/A | #N/A | #N/A | #N/A | #N/A | [7 empty] | 220 | #N/A | #N/A | #N/A | #N/A | #N/A | #N/A | #N/A | #N/A | #N/A | #N/A | #N/A | #N/A | #N/A | #N/A | #N/A
[34 empty] | 220 | #N/A | #N/A | #N/A | #N/A | #N/A | #N/A | #N/A | #N/A | #N/A | #N/A | #N/A | #N/A | #N/A | #N/A | #N/A | [7 empty] | 220 | #N/A | #N/A | #N/A | #N/A | #N/A | #N/A | #N/A | #N/A | #N/A | #N/A | #N/A | #N/A | #N/A | #N/A | #N/A
[34 empty] | 221 | #N/A | #N/A | #N/A | #N/A | #N/A | #N/A | #N/A | #N/A | #N/A | #N/A | #N/A | #N/A | #N/A | #N/A | #N/A | [7 empty] | 221 | #N/A | #N/A | #N/A | #N/A | #N/A | #N/A | #N/A | #N/A | #N/A | #N/A | #N/A | #N/A | #N/A | #N/A | #N/A
[34 empty] | 221 | #N/A | #N/A | #N/A | #N/A | #N/A | #N/A | #N/A | #N/A | #N/A | #N/A | #N/A | #N/A | #N/A | #N/A | #N/A | [7 empty] | 221 | #N/A | #N/A | #N/A | #N/A | #N/A | #N/A | #N/A | #N/A | #N/A | #N/A | #N/A | #N/A | #N/A | #N/A | #N/A
[34 empty] | 222 | #N/A | #N/A | #N/A | #N/A | #N/A | #N/A | #N/A | #N/A | #N/A | #N/A | #N/A | #N/A | #N/A | #N/A | #N/A | [7 empty] | 222 | #N/A | #N/A | #N/A | #N/A | #N/A | #N/A | #N/A | #N/A | #N/A | #N/A | #N/A | #N/A | #N/A | #N/A | #N/A
[34 empty] | 222 | #N/A | #N/A | #N/A | #N/A | #N/A | #N/A | #N/A | #N/A | #N/A | #N/A | #N/A | #N/A | #N/A | #N/A | #N/A | [7 empty] | 222 | #N/A | #N/A | #N/A | #N/A | #N/A | #N/A | #N/A | #N/A | #N/A | #N/A | #N/A | #N/A | #N/A | #N/A | #N/A
[34 empty] | 223 | #N/A | #N/A | #N/A | #N/A | #N/A | #N/A | #N/A | #N/A | #N/A | #N/A | #N/A | #N/A | #N/A | #N/A | #N/A | [7 empty] | 223 | #N/A | #N/A | #N/A | #N/A | #N/A | #N/A | #N/A | #N/A | #N/A | #N/A | #N/A | #N/A | #N/A | #N/A | #N/A
[34 empty] | 223 | #N/A | #N/A | #N/A | #N/A | #N/A | #N/A | #N/A | #N/A | #N/A | #N/A | #N/A | #N/A | #N/A | #N/A | #N/A | [7 empty] | 223 | #N/A | #N/A | #N/A | #N/A | #N/A | #N/A | #N/A | #N/A | #N/A | #N/A | #N/A | #N/A | #N/A | #N/A | #N/A
[34 empty] | 224 | #N/A | #N/A | #N/A | #N/A | #N/A | #N/A | #N/A | #N/A | #N/A | #N/A | #N/A | #N/A | #N/A | #N/A | #N/A | [7 empty] | 224 | #N/A | #N/A | #N/A | #N/A | #N/A | #N/A | #N/A | #N/A | #N/A | #N/A | #N/A | #N/A | #N/A | #N/A | #N/A
[34 empty] | 224 | #N/A | #N/A | #N/A | #N/A | #N/A | #N/A | #N/A | #N/A | #N/A | #N/A | #N/A | #N/A | #N/A | #N/A | #N/A | [7 empty] | 224 | #N/A | #N/A | #N/A | #N/A | #N/A | #N/A | #N/A | #N/A | #N/A | #N/A | #N/A | #N/A | #N/A | #N/A | #N/A
[34 empty] | 225 | #N/A | #N/A | #N/A | #N/A | #N/A | #N/A | #N/A | #N/A | #N/A | #N/A | #N/A | #N/A | #N/A | #N/A | #N/A | [7 empty] | 225 | #N/A | #N/A | #N/A | #N/A | #N/A | #N/A | #N/A | #N/A | #N/A | #N/A | #N/A | #N/A | #N/A | #N/A | #N/A
[34 empty] | 225 | #N/A | #N/A | #N/A | #N/A | #N/A | #N/A | #N/A | #N/A | #N/A | #N/A | #N/A | #N/A | #N/A | #N/A | #N/A | [7 empty] | 225 | #N/A | #N/A | #N/A | #N/A | #N/A | #N/A | #N/A | #N/A | #N/A | #N/A | #N/A | #N/A | #N/A | #N/A | #N/A
[34 empty] | 226 | #N/A | #N/A | #N/A | #N/A | #N/A | #N/A | #N/A | #N/A | #N/A | #N/A | #N/A | #N/A | #N/A | #N/A | #N/A | [7 empty] | 226 | #N/A | #N/A | #N/A | #N/A | #N/A | #N/A | #N/A | #N/A | #N/A | #N/A | #N/A | #N/A | #N/A | #N/A | #N/A
[34 empty] | 226 | #N/A | #N/A | #N/A | #N/A | #N/A | #N/A | #N/A | #N/A | #N/A | #N/A | #N/A | #N/A | #N/A | #N/A | #N/A | [7 empty] | 226 | #N/A | #N/A | #N/A | #N/A | #N/A | #N/A | #N/A | #N/A | #N/A | #N/A | #N/A | #N/A | #N/A | #N/A | #N/A
[34 empty] | 227 | #N/A | #N/A | #N/A | #N/A | #N/A | #N/A | #N/A | #N/A | #N/A | #N/A | #N/A | #N/A | #N/A | #N/A | #N/A | [7 empty] | 227 | #N/A | #N/A | #N/A | #N/A | #N/A | #N/A | #N/A | #N/A | #N/A | #N/A | #N/A | #N/A | #N/A | #N/A | #N/A
[34 empty] | 227 | #N/A | #N/A | #N/A | #N/A | #N/A | #N/A | #N/A | #N/A | #N/A | #N/A | #N/A | #N/A | #N/A | #N/A | #N/A | [7 empty] | 227 | #N/A | #N/A | #N/A | #N/A | #N/A | #N/A | #N/A | #N/A | #N/A | #N/A | #N/A | #N/A | #N/A | #N/A | #N/A
[34 empty] | 228 | #N/A | #N/A | #N/A | #N/A | #N/A | #N/A | #N/A | #N/A | #N/A | #N/A | #N/A | #N/A | #N/A | #N/A | #N/A | [7 empty] | 228 | #N/A | #N/A | #N/A | #N/A | #N/A | #N/A | #N/A | #N/A | #N/A | #N/A | #N/A | #N/A | #N/A | #N/A | #N/A
[34 empty] | 228 | #N/A | #N/A | #N/A | #N/A | #N/A | #N/A | #N/A | #N/A | #N/A | #N/A | #N/A | #N/A | #N/A | #N/A | #N/A | [7 empty] | 228 | #N/A | #N/A | #N/A | #N/A | #N/A | #N/A | #N/A | #N/A | #N/A | #N/A | #N/A | #N/A | #N/A | #N/A | #N/A
[34 empty] | 229 | #N/A | #N/A | #N/A | #N/A | #N/A | #N/A | #N/A | #N/A | #N/A | #N/A | #N/A | #N/A | #N/A | #N/A | #N/A | [7 empty] | 229 | #N/A | #N/A | #N/A | #N/A | #N/A | #N/A | #N/A | #N/A | #N/A | #N/A | #N/A | #N/A | #N/A | #N/A | #N/A
[34 empty] | 229 | #N/A | #N/A | #N/A | #N/A | #N/A | #N/A | #N/A | #N/A | #N/A | #N/A | #N/A | #N/A | #N/A | #N/A | #N/A | [7 empty] | 229 | #N/A | #N/A | #N/A | #N/A | #N/A | #N/A | #N/A | #N/A | #N/A | #N/A | #N/A | #N/A | #N/A | #N/A | #N/A
[34 empty] | 230 | #N/A | #N/A | #N/A | #N/A | #N/A | #N/A | #N/A | #N/A | #N/A | #N/A | #N/A | #N/A | #N/A | #N/A | #N/A | [7 empty] | 230 | #N/A | #N/A | #N/A | #N/A | #N/A | #N/A | #N/A | #N/A | #N/A | #N/A | #N/A | #N/A | #N/A | #N/A | #N/A
[34 empty] | 230 | #N/A | #N/A | #N/A | #N/A | #N/A | #N/A | #N/A | #N/A | #N/A | #N/A | #N/A | #N/A | #N/A | #N/A | #N/A | [7 empty] | 230 | #N/A | #N/A | #N/A | #N/A | #N/A | #N/A | #N/A | #N/A | #N/A | #N/A | #N/A | #N/A | #N/A | #N/A | #N/A
[34 empty] | 231 | #N/A | #N/A | #N/A | #N/A | #N/A | #N/A | #N/A | #N/A | #N/A | #N/A | #N/A | #N/A | #N/A | #N/A | #N/A | [7 empty] | 231 | #N/A | #N/A | #N/A | #N/A | #N/A | #N/A | #N/A | #N/A | #N/A | #N/A | #N/A | #N/A | #N/A | #N/A | #N/A
[34 empty] | 231 | #N/A | #N/A | #N/A | #N/A | #N/A | #N/A | #N/A | #N/A | #N/A | #N/A | #N/A | #N/A | #N/A | #N/A | #N/A | [7 empty] | 231 | #N/A | #N/A | #N/A | #N/A | #N/A | #N/A | #N/A | #N/A | #N/A | #N/A | #N/A | #N/A | #N/A | #N/A | #N/A
[34 empty] | 232 | #N/A | #N/A | #N/A | #N/A | #N/A | #N/A | #N/A | #N/A | #N/A | #N/A | #N/A | #N/A | #N/A | #N/A | #N/A | [7 empty] | 232 | #N/A | #N/A | #N/A | #N/A | #N/A | #N/A | #N/A | #N/A | #N/A | #N/A | #N/A | #N/A | #N/A | #N/A | #N/A
[34 empty] | 232 | #N/A | #N/A | #N/A | #N/A | #N/A | #N/A | #N/A | #N/A | #N/A | #N/A | #N/A | #N/A | #N/A | #N/A | #N/A | [7 empty] | 232 | #N/A | #N/A | #N/A | #N/A | #N/A | #N/A | #N/A | #N/A | #N/A | #N/A | #N/A | #N/A | #N/A | #N/A | #N/A
[34 empty] | 233 | #N/A | #N/A | #N/A | #N/A | #N/A | #N/A | #N/A | #N/A | #N/A | #N/A | #N/A | #N/A | #N/A | #N/A | #N/A | [7 empty] | 233 | #N/A | #N/A | #N/A | #N/A | #N/A | #N/A | #N/A | #N/A | #N/A | #N/A | #N/A | #N/A | #N/A | #N/A | #N/A
[34 empty] | 233 | #N/A | #N/A | #N/A | #N/A | #N/A | #N/A | #N/A | #N/A | #N/A | #N/A | #N/A | #N/A | #N/A | #N/A | #N/A | [7 empty] | 233 | #N/A | #N/A | #N/A | #N/A | #N/A | #N/A | #N/A | #N/A | #N/A | #N/A | #N/A | #N/A | #N/A | #N/A | #N/A
[34 empty] | 234 | #N/A | #N/A | #N/A | #N/A | #N/A | #N/A | #N/A | #N/A | #N/A | #N/A | #N/A | #N/A | #N/A | #N/A | #N/A | [7 empty] | 234 | #N/A | #N/A | #N/A | #N/A | #N/A | #N/A | #N/A | #N/A | #N/A | #N/A | #N/A | #N/A | #N/A | #N/A | #N/A
[34 empty] | 234 | #N/A | #N/A | #N/A | #N/A | #N/A | #N/A | #N/A | #N/A | #N/A | #N/A | #N/A | #N/A | #N/A | #N/A | #N/A | [7 empty] | 234 | #N/A | #N/A | #N/A | #N/A | #N/A | #N/A | #N/A | #N/A | #N/A | #N/A | #N/A | #N/A | #N/A | #N/A | #N/A
[34 empty] | 235 | #N/A | #N/A | #N/A | #N/A | #N/A | #N/A | #N/A | #N/A | #N/A | #N/A | #N/A | #N/A | #N/A | #N/A | #N/A | [7 empty] | 235 | #N/A | #N/A | #N/A | #N/A | #N/A | #N/A | #N/A | #N/A | #N/A | #N/A | #N/A | #N/A | #N/A | #N/A | #N/A
[34 empty] | 235 | #N/A | #N/A | #N/A | #N/A | #N/A | #N/A | #N/A | #N/A | #N/A | #N/A | #N/A | #N/A | #N/A | #N/A | #N/A | [7 empty] | 235 | #N/A | #N/A | #N/A | #N/A | #N/A | #N/A | #N/A | #N/A | #N/A | #N/A | #N/A | #N/A | #N/A | #N/A | #N/A
[34 empty] | 236 | #N/A | #N/A | #N/A | #N/A | #N/A | #N/A | #N/A | #N/A | #N/A | #N/A | #N/A | #N/A | #N/A | #N/A | #N/A | [7 empty] | 236 | #N/A | #N/A | #N/A | #N/A | #N/A | #N/A | #N/A | #N/A | #N/A | #N/A | #N/A | #N/A | #N/A | #N/A | #N/A
[34 empty] | 236 | #N/A | #N/A | #N/A | #N/A | #N/A | #N/A | #N/A | #N/A | #N/A | #N/A | #N/A | #N/A | #N/A | #N/A | #N/A | [7 empty] | 236 | #N/A | #N/A | #N/A | #N/A | #N/A | #N/A | #N/A | #N/A | #N/A | #N/A | #N/A | #N/A | #N/A | #N/A | #N/A
[34 empty] | 237 | #N/A | #N/A | #N/A | #N/A | #N/A | #N/A | #N/A | #N/A | #N/A | #N/A | #N/A | #N/A | #N/A | #N/A | #N/A | [7 empty] | 237 | #N/A | #N/A | #N/A | #N/A | #N/A | #N/A | #N/A | #N/A | #N/A | #N/A | #N/A | #N/A | #N/A | #N/A | #N/A
[34 empty] | 237 | #N/A | #N/A | #N/A | #N/A | #N/A | #N/A | #N/A | #N/A | #N/A | #N/A | #N/A | #N/A | #N/A | #N/A | #N/A | [7 empty] | 237 | #N/A | #N/A | #N/A | #N/A | #N/A | #N/A | #N/A | #N/A | #N/A | #N/A | #N/A | #N/A | #N/A | #N/A | #N/A
[34 empty] | 238 | #N/A | #N/A | #N/A | #N/A | #N/A | #N/A | #N/A | #N/A | #N/A | #N/A | #N/A | #N/A | #N/A | #N/A | #N/A | [7 empty] | 238 | #N/A | #N/A | #N/A | #N/A | #N/A | #N/A | #N/A | #N/A | #N/A | #N/A | #N/A | #N/A | #N/A | #N/A | #N/A
[34 empty] | 238 | #N/A | #N/A | #N/A | #N/A | #N/A | #N/A | #N/A | #N/A | #N/A | #N/A | #N/A | #N/A | #N/A | #N/A | #N/A | [7 empty] | 238 | #N/A | #N/A | #N/A | #N/A | #N/A | #N/A | #N/A | #N/A | #N/A | #N/A | #N/A | #N/A | #N/A | #N/A | #N/A
[34 empty] | 239 | #N/A | #N/A | #N/A | #N/A | #N/A | #N/A | #N/A | #N/A | #N/A | #N/A | #N/A | #N/A | #N/A | #N/A | #N/A | [7 empty] | 239 | #N/A | #N/A | #N/A | #N/A | #N/A | #N/A | #N/A | #N/A | #N/A | #N/A | #N/A | #N/A | #N/A | #N/A | #N/A
[34 empty] | 239 | #N/A | #N/A | #N/A | #N/A | #N/A | #N/A | #N/A | #N/A | #N/A | #N/A | #N/A | #N/A | #N/A | #N/A | #N/A | [7 empty] | 239 | #N/A | #N/A | #N/A | #N/A | #N/A | #N/A | #N/A | #N/A | #N/A | #N/A | #N/A | #N/A | #N/A | #N/A | #N/A
[34 empty] | 240 | #N/A | #N/A | #N/A | #N/A | #N/A | #N/A | #N/A | #N/A | #N/A | #N/A | #N/A | #N/A | #N/A | #N/A | #N/A | [7 empty] | 240 | #N/A | #N/A | #N/A | #N/A | #N/A | #N/A | #N/A | #N/A | #N/A | #N/A | #N/A | #N/A | #N/A | #N/A | #N/A
[34 empty] | 240 | #N/A | #N/A | #N/A | #N/A | #N/A | #N/A | #N/A | #N/A | #N/A | #N/A | #N/A | #N/A | #N/A | #N/A | #N/A | [7 empty] | 240 | #N/A | #N/A | #N/A | #N/A | #N/A | #N/A | #N/A | #N/A | #N/A | #N/A | #N/A | #N/A | #N/A | #N/A | #N/A
[34 empty] | 241 | #N/A | #N/A | #N/A | #N/A | #N/A | #N/A | #N/A | #N/A | #N/A | #N/A | #N/A | #N/A | #N/A | #N/A | #N/A | [7 empty] | 241 | #N/A | #N/A | #N/A | #N/A | #N/A | #N/A | #N/A | #N/A | #N/A | #N/A | #N/A | #N/A | #N/A | #N/A | #N/A
[34 empty] | 241 | #N/A | #N/A | #N/A | #N/A | #N/A | #N/A | #N/A | #N/A | #N/A | #N/A | #N/A | #N/A | #N/A | #N/A | #N/A | [7 empty] | 241 | #N/A | #N/A | #N/A | #N/A | #N/A | #N/A | #N/A | #N/A | #N/A | #N/A | #N/A | #N/A | #N/A | #N/A | #N/A
[34 empty] | 242 | #N/A | #N/A | #N/A | #N/A | #N/A | #N/A | #N/A | #N/A | #N/A | #N/A | #N/A | #N/A | #N/A | #N/A | #N/A | [7 empty] | 242 | #N/A | #N/A | #N/A | #N/A | #N/A | #N/A | #N/A | #N/A | #N/A | #N/A | #N/A | #N/A | #N/A | #N/A | #N/A
[34 empty] | 242 | #N/A | #N/A | #N/A | #N/A | #N/A | #N/A | #N/A | #N/A | #N/A | #N/A | #N/A | #N/A | #N/A | #N/A | #N/A | [7 empty] | 242 | #N/A | #N/A | #N/A | #N/A | #N/A | #N/A | #N/A | #N/A | #N/A | #N/A | #N/A | #N/A | #N/A | #N/A | #N/A
[34 empty] | 243 | #N/A | #N/A | #N/A | #N/A | #N/A | #N/A | #N/A | #N/A | #N/A | #N/A | #N/A | #N/A | #N/A | #N/A | #N/A | [7 empty] | 243 | #N/A | #N/A | #N/A | #N/A | #N/A | #N/A | #N/A | #N/A | #N/A | #N/A | #N/A | #N/A | #N/A | #N/A | #N/A
[34 empty] | 243 | #N/A | #N/A | #N/A | #N/A | #N/A | #N/A | #N/A | #N/A | #N/A | #N/A | #N/A | #N/A | #N/A | #N/A | #N/A | [7 empty] | 243 | #N/A | #N/A | #N/A | #N/A | #N/A | #N/A | #N/A | #N/A | #N/A | #N/A | #N/A | #N/A | #N/A | #N/A | #N/A
[34 empty] | 244 | #N/A | #N/A | #N/A | #N/A | #N/A | #N/A | #N/A | #N/A | #N/A | #N/A | #N/A | #N/A | #N/A | #N/A | #N/A | [7 empty] | 244 | #N/A | #N/A | #N/A | #N/A | #N/A | #N/A | #N/A | #N/A | #N/A | #N/A | #N/A | #N/A | #N/A | #N/A | #N/A
[34 empty] | 244 | #N/A | #N/A | #N/A | #N/A | #N/A | #N/A | #N/A | #N/A | #N/A | #N/A | #N/A | #N/A | #N/A | #N/A | #N/A | [7 empty] | 244 | #N/A | #N/A | #N/A | #N/A | #N/A | #N/A | #N/A | #N/A | #N/A | #N/A | #N/A | #N/A | #N/A | #N/A | #N/A
[34 empty] | 245 | #N/A | #N/A | #N/A | #N/A | #N/A | #N/A | #N/A | #N/A | #N/A | #N/A | #N/A | #N/A | #N/A | #N/A | #N/A | [7 empty] | 245 | #N/A | #N/A | #N/A | #N/A | #N/A | #N/A | #N/A | #N/A | #N/A | #N/A | #N/A | #N/A | #N/A | #N/A | #N/A
[34 empty] | 245 | #N/A | #N/A | #N/A | #N/A | #N/A | #N/A | #N/A | #N/A | #N/A | #N/A | #N/A | #N/A | #N/A | #N/A | #N/A | [7 empty] | 245 | #N/A | #N/A | #N/A | #N/A | #N/A | #N/A | #N/A | #N/A | #N/A | #N/A | #N/A | #N/A | #N/A | #N/A | #N/A
[34 empty] | 246 | #N/A | #N/A | #N/A | #N/A | #N/A | #N/A | #N/A | #N/A | #N/A | #N/A | #N/A | #N/A | #N/A | #N/A | #N/A | [7 empty] | 246 | #N/A | #N/A | #N/A | #N/A | #N/A | #N/A | #N/A | #N/A | #N/A | #N/A | #N/A | #N/A | #N/A | #N/A | #N/A
[34 empty] | 246 | #N/A | #N/A | #N/A | #N/A | #N/A | #N/A | #N/A | #N/A | #N/A | #N/A | #N/A | #N/A | #N/A | #N/A | #N/A | [7 empty] | 246 | #N/A | #N/A | #N/A | #N/A | #N/A | #N/A | #N/A | #N/A | #N/A | #N/A | #N/A | #N/A | #N/A | #N/A | #N/A
[34 empty] | 247 | #N/A | #N/A | #N/A | #N/A | #N/A | #N/A | #N/A | #N/A | #N/A | #N/A | #N/A | #N/A | #N/A | #N/A | #N/A | [7 empty] | 247 | #N/A | #N/A | #N/A | #N/A | #N/A | #N/A | #N/A | #N/A | #N/A | #N/A | #N/A | #N/A | #N/A | #N/A | #N/A
[34 empty] | 247 | #N/A | #N/A | #N/A | #N/A | #N/A | #N/A | #N/A | #N/A | #N/A | #N/A | #N/A | #N/A | #N/A | #N/A | #N/A | [7 empty] | 247 | #N/A | #N/A | #N/A | #N/A | #N/A | #N/A | #N/A | #N/A | #N/A | #N/A | #N/A | #N/A | #N/A | #N/A | #N/A
[34 empty] | 248 | #N/A | #N/A | #N/A | #N/A | #N/A | #N/A | #N/A | #N/A | #N/A | #N/A | #N/A | #N/A | #N/A | #N/A | #N/A | [7 empty] | 248 | #N/A | #N/A | #N/A | #N/A | #N/A | #N/A | #N/A | #N/A | #N/A | #N/A | #N/A | #N/A | #N/A | #N/A | #N/A
[34 empty] | 248 | #N/A | #N/A | #N/A | #N/A | #N/A | #N/A | #N/A | #N/A | #N/A | #N/A | #N/A | #N/A | #N/A | #N/A | #N/A | [7 empty] | 248 | #N/A | #N/A | #N/A | #N/A | #N/A | #N/A | #N/A | #N/A | #N/A | #N/A | #N/A | #N/A | #N/A | #N/A | #N/A
[34 empty] | 249 | #N/A | #N/A | #N/A | #N/A | #N/A | #N/A | #N/A | #N/A | #N/A | #N/A | #N/A | #N/A | #N/A | #N/A | #N/A | [7 empty] | 249 | #N/A | #N/A | #N/A | #N/A | #N/A | #N/A | #N/A | #N/A | #N/A | #N/A | #N/A | #N/A | #N/A | #N/A | #N/A
[34 empty] | 249 | #N/A | #N/A | #N/A | #N/A | #N/A | #N/A | #N/A | #N/A | #N/A | #N/A | #N/A | #N/A | #N/A | #N/A | #N/A | [7 empty] | 249 | #N/A | #N/A | #N/A | #N/A | #N/A | #N/A | #N/A | #N/A | #N/A | #N/A | #N/A | #N/A | #N/A | #N/A | #N/A
[34 empty] | 250 | #N/A | #N/A | #N/A | #N/A | #N/A | #N/A | #N/A | #N/A | #N/A | #N/A | #N/A | #N/A | #N/A | #N/A | #N/A | [7 empty] | 250 | #N/A | #N/A | #N/A | #N/A | #N/A | #N/A | #N/A | #N/A | #N/A | #N/A | #N/A | #N/A | #N/A | #N/A | #N/A
[34 empty] | 250 | #N/A | #N/A | #N/A | #N/A | #N/A | #N/A | #N/A | #N/A | #N/A | #N/A | #N/A | #N/A | #N/A | #N/A | #N/A | [7 empty] | 250 | #N/A | #N/A | #N/A | #N/A | #N/A | #N/A | #N/A | #N/A | #N/A | #N/A | #N/A | #N/A | #N/A | #N/A | #N/A
[34 empty] | 251 | #N/A | #N/A | #N/A | #N/A | #N/A | #N/A | #N/A | #N/A | #N/A | #N/A | #N/A | #N/A | #N/A | #N/A | #N/A | [7 empty] | 251 | #N/A | #N/A | #N/A | #N/A | #N/A | #N/A | #N/A | #N/A | #N/A | #N/A | #N/A | #N/A | #N/A | #N/A | #N/A
[34 empty] | 251 | #N/A | #N/A | #N/A | #N/A | #N/A | #N/A | #N/A | #N/A | #N/A | #N/A | #N/A | #N/A | #N/A | #N/A | #N/A | [7 empty] | 251 | #N/A | #N/A | #N/A | #N/A | #N/A | #N/A | #N/A | #N/A | #N/A | #N/A | #N/A | #N/A | #N/A | #N/A | #N/A
[34 empty] | 252 | #N/A | #N/A | #N/A | #N/A | #N/A | #N/A | #N/A | #N/A | #N/A | #N/A | #N/A | #N/A | #N/A | #N/A | #N/A | [7 empty] | 252 | #N/A | #N/A | #N/A | #N/A | #N/A | #N/A | #N/A | #N/A | #N/A | #N/A | #N/A | #N/A | #N/A | #N/A | #N/A
[34 empty] | 252 | #N/A | #N/A | #N/A | #N/A | #N/A | #N/A | #N/A | #N/A | #N/A | #N/A | #N/A | #N/A | #N/A | #N/A | #N/A | [7 empty] | 252 | #N/A | #N/A | #N/A | #N/A | #N/A | #N/A | #N/A | #N/A | #N/A | #N/A | #N/A | #N/A | #N/A | #N/A | #N/A
[34 empty] | 253 | #N/A | #N/A | #N/A | #N/A | #N/A | #N/A | #N/A | #N/A | #N/A | #N/A | #N/A | #N/A | #N/A | #N/A | #N/A | [7 empty] | 253 | #N/A | #N/A | #N/A | #N/A | #N/A | #N/A | #N/A | #N/A | #N/A | #N/A | #N/A | #N/A | #N/A | #N/A | #N/A
[34 empty] | 253 | #N/A | #N/A | #N/A | #N/A | #N/A | #N/A | #N/A | #N/A | #N/A | #N/A | #N/A | #N/A | #N/A | #N/A | #N/A | [7 empty] | 253 | #N/A | #N/A | #N/A | #N/A | #N/A | #N/A | #N/A | #N/A | #N/A | #N/A | #N/A | #N/A | #N/A | #N/A | #N/A
[34 empty] | 254 | #N/A | #N/A | #N/A | #N/A | #N/A | #N/A | #N/A | #N/A | #N/A | #N/A | #N/A | #N/A | #N/A | #N/A | #N/A | [7 empty] | 254 | #N/A | #N/A | #N/A | #N/A | #N/A | #N/A | #N/A | #N/A | #N/A | #N/A | #N/A | #N/A | #N/A | #N/A | #N/A
[34 empty] | 254 | #N/A | #N/A | #N/A | #N/A | #N/A | #N/A | #N/A | #N/A | #N/A | #N/A | #N/A | #N/A | #N/A | #N/A | #N/A | [7 empty] | 254 | #N/A | #N/A | #N/A | #N/A | #N/A | #N/A | #N/A | #N/A | #N/A | #N/A | #N/A | #N/A | #N/A | #N/A | #N/A
[34 empty] | 255 | #N/A | #N/A | #N/A | #N/A | #N/A | #N/A | #N/A | #N/A | #N/A | #N/A | #N/A | #N/A | #N/A | #N/A | #N/A | [7 empty] | 255 | #N/A | #N/A | #N/A | #N/A | #N/A | #N/A | #N/A | #N/A | #N/A | #N/A | #N/A | #N/A | #N/A | #N/A | #N/A
[34 empty] | 255 | #N/A | #N/A | #N/A | #N/A | #N/A | #N/A | #N/A | #N/A | #N/A | #N/A | #N/A | #N/A | #N/A | #N/A | #N/A | [7 empty] | 255 | #N/A | #N/A | #N/A | #N/A | #N/A | #N/A | #N/A | #N/A | #N/A | #N/A | #N/A | #N/A | #N/A | #N/A | #N/A
[34 empty] | 256 | #N/A | #N/A | #N/A | #N/A | #N/A | #N/A | #N/A | #N/A | #N/A | #N/A | #N/A | #N/A | #N/A | #N/A | #N/A | [7 empty] | 256 | #N/A | #N/A | #N/A | #N/A | #N/A | #N/A | #N/A | #N/A | #N/A | #N/A | #N/A | #N/A | #N/A | #N/A | #N/A
[34 empty] | 256 | #N/A | #N/A | #N/A | #N/A | #N/A | #N/A | #N/A | #N/A | #N/A | #N/A | #N/A | #N/A | #N/A | #N/A | #N/A | [7 empty] | 256 | #N/A | #N/A | #N/A | #N/A | #N/A | #N/A | #N/A | #N/A | #N/A | #N/A | #N/A | #N/A | #N/A | #N/A | #N/A
[34 empty] | 257 | #N/A | #N/A | #N/A | #N/A | #N/A | #N/A | #N/A | #N/A | #N/A | #N/A | #N/A | #N/A | #N/A | #N/A | #N/A | [7 empty] | 257 | #N/A | #N/A | #N/A | #N/A | #N/A | #N/A | #N/A | #N/A | #N/A | #N/A | #N/A | #N/A | #N/A | #N/A | #N/A
[34 empty] | 257 | #N/A | #N/A | #N/A | #N/A | #N/A | #N/A | #N/A | #N/A | #N/A | #N/A | #N/A | #N/A | #N/A | #N/A | #N/A | [7 empty] | 257 | #N/A | #N/A | #N/A | #N/A | #N/A | #N/A | #N/A | #N/A | #N/A | #N/A | #N/A | #N/A | #N/A | #N/A | #N/A
[34 empty] | 258 | #N/A | #N/A | #N/A | #N/A | #N/A | #N/A | #N/A | #N/A | #N/A | #N/A | #N/A | #N/A | #N/A | #N/A | #N/A | [7 empty] | 258 | #N/A | #N/A | #N/A | #N/A | #N/A | #N/A | #N/A | #N/A | #N/A | #N/A | #N/A | #N/A | #N/A | #N/A | #N/A
[34 empty] | 258 | #N/A | #N/A | #N/A | #N/A | #N/A | #N/A | #N/A | #N/A | #N/A | #N/A | #N/A | #N/A | #N/A | #N/A | #N/A | [7 empty] | 258 | #N/A | #N/A | #N/A | #N/A | #N/A | #N/A | #N/A | #N/A | #N/A | #N/A | #N/A | #N/A | #N/A | #N/A | #N/A
[34 empty] | 259 | #N/A | #N/A | #N/A | #N/A | #N/A | #N/A | #N/A | #N/A | #N/A | #N/A | #N/A | #N/A | #N/A | #N/A | #N/A | [7 empty] | 259 | #N/A | #N/A | #N/A | #N/A | #N/A | #N/A | #N/A | #N/A | #N/A | #N/A | #N/A | #N/A | #N/A | #N/A | #N/A
[34 empty] | 259 | #N/A | #N/A | #N/A | #N/A | #N/A | #N/A | #N/A | #N/A | #N/A | #N/A | #N/A | #N/A | #N/A | #N/A | #N/A | [7 empty] | 259 | #N/A | #N/A | #N/A | #N/A | #N/A | #N/A | #N/A | #N/A | #N/A | #N/A | #N/A | #N/A | #N/A | #N/A | #N/A
[34 empty] | 260 | #N/A | #N/A | #N/A | #N/A | #N/A | #N/A | #N/A | #N/A | #N/A | #N/A | #N/A | #N/A | #N/A | #N/A | #N/A | [7 empty] | 260 | #N/A | #N/A | #N/A | #N/A | #N/A | #N/A | #N/A | #N/A | #N/A | #N/A | #N/A | #N/A | #N/A | #N/A | #N/A
[34 empty] | 260 | #N/A | #N/A | #N/A | #N/A | #N/A | #N/A | #N/A | #N/A | #N/A | #N/A | #N/A | #N/A | #N/A | #N/A | #N/A | [7 empty] | 260 | #N/A | #N/A | #N/A | #N/A | #N/A | #N/A | #N/A | #N/A | #N/A | #N/A | #N/A | #N/A | #N/A | #N/A | #N/A
[34 empty] | 261 | #N/A | #N/A | #N/A | #N/A | #N/A | #N/A | #N/A | #N/A | #N/A | #N/A | #N/A | #N/A | #N/A | #N/A | #N/A | [7 empty] | 261 | #N/A | #N/A | #N/A | #N/A | #N/A | #N/A | #N/A | #N/A | #N/A | #N/A | #N/A | #N/A | #N/A | #N/A | #N/A
[34 empty] | 261 | #N/A | #N/A | #N/A | #N/A | #N/A | #N/A | #N/A | #N/A | #N/A | #N/A | #N/A | #N/A | #N/A | #N/A | #N/A | [7 empty] | 261 | #N/A | #N/A | #N/A | #N/A | #N/A | #N/A | #N/A | #N/A | #N/A | #N/A | #N/A | #N/A | #N/A | #N/A | #N/A
[34 empty] | 262 | #N/A | #N/A | #N/A | #N/A | #N/A | #N/A | #N/A | #N/A | #N/A | #N/A | #N/A | #N/A | #N/A | #N/A | #N/A | [7 empty] | 262 | #N/A | #N/A | #N/A | #N/A | #N/A | #N/A | #N/A | #N/A | #N/A | #N/A | #N/A | #N/A | #N/A | #N/A | #N/A
[34 empty] | 262 | #N/A | #N/A | #N/A | #N/A | #N/A | #N/A | #N/A | #N/A | #N/A | #N/A | #N/A | #N/A | #N/A | #N/A | #N/A | [7 empty] | 262 | #N/A | #N/A | #N/A | #N/A | #N/A | #N/A | #N/A | #N/A | #N/A | #N/A | #N/A | #N/A | #N/A | #N/A | #N/A
[34 empty] | 263 | #N/A | #N/A | #N/A | #N/A | #N/A | #N/A | #N/A | #N/A | #N/A | #N/A | #N/A | #N/A | #N/A | #N/A | #N/A | [7 empty] | 263 | #N/A | #N/A | #N/A | #N/A | #N/A | #N/A | #N/A | #N/A | #N/A | #N/A | #N/A | #N/A | #N/A | #N/A | #N/A
[34 empty] | 263 | #N/A | #N/A | #N/A | #N/A | #N/A | #N/A | #N/A | #N/A | #N/A | #N/A | #N/A | #N/A | #N/A | #N/A | #N/A | [7 empty] | 263 | #N/A | #N/A | #N/A | #N/A | #N/A | #N/A | #N/A | #N/A | #N/A | #N/A | #N/A | #N/A | #N/A | #N/A | #N/A
[34 empty] | 264 | #N/A | #N/A | #N/A | #N/A | #N/A | #N/A | #N/A | #N/A | #N/A | #N/A | #N/A | #N/A | #N/A | #N/A | #N/A | [7 empty] | 264 | #N/A | #N/A | #N/A | #N/A | #N/A | #N/A | #N/A | #N/A | #N/A | #N/A | #N/A | #N/A | #N/A | #N/A | #N/A
[34 empty] | 264 | #N/A | #N/A | #N/A | #N/A | #N/A | #N/A | #N/A | #N/A | #N/A | #N/A | #N/A | #N/A | #N/A | #N/A | #N/A | [7 empty] | 264 | #N/A | #N/A | #N/A | #N/A | #N/A | #N/A | #N/A | #N/A | #N/A | #N/A | #N/A | #N/A | #N/A | #N/A | #N/A
[34 empty] | 265 | #N/A | #N/A | #N/A | #N/A | #N/A | #N/A | #N/A | #N/A | #N/A | #N/A | #N/A | #N/A | #N/A | #N/A | #N/A | [7 empty] | 265 | #N/A | #N/A | #N/A | #N/A | #N/A | #N/A | #N/A | #N/A | #N/A | #N/A | #N/A | #N/A | #N/A | #N/A | #N/A
[34 empty] | 265 | #N/A | #N/A | #N/A | #N/A | #N/A | #N/A | #N/A | #N/A | #N/A | #N/A | #N/A | #N/A | #N/A | #N/A | #N/A | [7 empty] | 265 | #N/A | #N/A | #N/A | #N/A | #N/A | #N/A | #N/A | #N/A | #N/A | #N/A | #N/A | #N/A | #N/A | #N/A | #N/A
[34 empty] | 266 | #N/A | #N/A | #N/A | #N/A | #N/A | #N/A | #N/A | #N/A | #N/A | #N/A | #N/A | #N/A | #N/A | #N/A | #N/A | [7 empty] | 266 | #N/A | #N/A | #N/A | #N/A | #N/A | #N/A | #N/A | #N/A | #N/A | #N/A | #N/A | #N/A | #N/A | #N/A | #N/A
[34 empty] | 266 | #N/A | #N/A | #N/A | #N/A | #N/A | #N/A | #N/A | #N/A | #N/A | #N/A | #N/A | #N/A | #N/A | #N/A | #N/A | [7 empty] | 266 | #N/A | #N/A | #N/A | #N/A | #N/A | #N/A | #N/A | #N/A | #N/A | #N/A | #N/A | #N/A | #N/A | #N/A | #N/A
[34 empty] | 267 | #N/A | #N/A | #N/A | #N/A | #N/A | #N/A | #N/A | #N/A | #N/A | #N/A | #N/A | #N/A | #N/A | #N/A | #N/A | [7 empty] | 267 | #N/A | #N/A | #N/A | #N/A | #N/A | #N/A | #N/A | #N/A | #N/A | #N/A | #N/A | #N/A | #N/A | #N/A | #N/A
[34 empty] | 267 | #N/A | #N/A | #N/A | #N/A | #N/A | #N/A | #N/A | #N/A | #N/A | #N/A | #N/A | #N/A | #N/A | #N/A | #N/A | [7 empty] | 267 | #N/A | #N/A | #N/A | #N/A | #N/A | #N/A | #N/A | #N/A | #N/A | #N/A | #N/A | #N/A | #N/A | #N/A | #N/A
[34 empty] | 268 | #N/A | #N/A | #N/A | #N/A | #N/A | #N/A | #N/A | #N/A | #N/A | #N/A | #N/A | #N/A | #N/A | #N/A | #N/A | [7 empty] | 268 | #N/A | #N/A | #N/A | #N/A | #N/A | #N/A | #N/A | #N/A | #N/A | #N/A | #N/A | #N/A | #N/A | #N/A | #N/A
[34 empty] | 268 | #N/A | #N/A | #N/A | #N/A | #N/A | #N/A | #N/A | #N/A | #N/A | #N/A | #N/A | #N/A | #N/A | #N/A | #N/A | [7 empty] | 268 | #N/A | #N/A | #N/A | #N/A | #N/A | #N/A | #N/A | #N/A | #N/A | #N/A | #N/A | #N/A | #N/A | #N/A | #N/A
[34 empty] | 269 | #N/A | #N/A | #N/A | #N/A | #N/A | #N/A | #N/A | #N/A | #N/A | #N/A | #N/A | #N/A | #N/A | #N/A | #N/A | [7 empty] | 269 | #N/A | #N/A | #N/A | #N/A | #N/A | #N/A | #N/A | #N/A | #N/A | #N/A | #N/A | #N/A | #N/A | #N/A | #N/A
[34 empty] | 269 | #N/A | #N/A | #N/A | #N/A | #N/A | #N/A | #N/A | #N/A | #N/A | #N/A | #N/A | #N/A | #N/A | #N/A | #N/A | [7 empty] | 269 | #N/A | #N/A | #N/A | #N/A | #N/A | #N/A | #N/A | #N/A | #N/A | #N/A | #N/A | #N/A | #N/A | #N/A | #N/A
[34 empty] | 270 | #N/A | #N/A | #N/A | #N/A | #N/A | #N/A | #N/A | #N/A | #N/A | #N/A | #N/A | #N/A | #N/A | #N/A | #N/A | [7 empty] | 270 | #N/A | #N/A | #N/A | #N/A | #N/A | #N/A | #N/A | #N/A | #N/A | #N/A | #N/A | #N/A | #N/A | #N/A | #N/A
[34 empty] | 270 | #N/A | #N/A | #N/A | #N/A | #N/A | #N/A | #N/A | #N/A | #N/A | #N/A | #N/A | #N/A | #N/A | #N/A | #N/A | [7 empty] | 270 | #N/A | #N/A | #N/A | #N/A | #N/A | #N/A | #N/A | #N/A | #N/A | #N/A | #N/A | #N/A | #N/A | #N/A | #N/A
[34 empty] | 271 | #N/A | #N/A | #N/A | #N/A | #N/A | #N/A | #N/A | #N/A | #N/A | #N/A | #N/A | #N/A | #N/A | #N/A | #N/A | [7 empty] | 271 | #N/A | #N/A | #N/A | #N/A | #N/A | #N/A | #N/A | #N/A | #N/A | #N/A | #N/A | #N/A | #N/A | #N/A | #N/A
[34 empty] | 271 | #N/A | #N/A | #N/A | #N/A | #N/A | #N/A | #N/A | #N/A | #N/A | #N/A | #N/A | #N/A | #N/A | #N/A | #N/A | [7 empty] | 271 | #N/A | #N/A | #N/A | #N/A | #N/A | #N/A | #N/A | #N/A | #N/A | #N/A | #N/A | #N/A | #N/A | #N/A | #N/A
[34 empty] | 272 | #N/A | #N/A | #N/A | #N/A | #N/A | #N/A | #N/A | #N/A | #N/A | #N/A | #N/A | #N/A | #N/A | #N/A | #N/A | [7 empty] | 272 | #N/A | #N/A | #N/A | #N/A | #N/A | #N/A | #N/A | #N/A | #N/A | #N/A | #N/A | #N/A | #N/A | #N/A | #N/A
[34 empty] | 272 | #N/A | #N/A | #N/A | #N/A | #N/A | #N/A | #N/A | #N/A | #N/A | #N/A | #N/A | #N/A | #N/A | #N/A | #N/A | [7 empty] | 272 | #N/A | #N/A | #N/A | #N/A | #N/A | #N/A | #N/A | #N/A | #N/A | #N/A | #N/A | #N/A | #N/A | #N/A | #N/A
[34 empty] | 273 | #N/A | #N/A | #N/A | #N/A | #N/A | #N/A | #N/A | #N/A | #N/A | #N/A | #N/A | #N/A | #N/A | #N/A | #N/A | [7 empty] | 273 | #N/A | #N/A | #N/A | #N/A | #N/A | #N/A | #N/A | #N/A | #N/A | #N/A | #N/A | #N/A | #N/A | #N/A | #N/A
[34 empty] | 273 | #N/A | #N/A | #N/A | #N/A | #N/A | #N/A | #N/A | #N/A | #N/A | #N/A | #N/A | #N/A | #N/A | #N/A | #N/A | [7 empty] | 273 | #N/A | #N/A | #N/A | #N/A | #N/A | #N/A | #N/A | #N/A | #N/A | #N/A | #N/A | #N/A | #N/A | #N/A | #N/A
[34 empty] | 274 | #N/A | #N/A | #N/A | #N/A | #N/A | #N/A | #N/A | #N/A | #N/A | #N/A | #N/A | #N/A | #N/A | #N/A | #N/A | [7 empty] | 274 | #N/A | #N/A | #N/A | #N/A | #N/A | #N/A | #N/A | #N/A | #N/A | #N/A | #N/A | #N/A | #N/A | #N/A | #N/A
[34 empty] | 274 | #N/A | #N/A | #N/A | #N/A | #N/A | #N/A | #N/A | #N/A | #N/A | #N/A | #N/A | #N/A | #N/A | #N/A | #N/A | [7 empty] | 274 | #N/A | #N/A | #N/A | #N/A | #N/A | #N/A | #N/A | #N/A | #N/A | #N/A | #N/A | #N/A | #N/A | #N/A | #N/A
[34 empty] | 275 | #N/A | #N/A | #N/A | #N/A | #N/A | #N/A | #N/A | #N/A | #N/A | #N/A | #N/A | #N/A | #N/A | #N/A | #N/A | [7 empty] | 275 | #N/A | #N/A | #N/A | #N/A | #N/A | #N/A | #N/A | #N/A | #N/A | #N/A | #N/A | #N/A | #N/A | #N/A | #N/A
[34 empty] | 275 | #N/A | #N/A | #N/A | #N/A | #N/A | #N/A | #N/A | #N/A | #N/A | #N/A | #N/A | #N/A | #N/A | #N/A | #N/A | [7 empty] | 275 | #N/A | #N/A | #N/A | #N/A | #N/A | #N/A | #N/A | #N/A | #N/A | #N/A | #N/A | #N/A | #N/A | #N/A | #N/A
[34 empty] | 276 | #N/A | #N/A | #N/A | #N/A | #N/A | #N/A | #N/A | #N/A | #N/A | #N/A | #N/A | #N/A | #N/A | #N/A | #N/A | [7 empty] | 276 | #N/A | #N/A | #N/A | #N/A | #N/A | #N/A | #N/A | #N/A | #N/A | #N/A | #N/A | #N/A | #N/A | #N/A | #N/A
[34 empty] | 276 | #N/A | #N/A | #N/A | #N/A | #N/A | #N/A | #N/A | #N/A | #N/A | #N/A | #N/A | #N/A | #N/A | #N/A | #N/A | [7 empty] | 276 | #N/A | #N/A | #N/A | #N/A | #N/A | #N/A | #N/A | #N/A | #N/A | #N/A | #N/A | #N/A | #N/A | #N/A | #N/A
[34 empty] | 277 | #N/A | #N/A | #N/A | #N/A | #N/A | #N/A | #N/A | #N/A | #N/A | #N/A | #N/A | #N/A | #N/A | #N/A | #N/A | [7 empty] | 277 | #N/A | #N/A | #N/A | #N/A | #N/A | #N/A | #N/A | #N/A | #N/A | #N/A | #N/A | #N/A | #N/A | #N/A | #N/A
[34 empty] | 277 | #N/A | #N/A | #N/A | #N/A | #N/A | #N/A | #N/A | #N/A | #N/A | #N/A | #N/A | #N/A | #N/A | #N/A | #N/A | [7 empty] | 277 | #N/A | #N/A | #N/A | #N/A | #N/A | #N/A | #N/A | #N/A | #N/A | #N/A | #N/A | #N/A | #N/A | #N/A | #N/A
[34 empty] | 278 | #N/A | #N/A | #N/A | #N/A | #N/A | #N/A | #N/A | #N/A | #N/A | #N/A | #N/A | #N/A | #N/A | #N/A | #N/A | [7 empty] | 278 | #N/A | #N/A | #N/A | #N/A | #N/A | #N/A | #N/A | #N/A | #N/A | #N/A | #N/A | #N/A | #N/A | #N/A | #N/A
[34 empty] | 278 | #N/A | #N/A | #N/A | #N/A | #N/A | #N/A | #N/A | #N/A | #N/A | #N/A | #N/A | #N/A | #N/A | #N/A | #N/A | [7 empty] | 278 | #N/A | #N/A | #N/A | #N/A | #N/A | #N/A | #N/A | #N/A | #N/A | #N/A | #N/A | #N/A | #N/A | #N/A | #N/A
[34 empty] | 279 | #N/A | #N/A | #N/A | #N/A | #N/A | #N/A | #N/A | #N/A | #N/A | #N/A | #N/A | #N/A | #N/A | #N/A | #N/A | [7 empty] | 279 | #N/A | #N/A | #N/A | #N/A | #N/A | #N/A | #N/A | #N/A | #N/A | #N/A | #N/A | #N/A | #N/A | #N/A | #N/A
[34 empty] | 279 | #N/A | #N/A | #N/A | #N/A | #N/A | #N/A | #N/A | #N/A | #N/A | #N/A | #N/A | #N/A | #N/A | #N/A | #N/A | [7 empty] | 279 | #N/A | #N/A | #N/A | #N/A | #N/A | #N/A | #N/A | #N/A | #N/A | #N/A | #N/A | #N/A | #N/A | #N/A | #N/A
[34 empty] | 280 | #N/A | #N/A | #N/A | #N/A | #N/A | #N/A | #N/A | #N/A | #N/A | #N/A | #N/A | #N/A | #N/A | #N/A | #N/A | [7 empty] | 280 | #N/A | #N/A | #N/A | #N/A | #N/A | #N/A | #N/A | #N/A | #N/A | #N/A | #N/A | #N/A | #N/A | #N/A | #N/A
[34 empty] | 280 | #N/A | #N/A | #N/A | #N/A | #N/A | #N/A | #N/A | #N/A | #N/A | #N/A | #N/A | #N/A | #N/A | #N/A | #N/A | [7 empty] | 280 | #N/A | #N/A | #N/A | #N/A | #N/A | #N/A | #N/A | #N/A | #N/A | #N/A | #N/A | #N/A | #N/A | #N/A | #N/A
[34 empty] | 281 | #N/A | #N/A | #N/A | #N/A | #N/A | #N/A | #N/A | #N/A | #N/A | #N/A | #N/A | #N/A | #N/A | #N/A | #N/A | [7 empty] | 281 | #N/A | #N/A | #N/A | #N/A | #N/A | #N/A | #N/A | #N/A | #N/A | #N/A | #N/A | #N/A | #N/A | #N/A | #N/A
[34 empty] | 281 | #N/A | #N/A | #N/A | #N/A | #N/A | #N/A | #N/A | #N/A | #N/A | #N/A | #N/A | #N/A | #N/A | #N/A | #N/A | [7 empty] | 281 | #N/A | #N/A | #N/A | #N/A | #N/A | #N/A | #N/A | #N/A | #N/A | #N/A | #N/A | #N/A | #N/A | #N/A | #N/A
[34 empty] | 282 | #N/A | #N/A | #N/A | #N/A | #N/A | #N/A | #N/A | #N/A | #N/A | #N/A | #N/A | #N/A | #N/A | #N/A | #N/A | [7 empty] | 282 | #N/A | #N/A | #N/A | #N/A | #N/A | #N/A | #N/A | #N/A | #N/A | #N/A | #N/A | #N/A | #N/A | #N/A | #N/A
[34 empty] | 282 | #N/A | #N/A | #N/A | #N/A | #N/A | #N/A | #N/A | #N/A | #N/A | #N/A | #N/A | #N/A | #N/A | #N/A | #N/A | [7 empty] | 282 | #N/A | #N/A | #N/A | #N/A | #N/A | #N/A | #N/A | #N/A | #N/A | #N/A | #N/A | #N/A | #N/A | #N/A | #N/A
[34 empty] | 283 | #N/A | #N/A | #N/A | #N/A | #N/A | #N/A | #N/A | #N/A | #N/A | #N/A | #N/A | #N/A | #N/A | #N/A | #N/A | [7 empty] | 283 | #N/A | #N/A | #N/A | #N/A | #N/A | #N/A | #N/A | #N/A | #N/A | #N/A | #N/A | #N/A | #N/A | #N/A | #N/A
[34 empty] | 283 | #N/A | #N/A | #N/A | #N/A | #N/A | #N/A | #N/A | #N/A | #N/A | #N/A | #N/A | #N/A | #N/A | #N/A | #N/A | [7 empty] | 283 | #N/A | #N/A | #N/A | #N/A | #N/A | #N/A | #N/A | #N/A | #N/A | #N/A | #N/A | #N/A | #N/A | #N/A | #N/A
[34 empty] | 284 | #N/A | #N/A | #N/A | #N/A | #N/A | #N/A | #N/A | #N/A | #N/A | #N/A | #N/A | #N/A | #N/A | #N/A | #N/A | [7 empty] | 284 | #N/A | #N/A | #N/A | #N/A | #N/A | #N/A | #N/A | #N/A | #N/A | #N/A | #N/A | #N/A | #N/A | #N/A | #N/A
[34 empty] | 284 | #N/A | #N/A | #N/A | #N/A | #N/A | #N/A | #N/A | #N/A | #N/A | #N/A | #N/A | #N/A | #N/A | #N/A | #N/A | [7 empty] | 284 | #N/A | #N/A | #N/A | #N/A | #N/A | #N/A | #N/A | #N/A | #N/A | #N/A | #N/A | #N/A | #N/A | #N/A | #N/A
[34 empty] | 285 | #N/A | #N/A | #N/A | #N/A | #N/A | #N/A | #N/A | #N/A | #N/A | #N/A | #N/A | #N/A | #N/A | #N/A | #N/A | [7 empty] | 285 | #N/A | #N/A | #N/A | #N/A | #N/A | #N/A | #N/A | #N/A | #N/A | #N/A | #N/A | #N/A | #N/A | #N/A | #N/A
[34 empty] | 285 | #N/A | #N/A | #N/A | #N/A | #N/A | #N/A | #N/A | #N/A | #N/A | #N/A | #N/A | #N/A | #N/A | #N/A | #N/A | [7 empty] | 285 | #N/A | #N/A | #N/A | #N/A | #N/A | #N/A | #N/A | #N/A | #N/A | #N/A | #N/A | #N/A | #N/A | #N/A | #N/A
[34 empty] | 286 | #N/A | #N/A | #N/A | #N/A | #N/A | #N/A | #N/A | #N/A | #N/A | #N/A | #N/A | #N/A | #N/A | #N/A | #N/A | [7 empty] | 286 | #N/A | #N/A | #N/A | #N/A | #N/A | #N/A | #N/A | #N/A | #N/A | #N/A | #N/A | #N/A | #N/A | #N/A | #N/A
[34 empty] | 286 | #N/A | #N/A | #N/A | #N/A | #N/A | #N/A | #N/A | #N/A | #N/A | #N/A | #N/A | #N/A | #N/A | #N/A | #N/A | [7 empty] | 286 | #N/A | #N/A | #N/A | #N/A | #N/A | #N/A | #N/A | #N/A | #N/A | #N/A | #N/A | #N/A | #N/A | #N/A | #N/A
[34 empty] | 287 | #N/A | #N/A | #N/A | #N/A | #N/A | #N/A | #N/A | #N/A | #N/A | #N/A | #N/A | #N/A | #N/A | #N/A | #N/A | [7 empty] | 287 | #N/A | #N/A | #N/A | #N/A | #N/A | #N/A | #N/A | #N/A | #N/A | #N/A | #N/A | #N/A | #N/A | #N/A | #N/A
[34 empty] | 287 | #N/A | #N/A | #N/A | #N/A | #N/A | #N/A | #N/A | #N/A | #N/A | #N/A | #N/A | #N/A | #N/A | #N/A | #N/A | [7 empty] | 287 | #N/A | #N/A | #N/A | #N/A | #N/A | #N/A | #N/A | #N/A | #N/A | #N/A | #N/A | #N/A | #N/A | #N/A | #N/A
[34 empty] | 288 | #N/A | #N/A | #N/A | #N/A | #N/A | #N/A | #N/A | #N/A | #N/A | #N/A | #N/A | #N/A | #N/A | #N/A | #N/A | [7 empty] | 288 | #N/A | #N/A | #N/A | #N/A | #N/A | #N/A | #N/A | #N/A | #N/A | #N/A | #N/A | #N/A | #N/A | #N/A | #N/A
[34 empty] | 288 | #N/A | #N/A | #N/A | #N/A | #N/A | #N/A | #N/A | #N/A | #N/A | #N/A | #N/A | #N/A | #N/A | #N/A | #N/A | [7 empty] | 288 | #N/A | #N/A | #N/A | #N/A | #N/A | #N/A | #N/A | #N/A | #N/A | #N/A | #N/A | #N/A | #N/A | #N/A | #N/A
[34 empty] | 289 | #N/A | #N/A | #N/A | #N/A | #N/A | #N/A | #N/A | #N/A | #N/A | #N/A | #N/A | #N/A | #N/A | #N/A | #N/A | [7 empty] | 289 | #N/A | #N/A | #N/A | #N/A | #N/A | #N/A | #N/A | #N/A | #N/A | #N/A | #N/A | #N/A | #N/A | #N/A | #N/A
[34 empty] | 289 | #N/A | #N/A | #N/A | #N/A | #N/A | #N/A | #N/A | #N/A | #N/A | #N/A | #N/A | #N/A | #N/A | #N/A | #N/A | [7 empty] | 289 | #N/A | #N/A | #N/A | #N/A | #N/A | #N/A | #N/A | #N/A | #N/A | #N/A | #N/A | #N/A | #N/A | #N/A | #N/A
[34 empty] | 290 | #N/A | #N/A | #N/A | #N/A | #N/A | #N/A | #N/A | #N/A | #N/A | #N/A | #N/A | #N/A | #N/A | #N/A | #N/A | [7 empty] | 290 | #N/A | #N/A | #N/A | #N/A | #N/A | #N/A | #N/A | #N/A | #N/A | #N/A | #N/A | #N/A | #N/A | #N/A | #N/A
[34 empty] | 290 | #N/A | #N/A | #N/A | #N/A | #N/A | #N/A | #N/A | #N/A | #N/A | #N/A | #N/A | #N/A | #N/A | #N/A | #N/A | [7 empty] | 290 | #N/A | #N/A | #N/A | #N/A | #N/A | #N/A | #N/A | #N/A | #N/A | #N/A | #N/A | #N/A | #N/A | #N/A | #N/A
[34 empty] | 291 | #N/A | #N/A | #N/A | #N/A | #N/A | #N/A | #N/A | #N/A | #N/A | #N/A | #N/A | #N/A | #N/A | #N/A | #N/A | [7 empty] | 291 | #N/A | #N/A | #N/A | #N/A | #N/A | #N/A | #N/A | #N/A | #N/A | #N/A | #N/A | #N/A | #N/A | #N/A | #N/A
[34 empty] | 291 | #N/A | #N/A | #N/A | #N/A | #N/A | #N/A | #N/A | #N/A | #N/A | #N/A | #N/A | #N/A | #N/A | #N/A | #N/A | [7 empty] | 291 | #N/A | #N/A | #N/A | #N/A | #N/A | #N/A | #N/A | #N/A | #N/A | #N/A | #N/A | #N/A | #N/A | #N/A | #N/A
[34 empty] | 292 | #N/A | #N/A | #N/A | #N/A | #N/A | #N/A | #N/A | #N/A | #N/A | #N/A | #N/A | #N/A | #N/A | #N/A | #N/A | [7 empty] | 292 | #N/A | #N/A | #N/A | #N/A | #N/A | #N/A | #N/A | #N/A | #N/A | #N/A | #N/A | #N/A | #N/A | #N/A | #N/A
[34 empty] | 292 | #N/A | #N/A | #N/A | #N/A | #N/A | #N/A | #N/A | #N/A | #N/A | #N/A | #N/A | #N/A | #N/A | #N/A | #N/A | [7 empty] | 292 | #N/A | #N/A | #N/A | #N/A | #N/A | #N/A | #N/A | #N/A | #N/A | #N/A | #N/A | #N/A | #N/A | #N/A | #N/A
[34 empty] | 293 | #N/A | #N/A | #N/A | #N/A | #N/A | #N/A | #N/A | #N/A | #N/A | #N/A | #N/A | #N/A | #N/A | #N/A | #N/A | [7 empty] | 293 | #N/A | #N/A | #N/A | #N/A | #N/A | #N/A | #N/A | #N/A | #N/A | #N/A | #N/A | #N/A | #N/A | #N/A | #N/A
[34 empty] | 293 | #N/A | #N/A | #N/A | #N/A | #N/A | #N/A | #N/A | #N/A | #N/A | #N/A | #N/A | #N/A | #N/A | #N/A | #N/A | [7 empty] | 293 | #N/A | #N/A | #N/A | #N/A | #N/A | #N/A | #N/A | #N/A | #N/A | #N/A | #N/A | #N/A | #N/A | #N/A | #N/A
[34 empty] | 294 | #N/A | #N/A | #N/A | #N/A | #N/A | #N/A | #N/A | #N/A | #N/A | #N/A | #N/A | #N/A | #N/A | #N/A | #N/A | [7 empty] | 294 | #N/A | #N/A | #N/A | #N/A | #N/A | #N/A | #N/A | #N/A | #N/A | #N/A | #N/A | #N/A | #N/A | #N/A | #N/A
[34 empty] | 294 | #N/A | #N/A | #N/A | #N/A | #N/A | #N/A | #N/A | #N/A | #N/A | #N/A | #N/A | #N/A | #N/A | #N/A | #N/A | [7 empty] | 294 | #N/A | #N/A | #N/A | #N/A | #N/A | #N/A | #N/A | #N/A | #N/A | #N/A | #N/A | #N/A | #N/A | #N/A | #N/A
[34 empty] | 295 | #N/A | #N/A | #N/A | #N/A | #N/A | #N/A | #N/A | #N/A | #N/A | #N/A | #N/A | #N/A | #N/A | #N/A | #N/A | [7 empty] | 295 | #N/A | #N/A | #N/A | #N/A | #N/A | #N/A | #N/A | #N/A | #N/A | #N/A | #N/A | #N/A | #N/A | #N/A | #N/A
[34 empty] | 295 | #N/A | #N/A | #N/A | #N/A | #N/A | #N/A | #N/A | #N/A | #N/A | #N/A | #N/A | #N/A | #N/A | #N/A | #N/A | [7 empty] | 295 | #N/A | #N/A | #N/A | #N/A | #N/A | #N/A | #N/A | #N/A | #N/A | #N/A | #N/A | #N/A | #N/A | #N/A | #N/A
[34 empty] | 296 | #N/A | #N/A | #N/A | #N/A | #N/A | #N/A | #N/A | #N/A | #N/A | #N/A | #N/A | #N/A | #N/A | #N/A | #N/A | [7 empty] | 296 | #N/A | #N/A | #N/A | #N/A | #N/A | #N/A | #N/A | #N/A | #N/A | #N/A | #N/A | #N/A | #N/A | #N/A | #N/A
[34 empty] | 296 | #N/A | #N/A | #N/A | #N/A | #N/A | #N/A | #N/A | #N/A | #N/A | #N/A | #N/A | #N/A | #N/A | #N/A | #N/A | [7 empty] | 296 | #N/A | #N/A | #N/A | #N/A | #N/A | #N/A | #N/A | #N/A | #N/A | #N/A | #N/A | #N/A | #N/A | #N/A | #N/A
[34 empty] | 297 | #N/A | #N/A | #N/A | #N/A | #N/A | #N/A | #N/A | #N/A | #N/A | #N/A | #N/A | #N/A | #N/A | #N/A | #N/A | [7 empty] | 297 | #N/A | #N/A | #N/A | #N/A | #N/A | #N/A | #N/A | #N/A | #N/A | #N/A | #N/A | #N/A | #N/A | #N/A | #N/A
[34 empty] | 297 | #N/A | #N/A | #N/A | #N/A | #N/A | #N/A | #N/A | #N/A | #N/A | #N/A | #N/A | #N/A | #N/A | #N/A | #N/A | [7 empty] | 297 | #N/A | #N/A | #N/A | #N/A | #N/A | #N/A | #N/A | #N/A | #N/A | #N/A | #N/A | #N/A | #N/A | #N/A | #N/A
[34 empty] | 298 | #N/A | #N/A | #N/A | #N/A | #N/A | #N/A | #N/A | #N/A | #N/A | #N/A | #N/A | #N/A | #N/A | #N/A | #N/A | [7 empty] | 298 | #N/A | #N/A | #N/A | #N/A | #N/A | #N/A | #N/A | #N/A | #N/A | #N/A | #N/A | #N/A | #N/A | #N/A | #N/A
[34 empty] | 298 | #N/A | #N/A | #N/A | #N/A | #N/A | #N/A | #N/A | #N/A | #N/A | #N/A | #N/A | #N/A | #N/A | #N/A | #N/A | [7 empty] | 298 | #N/A | #N/A | #N/A | #N/A | #N/A | #N/A | #N/A | #N/A | #N/A | #N/A | #N/A | #N/A | #N/A | #N/A | #N/A
[34 empty] | 299 | #N/A | #N/A | #N/A | #N/A | #N/A | #N/A | #N/A | #N/A | #N/A | #N/A | #N/A | #N/A | #N/A | #N/A | #N/A | [7 empty] | 299 | #N/A | #N/A | #N/A | #N/A | #N/A | #N/A | #N/A | #N/A | #N/A | #N/A | #N/A | #N/A | #N/A | #N/A | #N/A
[34 empty] | 299 | #N/A | #N/A | #N/A | #N/A | #N/A | #N/A | #N/A | #N/A | #N/A | #N/A | #N/A | #N/A | #N/A | #N/A | #N/A | [7 empty] | 299 | #N/A | #N/A | #N/A | #N/A | #N/A | #N/A | #N/A | #N/A | #N/A | #N/A | #N/A | #N/A | #N/A | #N/A | #N/A
[34 empty] | 300 | #N/A | #N/A | #N/A | #N/A | #N/A | #N/A | #N/A | #N/A | #N/A | #N/A | #N/A | #N/A | #N/A | #N/A | #N/A | [7 empty] | 300 | #N/A | #N/A | #N/A | #N/A | #N/A | #N/A | #N/A | #N/A | #N/A | #N/A | #N/A | #N/A | #N/A | #N/A | #N/A
[34 empty] | 300 | #N/A | #N/A | #N/A | #N/A | #N/A | #N/A | #N/A | #N/A | #N/A | #N/A | #N/A | #N/A | #N/A | #N/A | #N/A | [7 empty] | 300 | #N/A | #N/A | #N/A | #N/A | #N/A | #N/A | #N/A | #N/A | #N/A | #N/A | #N/A | #N/A | #N/A | #N/A | #N/A
[34 empty] | 301 | #N/A | #N/A | #N/A | #N/A | #N/A | #N/A | #N/A | #N/A | #N/A | #N/A | #N/A | #N/A | #N/A | #N/A | #N/A | [7 empty] | 301 | #N/A | #N/A | #N/A | #N/A | #N/A | #N/A | #N/A | #N/A | #N/A | #N/A | #N/A | #N/A | #N/A | #N/A | #N/A
[34 empty] | 301 | #N/A | #N/A | #N/A | #N/A | #N/A | #N/A | #N/A | #N/A | #N/A | #N/A | #N/A | #N/A | #N/A | #N/A | #N/A | [7 empty] | 301 | #N/A | #N/A | #N/A | #N/A | #N/A | #N/A | #N/A | #N/A | #N/A | #N/A | #N/A | #N/A | #N/A | #N/A | #N/A
[34 empty] | 302 | #N/A | #N/A | #N/A | #N/A | #N/A | #N/A | #N/A | #N/A | #N/A | #N/A | #N/A | #N/A | #N/A | #N/A | #N/A | [7 empty] | 302 | #N/A | #N/A | #N/A | #N/A | #N/A | #N/A | #N/A | #N/A | #N/A | #N/A | #N/A | #N/A | #N/A | #N/A | #N/A
[34 empty] | 302 | #N/A | #N/A | #N/A | #N/A | #N/A | #N/A | #N/A | #N/A | #N/A | #N/A | #N/A | #N/A | #N/A | #N/A | #N/A | [7 empty] | 302 | #N/A | #N/A | #N/A | #N/A | #N/A | #N/A | #N/A | #N/A | #N/A | #N/A | #N/A | #N/A | #N/A | #N/A | #N/A
[34 empty] | 303 | #N/A | #N/A | #N/A | #N/A | #N/A | #N/A | #N/A | #N/A | #N/A | #N/A | #N/A | #N/A | #N/A | #N/A | #N/A | [7 empty] | 303 | #N/A | #N/A | #N/A | #N/A | #N/A | #N/A | #N/A | #N/A | #N/A | #N/A | #N/A | #N/A | #N/A | #N/A | #N/A
[34 empty] | 303 | #N/A | #N/A | #N/A | #N/A | #N/A | #N/A | #N/A | #N/A | #N/A | #N/A | #N/A | #N/A | #N/A | #N/A | #N/A | [7 empty] | 303 | #N/A | #N/A | #N/A | #N/A | #N/A | #N/A | #N/A | #N/A | #N/A | #N/A | #N/A | #N/A | #N/A | #N/A | #N/A
[34 empty] | 304 | #N/A | #N/A | #N/A | #N/A | #N/A | #N/A | #N/A | #N/A | #N/A | #N/A | #N/A | #N/A | #N/A | #N/A | #N/A | [7 empty] | 304 | #N/A | #N/A | #N/A | #N/A | #N/A | #N/A | #N/A | #N/A | #N/A | #N/A | #N/A | #N/A | #N/A | #N/A | #N/A
[34 empty] | 304 | #N/A | #N/A | #N/A | #N/A | #N/A | #N/A | #N/A | #N/A | #N/A | #N/A | #N/A | #N/A | #N/A | #N/A | #N/A | [7 empty] | 304 | #N/A | #N/A | #N/A | #N/A | #N/A | #N/A | #N/A | #N/A | #N/A | #N/A | #N/A | #N/A | #N/A | #N/A | #N/A
[34 empty] | 305 | #N/A | #N/A | #N/A | #N/A | #N/A | #N/A | #N/A | #N/A | #N/A | #N/A | #N/A | #N/A | #N/A | #N/A | #N/A | [7 empty] | 305 | #N/A | #N/A | #N/A | #N/A | #N/A | #N/A | #N/A | #N/A | #N/A | #N/A | #N/A | #N/A | #N/A | #N/A | #N/A
[34 empty] | 305 | #N/A | #N/A | #N/A | #N/A | #N/A | #N/A | #N/A | #N/A | #N/A | #N/A | #N/A | #N/A | #N/A | #N/A | #N/A | [7 empty] | 305 | #N/A | #N/A | #N/A | #N/A | #N/A | #N/A | #N/A | #N/A | #N/A | #N/A | #N/A | #N/A | #N/A | #N/A | #N/A
[34 empty] | 306 | #N/A | #N/A | #N/A | #N/A | #N/A | #N/A | #N/A | #N/A | #N/A | #N/A | #N/A | #N/A | #N/A | #N/A | #N/A | [7 empty] | 306 | #N/A | #N/A | #N/A | #N/A | #N/A | #N/A | #N/A | #N/A | #N/A | #N/A | #N/A | #N/A | #N/A | #N/A | #N/A
[34 empty] | 306 | #N/A | #N/A | #N/A | #N/A | #N/A | #N/A | #N/A | #N/A | #N/A | #N/A | #N/A | #N/A | #N/A | #N/A | #N/A | [7 empty] | 306 | #N/A | #N/A | #N/A | #N/A | #N/A | #N/A | #N/A | #N/A | #N/A | #N/A | #N/A | #N/A | #N/A | #N/A | #N/A
[34 empty] | 307 | #N/A | #N/A | #N/A | #N/A | #N/A | #N/A | #N/A | #N/A | #N/A | #N/A | #N/A | #N/A | #N/A | #N/A | #N/A | [7 empty] | 307 | #N/A | #N/A | #N/A | #N/A | #N/A | #N/A | #N/A | #N/A | #N/A | #N/A | #N/A | #N/A | #N/A | #N/A | #N/A
[34 empty] | 307 | #N/A | #N/A | #N/A | #N/A | #N/A | #N/A | #N/A | #N/A | #N/A | #N/A | #N/A | #N/A | #N/A | #N/A | #N/A | [7 empty] | 307 | #N/A | #N/A | #N/A | #N/A | #N/A | #N/A | #N/A | #N/A | #N/A | #N/A | #N/A | #N/A | #N/A | #N/A | #N/A
[34 empty] | 308 | #N/A | #N/A | #N/A | #N/A | #N/A | #N/A | #N/A | #N/A | #N/A | #N/A | #N/A | #N/A | #N/A | #N/A | #N/A | [7 empty] | 308 | #N/A | #N/A | #N/A | #N/A | #N/A | #N/A | #N/A | #N/A | #N/A | #N/A | #N/A | #N/A | #N/A | #N/A | #N/A
[34 empty] | 308 | #N/A | #N/A | #N/A | #N/A | #N/A | #N/A | #N/A | #N/A | #N/A | #N/A | #N/A | #N/A | #N/A | #N/A | #N/A | [7 empty] | 308 | #N/A | #N/A | #N/A | #N/A | #N/A | #N/A | #N/A | #N/A | #N/A | #N/A | #N/A | #N/A | #N/A | #N/A | #N/A
[34 empty] | 309 | #N/A | #N/A | #N/A | #N/A | #N/A | #N/A | #N/A | #N/A | #N/A | #N/A | #N/A | #N/A | #N/A | #N/A | #N/A | [7 empty] | 309 | #N/A | #N/A | #N/A | #N/A | #N/A | #N/A | #N/A | #N/A | #N/A | #N/A | #N/A | #N/A | #N/A | #N/A | #N/A
[34 empty] | 309 | #N/A | #N/A | #N/A | #N/A | #N/A | #N/A | #N/A | #N/A | #N/A | #N/A | #N/A | #N/A | #N/A | #N/A | #N/A | [7 empty] | 309 | #N/A | #N/A | #N/A | #N/A | #N/A | #N/A | #N/A | #N/A | #N/A | #N/A | #N/A | #N/A | #N/A | #N/A | #N/A
[34 empty] | 310 | #N/A | #N/A | #N/A | #N/A | #N/A | #N/A | #N/A | #N/A | #N/A | #N/A | #N/A | #N/A | #N/A | #N/A | #N/A | [7 empty] | 310 | #N/A | #N/A | #N/A | #N/A | #N/A | #N/A | #N/A | #N/A | #N/A | #N/A | #N/A | #N/A | #N/A | #N/A | #N/A
[34 empty] | 310 | #N/A | #N/A | #N/A | #N/A | #N/A | #N/A | #N/A | #N/A | #N/A | #N/A | #N/A | #N/A | #N/A | #N/A | #N/A | [7 empty] | 310 | #N/A | #N/A | #N/A | #N/A | #N/A | #N/A | #N/A | #N/A | #N/A | #N/A | #N/A | #N/A | #N/A | #N/A | #N/A
[34 empty] | 311 | #N/A | #N/A | #N/A | #N/A | #N/A | #N/A | #N/A | #N/A | #N/A | #N/A | #N/A | #N/A | #N/A | #N/A | #N/A | [7 empty] | 311 | #N/A | #N/A | #N/A | #N/A | #N/A | #N/A | #N/A | #N/A | #N/A | #N/A | #N/A | #N/A | #N/A | #N/A | #N/A
[34 empty] | 311 | #N/A | #N/A | #N/A | #N/A | #N/A | #N/A | #N/A | #N/A | #N/A | #N/A | #N/A | #N/A | #N/A | #N/A | #N/A | [7 empty] | 311 | #N/A | #N/A | #N/A | #N/A | #N/A | #N/A | #N/A | #N/A | #N/A | #N/A | #N/A | #N/A | #N/A | #N/A | #N/A
[34 empty] | 312 | #N/A | #N/A | #N/A | #N/A | #N/A | #N/A | #N/A | #N/A | #N/A | #N/A | #N/A | #N/A | #N/A | #N/A | #N/A | [7 empty] | 312 | #N/A | #N/A | #N/A | #N/A | #N/A | #N/A | #N/A | #N/A | #N/A | #N/A | #N/A | #N/A | #N/A | #N/A | #N/A
[34 empty] | 312 | #N/A | #N/A | #N/A | #N/A | #N/A | #N/A | #N/A | #N/A | #N/A | #N/A | #N/A | #N/A | #N/A | #N/A | #N/A | [7 empty] | 312 | #N/A | #N/A | #N/A | #N/A | #N/A | #N/A | #N/A | #N/A | #N/A | #N/A | #N/A | #N/A | #N/A | #N/A | #N/A
[34 empty] | 313 | #N/A | #N/A | #N/A | #N/A | #N/A | #N/A | #N/A | #N/A | #N/A | #N/A | #N/A | #N/A | #N/A | #N/A | #N/A | [7 empty] | 313 | #N/A | #N/A | #N/A | #N/A | #N/A | #N/A | #N/A | #N/A | #N/A | #N/A | #N/A | #N/A | #N/A | #N/A | #N/A
[34 empty] | 313 | #N/A | #N/A | #N/A | #N/A | #N/A | #N/A | #N/A | #N/A | #N/A | #N/A | #N/A | #N/A | #N/A | #N/A | #N/A | [7 empty] | 313 | #N/A | #N/A | #N/A | #N/A | #N/A | #N/A | #N/A | #N/A | #N/A | #N/A | #N/A | #N/A | #N/A | #N/A | #N/A
[34 empty] | 314 | #N/A | #N/A | #N/A | #N/A | #N/A | #N/A | #N/A | #N/A | #N/A | #N/A | #N/A | #N/A | #N/A | #N/A | #N/A | [7 empty] | 314 | #N/A | #N/A | #N/A | #N/A | #N/A | #N/A | #N/A | #N/A | #N/A | #N/A | #N/A | #N/A | #N/A | #N/A | #N/A
[34 empty] | 314 | #N/A | #N/A | #N/A | #N/A | #N/A | #N/A | #N/A | #N/A | #N/A | #N/A | #N/A | #N/A | #N/A | #N/A | #N/A | [7 empty] | 314 | #N/A | #N/A | #N/A | #N/A | #N/A | #N/A | #N/A | #N/A | #N/A | #N/A | #N/A | #N/A | #N/A | #N/A | #N/A
[34 empty] | 315 | #N/A | #N/A | #N/A | #N/A | #N/A | #N/A | #N/A | #N/A | #N/A | #N/A | #N/A | #N/A | #N/A | #N/A | #N/A | [7 empty] | 315 | #N/A | #N/A | #N/A | #N/A | #N/A | #N/A | #N/A | #N/A | #N/A | #N/A | #N/A | #N/A | #N/A | #N/A | #N/A
[34 empty] | 315 | #N/A | #N/A | #N/A | #N/A | #N/A | #N/A | #N/A | #N/A | #N/A | #N/A | #N/A | #N/A | #N/A | #N/A | #N/A | [7 empty] | 315 | #N/A | #N/A | #N/A | #N/A | #N/A | #N/A | #N/A | #N/A | #N/A | #N/A | #N/A | #N/A | #N/A | #N/A | #N/A
[34 empty] | 316 | #N/A | #N/A | #N/A | #N/A | #N/A | #N/A | #N/A | #N/A | #N/A | #N/A | #N/A | #N/A | #N/A | #N/A | #N/A | [7 empty] | 316 | #N/A | #N/A | #N/A | #N/A | #N/A | #N/A | #N/A | #N/A | #N/A | #N/A | #N/A | #N/A | #N/A | #N/A | #N/A
[34 empty] | 316 | #N/A | #N/A | #N/A | #N/A | #N/A | #N/A | #N/A | #N/A | #N/A | #N/A | #N/A | #N/A | #N/A | #N/A | #N/A | [7 empty] | 316 | #N/A | #N/A | #N/A | #N/A | #N/A | #N/A | #N/A | #N/A | #N/A | #N/A | #N/A | #N/A | #N/A | #N/A | #N/A
[34 empty] | 317 | #N/A | #N/A | #N/A | #N/A | #N/A | #N/A | #N/A | #N/A | #N/A | #N/A | #N/A | #N/A | #N/A | #N/A | #N/A | [7 empty] | 317 | #N/A | #N/A | #N/A | #N/A | #N/A | #N/A | #N/A | #N/A | #N/A | #N/A | #N/A | #N/A | #N/A | #N/A | #N/A
[34 empty] | 317 | #N/A | #N/A | #N/A | #N/A | #N/A | #N/A | #N/A | #N/A | #N/A | #N/A | #N/A | #N/A | #N/A | #N/A | #N/A | [7 empty] | 317 | #N/A | #N/A | #N/A | #N/A | #N/A | #N/A | #N/A | #N/A | #N/A | #N/A | #N/A | #N/A | #N/A | #N/A | #N/A
[34 empty] | 318 | #N/A | #N/A | #N/A | #N/A | #N/A | #N/A | #N/A | #N/A | #N/A | #N/A | #N/A | #N/A | #N/A | #N/A | #N/A | [7 empty] | 318 | #N/A | #N/A | #N/A | #N/A | #N/A | #N/A | #N/A | #N/A | #N/A | #N/A | #N/A | #N/A | #N/A | #N/A | #N/A
[34 empty] | 318 | #N/A | #N/A | #N/A | #N/A | #N/A | #N/A | #N/A | #N/A | #N/A | #N/A | #N/A | #N/A | #N/A | #N/A | #N/A | [7 empty] | 318 | #N/A | #N/A | #N/A | #N/A | #N/A | #N/A | #N/A | #N/A | #N/A | #N/A | #N/A | #N/A | #N/A | #N/A | #N/A
[34 empty] | 319 | #N/A | #N/A | #N/A | #N/A | #N/A | #N/A | #N/A | #N/A | #N/A | #N/A | #N/A | #N/A | #N/A | #N/A | #N/A | [7 empty] | 319 | #N/A | #N/A | #N/A | #N/A | #N/A | #N/A | #N/A | #N/A | #N/A | #N/A | #N/A | #N/A | #N/A | #N/A | #N/A
[34 empty] | 319 | #N/A | #N/A | #N/A | #N/A | #N/A | #N/A | #N/A | #N/A | #N/A | #N/A | #N/A | #N/A | #N/A | #N/A | #N/A | [7 empty] | 319 | #N/A | #N/A | #N/A | #N/A | #N/A | #N/A | #N/A | #N/A | #N/A | #N/A | #N/A | #N/A | #N/A | #N/A | #N/A
[34 empty] | 320 | #N/A | #N/A | #N/A | #N/A | #N/A | #N/A | #N/A | #N/A | #N/A | #N/A | #N/A | #N/A | #N/A | #N/A | #N/A | [7 empty] | 320 | #N/A | #N/A | #N/A | #N/A | #N/A | #N/A | #N/A | #N/A | #N/A | #N/A | #N/A | #N/A | #N/A | #N/A | #N/A
[34 empty] | 320 | #N/A | #N/A | #N/A | #N/A | #N/A | #N/A | #N/A | #N/A | #N/A | #N/A | #N/A | #N/A | #N/A | #N/A | #N/A | [7 empty] | 320 | #N/A | #N/A | #N/A | #N/A | #N/A | #N/A | #N/A | #N/A | #N/A | #N/A | #N/A | #N/A | #N/A | #N/A | #N/A
[34 empty] | 321 | #N/A | #N/A | #N/A | #N/A | #N/A | #N/A | #N/A | #N/A | #N/A | #N/A | #N/A | #N/A | #N/A | #N/A | #N/A | [7 empty] | 321 | #N/A | #N/A | #N/A | #N/A | #N/A | #N/A | #N/A | #N/A | #N/A | #N/A | #N/A | #N/A | #N/A | #N/A | #N/A
[34 empty] | 321 | #N/A | #N/A | #N/A | #N/A | #N/A | #N/A | #N/A | #N/A | #N/A | #N/A | #N/A | #N/A | #N/A | #N/A | #N/A | [7 empty] | 321 | #N/A | #N/A | #N/A | #N/A | #N/A | #N/A | #N/A | #N/A | #N/A | #N/A | #N/A | #N/A | #N/A | #N/A | #N/A
[34 empty] | 322 | #N/A | #N/A | #N/A | #N/A | #N/A | #N/A | #N/A | #N/A | #N/A | #N/A | #N/A | #N/A | #N/A | #N/A | #N/A | [7 empty] | 322 | #N/A | #N/A | #N/A | #N/A | #N/A | #N/A | #N/A | #N/A | #N/A | #N/A | #N/A | #N/A | #N/A | #N/A | #N/A
[34 empty] | 322 | #N/A | #N/A | #N/A | #N/A | #N/A | #N/A | #N/A | #N/A | #N/A | #N/A | #N/A | #N/A | #N/A | #N/A | #N/A | [7 empty] | 322 | #N/A | #N/A | #N/A | #N/A | #N/A | #N/A | #N/A | #N/A | #N/A | #N/A | #N/A | #N/A | #N/A | #N/A | #N/A
[34 empty] | 323 | #N/A | #N/A | #N/A | #N/A | #N/A | #N/A | #N/A | #N/A | #N/A | #N/A | #N/A | #N/A | #N/A | #N/A | #N/A | [7 empty] | 323 | #N/A | #N/A | #N/A | #N/A | #N/A | #N/A | #N/A | #N/A | #N/A | #N/A | #N/A | #N/A | #N/A | #N/A | #N/A
[34 empty] | 323 | #N/A | #N/A | #N/A | #N/A | #N/A | #N/A | #N/A | #N/A | #N/A | #N/A | #N/A | #N/A | #N/A | #N/A | #N/A | [7 empty] | 323 | #N/A | #N/A | #N/A | #N/A | #N/A | #N/A | #N/A | #N/A | #N/A | #N/A | #N/A | #N/A | #N/A | #N/A | #N/A
[34 empty] | 324 | #N/A | #N/A | #N/A | #N/A | #N/A | #N/A | #N/A | #N/A | #N/A | #N/A | #N/A | #N/A | #N/A | #N/A | #N/A | [7 empty] | 324 | #N/A | #N/A | #N/A | #N/A | #N/A | #N/A | #N/A | #N/A | #N/A | #N/A | #N/A | #N/A | #N/A | #N/A | #N/A
[34 empty] | 324 | #N/A | #N/A | #N/A | #N/A | #N/A | #N/A | #N/A | #N/A | #N/A | #N/A | #N/A | #N/A | #N/A | #N/A | #N/A | [7 empty] | 324 | #N/A | #N/A | #N/A | #N/A | #N/A | #N/A | #N/A | #N/A | #N/A | #N/A | #N/A | #N/A | #N/A | #N/A | #N/A
[34 empty] | 325 | #N/A | #N/A | #N/A | #N/A | #N/A | #N/A | #N/A | #N/A | #N/A | #N/A | #N/A | #N/A | #N/A | #N/A | #N/A | [7 empty] | 325 | #N/A | #N/A | #N/A | #N/A | #N/A | #N/A | #N/A | #N/A | #N/A | #N/A | #N/A | #N/A | #N/A | #N/A | #N/A
[34 empty] | 325 | #N/A | #N/A | #N/A | #N/A | #N/A | #N/A | #N/A | #N/A | #N/A | #N/A | #N/A | #N/A | #N/A | #N/A | #N/A | [7 empty] | 325 | #N/A | #N/A | #N/A | #N/A | #N/A | #N/A | #N/A | #N/A | #N/A | #N/A | #N/A | #N/A | #N/A | #N/A | #N/A
[34 empty] | 326 | #N/A | #N/A | #N/A | #N/A | #N/A | #N/A | #N/A | #N/A | #N/A | #N/A | #N/A | #N/A | #N/A | #N/A | #N/A | [7 empty] | 326 | #N/A | #N/A | #N/A | #N/A | #N/A | #N/A | #N/A | #N/A | #N/A | #N/A | #N/A | #N/A | #N/A | #N/A | #N/A
[34 empty] | 326 | #N/A | #N/A | #N/A | #N/A | #N/A | #N/A | #N/A | #N/A | #N/A | #N/A | #N/A | #N/A | #N/A | #N/A | #N/A | [7 empty] | 326 | #N/A | #N/A | #N/A | #N/A | #N/A | #N/A | #N/A | #N/A | #N/A | #N/A | #N/A | #N/A | #N/A | #N/A | #N/A
[34 empty] | 327 | #N/A | #N/A | #N/A | #N/A | #N/A | #N/A | #N/A | #N/A | #N/A | #N/A | #N/A | #N/A | #N/A | #N/A | #N/A | [7 empty] | 327 | #N/A | #N/A | #N/A | #N/A | #N/A | #N/A | #N/A | #N/A | #N/A | #N/A | #N/A | #N/A | #N/A | #N/A | #N/A
[34 empty] | 327 | #N/A | #N/A | #N/A | #N/A | #N/A | #N/A | #N/A | #N/A | #N/A | #N/A | #N/A | #N/A | #N/A | #N/A | #N/A | [7 empty] | 327 | #N/A | #N/A | #N/A | #N/A | #N/A | #N/A | #N/A | #N/A | #N/A | #N/A | #N/A | #N/A | #N/A | #N/A | #N/A
[34 empty] | 328 | #N/A | #N/A | #N/A | #N/A | #N/A | #N/A | #N/A | #N/A | #N/A | #N/A | #N/A | #N/A | #N/A | #N/A | #N/A | [7 empty] | 328 | #N/A | #N/A | #N/A | #N/A | #N/A | #N/A | #N/A | #N/A | #N/A | #N/A | #N/A | #N/A | #N/A | #N/A | #N/A
[34 empty] | 328 | #N/A | #N/A | #N/A | #N/A | #N/A | #N/A | #N/A | #N/A | #N/A | #N/A | #N/A | #N/A | #N/A | #N/A | #N/A | [7 empty] | 328 | #N/A | #N/A | #N/A | #N/A | #N/A | #N/A | #N/A | #N/A | #N/A | #N/A | #N/A | #N/A | #N/A | #N/A | #N/A
[34 empty] | 329 | #N/A | #N/A | #N/A | #N/A | #N/A | #N/A | #N/A | #N/A | #N/A | #N/A | #N/A | #N/A | #N/A | #N/A | #N/A | [7 empty] | 329 | #N/A | #N/A | #N/A | #N/A | #N/A | #N/A | #N/A | #N/A | #N/A | #N/A | #N/A | #N/A | #N/A | #N/A | #N/A
[34 empty] | 329 | #N/A | #N/A | #N/A | #N/A | #N/A | #N/A | #N/A | #N/A | #N/A | #N/A | #N/A | #N/A | #N/A | #N/A | #N/A | [7 empty] | 329 | #N/A | #N/A | #N/A | #N/A | #N/A | #N/A | #N/A | #N/A | #N/A | #N/A | #N/A | #N/A | #N/A | #N/A | #N/A
[34 empty] | 330 | #N/A | #N/A | #N/A | #N/A | #N/A | #N/A | #N/A | #N/A | #N/A | #N/A | #N/A | #N/A | #N/A | #N/A | #N/A | [7 empty] | 330 | #N/A | #N/A | #N/A | #N/A | #N/A | #N/A | #N/A | #N/A | #N/A | #N/A | #N/A | #N/A | #N/A | #N/A | #N/A
[34 empty] | 330 | #N/A | #N/A | #N/A | #N/A | #N/A | #N/A | #N/A | #N/A | #N/A | #N/A | #N/A | #N/A | #N/A | #N/A | #N/A | [7 empty] | 330 | #N/A | #N/A | #N/A | #N/A | #N/A | #N/A | #N/A | #N/A | #N/A | #N/A | #N/A | #N/A | #N/A | #N/A | #N/A
[34 empty] | 331 | #N/A | #N/A | #N/A | #N/A | #N/A | #N/A | #N/A | #N/A | #N/A | #N/A | #N/A | #N/A | #N/A | #N/A | #N/A | [7 empty] | 331 | #N/A | #N/A | #N/A | #N/A | #N/A | #N/A | #N/A | #N/A | #N/A | #N/A | #N/A | #N/A | #N/A | #N/A | #N/A
Note on C45: Display only those zones that have greater than or equal to this number of project opportunity areas within 10 km of surface freshwater. If set to 0, then all zones will be displayed.

## CSP_Zone_Ranking
RENEWABLE ENERGY ZONES SUPPLY CURVE TOOL
DROP-DOWN ENTRY
COUNTRY | angola
TECHNOLOGY | CSP
Approximate projected demand in 2030 | 20294 | GWh | [12 empty] | 10000 | 1927-05-18
CSP generation target | 4000 | GWh | [12 empty] | 20000 | 1954-10-03
Reference to be displayed on supply curve | CSP generation target | [13 empty] | 40000 | 2009-07-06
Supply curve display cut-off |  | GWh | [12 empty] | 60000 | 2064-04-08
Resource quality threshold used for analysis | [14 empty] | 80000 | 2119-01-11
Annual Average DNI | 280 | W/m2 | [12 empty] | 100000 | 2173-10-14
Annual Average DNI | 6.72 | kWh/m2/day | [24 empty] | COMPUTATIONS FOR THE PLOT: DO NOT ALTER | [22 empty] | COMPUTATIONS FOR THE PLOT: DO NOT ALTER
Substation OR transmission line data for computing transmission costs | transmission line | [25 empty] | Worksheet | TX/SS | angola_CSP | 2030 Demand | CSP generation target | CSP generation target
Scoring scale for LCOE | country-specific | [25 empty] | angola_CSP | TX | 0 | 1955-07-24 | 1910-12-13 | 1910-12-13
Scoring weights for Levelized Cost of Energy (LCOE) (see Cost Criteria) | LCOE total | [27 empty] | 250 | 1955-07-24 | 1910-12-13 | 1910-12-13
CSP Thermal Storage - 0h or 6h | 6h Storage
[27 empty] | Supply curve sorted by Total LCOE |  |  |  | Label heuristics | 8000 | 20 | [7 empty] | 1 | 0.9 | 0.8 | 0.7 | 0.6 | 0.5 | 0.4 | 0.3 | 0.2 | Supply curve sorted by Total Score |  |  |  | Label heuristics | 8000 | 20 | [7 empty] | 1 | 0.9 | 0.8 | 0.7 | 0.6 | 0.5 | 0.4 | 0.3 | 0.2
[15 empty] | Zone Rank | Zone ID | Total Score with weights | Total LCOE | Annual Electricity Generation MWh (discounted) | Cumulative Generation Potential (GWh) | Zone Rank | Zone ID | Total Score with weights | Total LCOE | Annual Electricity Generation MWh (discounted) | Cumulative Generation Potential (GWh) | [7 empty] | Zone Rank | Zone ID | Total Score with weights | Total LCOE | Annual Electricity Generation MWh (discounted) | Cumulative Generation Potential (GWh) |  | 1-0.9 | 0.9-0.8 | 0.8-0.7 | 0.7-0.6 | 0.6-0.5 | 0.5-0.4 | 0.4-0.3 | 0.3-0.2 | 0.2> | [7 empty] | Zone Rank | Zone ID | Total Score with weights | Total LCOE | Annual Electricity Generation MWh (discounted) | Cumulative Generation Potential (GWh) |  | 1-0.9 | 0.9-0.8 | 0.8-0.7 | 0.7-0.6 | 0.6-0.5 | 0.5-0.4 | 0.4-0.3 | 0.3-0.2 | 0.2>
USER-SPECIFIED VALUE ENTRY | [6 empty] | country-specific |  | ACEC-specific | [5 empty] | 1 | S | 0.59325 | 210.7624 | 234229.1723 | 234.2292 | 1 | R | 0.62861 | 212.5466 | 189765.8872 | 189.7659 | S | 117.1146 | 1900-04-26 02:45 | 210.7624 | 1 | 1 | 230.7624 | 1 | S | 0.59325 | 210.7624 | 234229.1723 | 0 | 0 | 0 | 0 | 0 | 0 | 210.7624 | 0 | 0 | 0 | 0 | R | 94.8829 | 1900-04-03 21:11 | 212.5466 | 1 | 1 | 232.5466 | 1 | R | 0.62861 | 212.5466 | 189765.8872 | 0 | 0 | 0 | 0 | 0 | 212.5466 | 0 | 0 | 0 | 0 | 0
CRITERIA | User defined weights | Default weights | Weights used in analysis | Best critieria value (score = 1) | Worst criteria value (score = 0) | Units | Range (1) | Range (0) | Range (1) | Range (0) |  |  |  |  | 2 | Q | 0.60205 | 211.5692 | 149227.0495 | 383.4562 | 2 | T | 0.61449 | 212.6769 | 246475.8487 | 436.2417 | Q | 308.8427 | 1900-11-03 20:13 | 211.5692 | 1 | 2 | 211.5692 | 1 | S | 0.59325 | 210.7624 | 234229.1723 | 234.2292 | 1900-08-21 05:30 | 0 | 0 | 0 | 0 | 210.7624 | 0 | 0 | 0 | 0 | T | 313.0038 | 1900-11-08 00:05 | 212.6769 | 1 | 2 | 212.6769 | 1 | R | 0.62861 | 212.5466 | 189765.8872 | 189.7659 | 1900-07-07 18:23 | 0 | 0 | 0 | 212.5466 | 0 | 0 | 0 | 0 | 0
Cost criteria | [14 empty] | 3 | R | 0.62861 | 212.5466 | 189765.8872 | 573.2221 | 3 | Q | 0.60205 | 211.5692 | 149227.0495 | 585.4688 | R | 478.3392 | 1901-04-22 08:08 | 212.5466 | 1 | 3 | 232.5466 | 2 | Q | 0.60205 | 211.5692 | 149227.0495 | 234.2292 | 1900-08-21 05:30 | 0 | 0 | 0 | 211.5692 | 0 | 0 | 0 | 0 | 0 | Q | 510.8553 | 1901-05-24 20:32 | 211.5692 | 1 | 3 | 231.5692 | 2 | T | 0.61449 | 212.6769 | 246475.8487 | 189.7659 | 1900-07-07 18:23 | 0 | 0 | 0 | 212.6769 | 0 | 0 | 0 | 0 | 0
Total LCOE (using transmission line) | 40% | 40% | 40% | 210.7624 | 239.9157 | $/MWh | 210.7624 | 239.9157 | 171 | 283 |  |  |  |  | 4 | W | 0.56147 | 212.6145 | 146660.907 | 719.883 | 4 | S | 0.59325 | 210.7624 | 234229.1723 | 819.698 | W | 646.5526 | 1901-10-07 13:16 | 212.6145 | 1 | 4 | 212.6145 | 2 | Q | 0.60205 | 211.5692 | 149227.0495 | 383.4562 | 1901-01-17 10:57 | 0 | 0 | 0 | 211.5692 | 0 | 0 | 0 | 0 | 0 | S | 702.5834 | 1901-12-02 14:00 | 210.7624 | 1 | 4 | 210.7624 | 2 | T | 0.61449 | 212.6769 | 246475.8487 | 436.2417 | 1901-03-11 05:48 | 0 | 0 | 0 | 212.6769 | 0 | 0 | 0 | 0 | 0
OR | OR | [13 empty] | 5 | T | 0.61449 | 212.6769 | 246475.8487 | 966.3589 | 5 | U | 0.56954 | 213.6057 | 78311.7712 | 898.0097 | T | 843.1209 | 1902-04-22 02:54 | 212.6769 | 1 | 5 | 232.6769 | 3 | R | 0.62861 | 212.5466 | 189765.8872 | 383.4562 | 1901-01-17 10:57 | 0 | 0 | 0 | 212.5466 | 0 | 0 | 0 | 0 | 0 | U | 858.8538 | 1902-05-07 20:30 | 213.6057 | 1 | 5 | 233.6057 | 3 | Q | 0.60205 | 211.5692 | 149227.0495 | 436.2417 | 1901-03-11 05:48 | 0 | 0 | 0 | 211.5692 | 0 | 0 | 0 | 0 | 0
Generation LCOE | 25% | 34% | 0% | 208.0944 | 221.6414 | $/MWh | 208.0944 | 221.6414 | 167 | 235 |  |  |  |  | 6 | AS | 0.56892 | 212.8968 | 215837.3303 | 1182.1962 | 6 | AS | 0.56892 | 212.8968 | 215837.3303 | 1113.8471 | AS | 1074.2775 | 1902-12-09 06:40 | 212.8968 | 1 | 6 | 212.8968 | 3 | R | 0.62861 | 212.5466 | 189765.8872 | 573.2221 | 1901-07-26 05:20 | 0 | 0 | 0 | 212.5466 | 0 | 0 | 0 | 0 | 0 | AS | 1005.9284 | 1902-10-01 22:17 | 212.8968 | 1 | 6 | 212.8968 | 3 | Q | 0.60205 | 211.5692 | 149227.0495 | 585.4688 | 1901-08-07 11:15 | 0 | 0 | 0 | 211.5692 | 0 | 0 | 0 | 0 | 0
Transmission LCOE (using transmission line) | 10% | 4% | 0% | 2.1042 | 7.1791 | $/MWh | 2.1042 | 7.1791 | 1 | 17 |  |  |  |  | 7 | AK | 0.56598 | 213.4149 | 76763.4313 | 1258.9596 | 7 | AK | 0.56598 | 213.4149 | 76763.4313 | 1190.6105 | AK | 1220.5779 | 1903-05-04 13:52 | 213.4149 | 1 | 7 | 233.4149 | 4 | W | 0.56147 | 212.6145 | 146660.907 | 573.2221 | 1901-07-26 05:20 | 0 | 0 | 0 | 0 | 212.6145 | 0 | 0 | 0 | 0 | AK | 1152.2288 | 1903-02-25 05:29 | 213.4149 | 1 | 7 | 233.4149 | 4 | S | 0.59325 | 210.7624 | 234229.1723 | 585.4688 | 1901-08-07 11:15 | 0 | 0 | 0 | 0 | 210.7624 | 0 | 0 | 0 | 0
Road LCOE | 5% | 2% | 0% | 0.19136 | 18.1316 | $/MWh | 0.19136 | 18.1316 | 0 | 28 |  |  |  |  | 8 | U | 0.56954 | 213.6057 | 78311.7712 | 1337.2714 | 8 | AA | 0.56462 | 214.6854 | 395896.3806 | 1586.5069 | U | 1298.1155 | 1903-07-21 02:46 | 213.6057 | 1 | 8 | 213.6057 | 4 | W | 0.56147 | 212.6145 | 146660.907 | 719.883 | 1901-12-19 21:12 | 0 | 0 | 0 | 0 | 212.6145 | 0 | 0 | 0 | 0 | AA | 1388.5587 | 1903-10-19 13:25 | 214.6854 | 1 | 8 | 214.6854 | 4 | S | 0.59325 | 210.7624 | 234229.1723 | 819.698 | 1902-03-29 16:45 | 0 | 0 | 0 | 0 | 210.7624 | 0 | 0 | 0 | 0
Other criteria | [14 empty] | 9 | Z | 0.55109 | 213.9295 | 451329.1131 | 1788.6005 | 9 | W | 0.56147 | 212.6145 | 146660.907 | 1733.1678 | Z | 1562.936 | 1904-04-10 22:28 | 213.9295 | 1 | 9 | 233.9295 | 5 | T | 0.61449 | 212.6769 | 246475.8487 | 719.883 | 1901-12-19 21:12 | 0 | 0 | 0 | 212.6769 | 0 | 0 | 0 | 0 | 0 | W | 1659.8373 | 1904-07-16 20:06 | 212.6145 | 1 | 9 | 232.6145 | 5 | U | 0.56954 | 213.6057 | 78311.7712 | 819.698 | 1902-03-29 16:45 | 0 | 0 | 0 | 0 | 213.6057 | 0 | 0 | 0 | 0
[15 empty] | 10 | V | 0.55354 | 214.5503 | 131508.5147 | 1920.109 | 10 | V | 0.55354 | 214.5503 | 131508.5147 | 1864.6763 | V | 1854.3548 | 1905-01-27 08:31 | 214.5503 | 1 | 10 | 214.5503 | 5 | T | 0.61449 | 212.6769 | 246475.8487 | 966.3589 | 1902-08-23 08:37 | 0 | 0 | 0 | 212.6769 | 0 | 0 | 0 | 0 | 0 | V | 1798.922 | 1904-12-02 22:08 | 214.5503 | 1 | 10 | 214.5503 | 5 | U | 0.56954 | 213.6057 | 78311.7712 | 898.0097 | 1902-06-16 00:14 | 0 | 0 | 0 | 0 | 213.6057 | 0 | 0 | 0 | 0
Distance to Load Centers | 15% | 15% | 15% | 0 | 100+ | km | [8 empty] | 11 | AA | 0.56462 | 214.6854 | 395896.3806 | 2316.0054 | 11 | Z | 0.55109 | 213.9295 | 451329.1131 | 2316.0054 | AA | 2118.0572 | 1905-10-18 01:22 | 214.6854 | 1 | 11 | 234.6854 | 6 | AS | 0.56892 | 212.8968 | 215837.3303 | 966.3589 | 1902-08-23 08:37 | 0 | 0 | 0 | 0 | 212.8968 | 0 | 0 | 0 | 0 | Z | 2090.3408 | 1905-09-20 08:11 | 213.9295 | 1 | 11 | 233.9295 | 6 | AS | 0.56892 | 212.8968 | 215837.3303 | 898.0097 | 1902-06-16 00:14 | 0 | 0 | 0 | 0 | 212.8968 | 0 | 0 | 0 | 0
Distance to existing or proposed CSP plant | 10% | 10% | 10% | 0 | 25+ | km | [8 empty] | 12 | AQ | 0.544 | 215.2862 | 177442.0932 | 2493.4475 | 12 | AQ | 0.544 | 215.2862 | 177442.0932 | 2493.4475 | AQ | 2404.7265 | 1906-07-31 17:26 | 215.2862 | 1 | 12 | 215.2862 | 6 | AS | 0.56892 | 212.8968 | 215837.3303 | 1182.1962 | 1903-03-27 04:43 | 0 | 0 | 0 | 0 | 212.8968 | 0 | 0 | 0 | 0 | AQ | 2404.7265 | 1906-07-31 17:26 | 215.2862 | 1 | 12 | 215.2862 | 6 | AS | 0.56892 | 212.8968 | 215837.3303 | 1113.8471 | 1903-01-17 20:20 | 0 | 0 | 0 | 0 | 212.8968 | 0 | 0 | 0 | 0
Distance to existing or proposed geothermal plant | 5% | 5% | 5% | 0 | 25+ | km | [8 empty] | 13 | AF | 0.5387 | 215.2881 | 88319.0427 | 2581.7665 | 13 | AF | 0.5387 | 215.2881 | 88319.0427 | 2581.7665 | AF | 2537.607 | 1906-12-11 14:34 | 215.2881 | 1 | 13 | 235.2881 | 7 | AK | 0.56598 | 213.4149 | 76763.4313 | 1182.1962 | 1903-03-27 04:43 | 0 | 0 | 0 | 0 | 213.4149 | 0 | 0 | 0 | 0 | AF | 2537.607 | 1906-12-11 14:34 | 215.2881 | 1 | 13 | 235.2881 | 7 | AK | 0.56598 | 213.4149 | 76763.4313 | 1113.8471 | 1903-01-17 20:20 | 0 | 0 | 0 | 0 | 213.4149 | 0 | 0 | 0 | 0
Distance to any existing or proposed RE technology plant (solar, wind, geothermal) | 0% | 0% | 0% | 0 | 25+ | km | [8 empty] | 14 | AE | 0.53667 | 215.68 | 435381.2176 | 3017.1478 | 14 | AE | 0.53667 | 215.68 | 435381.2176 | 3017.1478 | AE | 2799.4572 | 1907-08-30 10:58 | 215.68 | 1 | 14 | 215.68 | 7 | AK | 0.56598 | 213.4149 | 76763.4313 | 1258.9596 | 1903-06-11 23:02 | 0 | 0 | 0 | 0 | 213.4149 | 0 | 0 | 0 | 0 | AE | 2799.4572 | 1907-08-30 10:58 | 215.68 | 1 | 14 | 215.68 | 7 | AK | 0.56598 | 213.4149 | 76763.4313 | 1190.6105 | 1903-04-04 14:39 | 0 | 0 | 0 | 0 | 213.4149 | 0 | 0 | 0 | 0
Co-location Potential with PV | 5% | 5% | 5% | 1 | 0 | binary | [8 empty] | 15 | AO | 0.52027 | 216.5399 | 72554.5796 | 3089.7023 | 15 | AO | 0.52027 | 216.5399 | 72554.5796 | 3089.7023 | AO | 3053.425 | 1908-05-10 10:12 | 216.5399 | 1 | 15 | 236.5399 | 8 | U | 0.56954 | 213.6057 | 78311.7712 | 1258.9596 | 1903-06-11 23:02 | 0 | 0 | 0 | 0 | 213.6057 | 0 | 0 | 0 | 0 | AO | 3053.425 | 1908-05-10 10:12 | 216.5399 | 1 | 15 | 236.5399 | 8 | AA | 0.56462 | 214.6854 | 395896.3806 | 1190.6105 | 1903-04-04 14:39 | 0 | 0 | 0 | 0 | 214.6854 | 0 | 0 | 0 | 0
Co-location Potential with wind | 5% | 5% | 5% | 1 | 0 | binary | [8 empty] | 16 | AJ | 0.50639 | 217.1282 | 433291.3535 | 3522.9937 | 16 | AJ | 0.50639 | 217.1282 | 433291.3535 | 3522.9937 | AJ | 3306.348 | 1909-01-18 08:21 | 217.1282 | 1 | 16 | 217.1282 | 8 | U | 0.56954 | 213.6057 | 78311.7712 | 1337.2714 | 1903-08-29 06:31 | 0 | 0 | 0 | 0 | 213.6057 | 0 | 0 | 0 | 0 | AJ | 3306.348 | 1909-01-18 08:21 | 217.1282 | 1 | 16 | 217.1282 | 8 | AA | 0.56462 | 214.6854 | 395896.3806 | 1586.5069 | 1904-05-04 12:10 | 0 | 0 | 0 | 0 | 214.6854 | 0 | 0 | 0 | 0
Land use land cover score | 5% | 5% | 5% | 5 | 1 | binary | [8 empty] | 17 | I | 0.50362 | 217.956 | 73500.4688 | 3596.4942 | 17 | I | 0.50362 | 217.956 | 73500.4688 | 3596.4942 | I | 3559.7439 | 1909-09-28 17:51 | 217.956 | 1 | 17 | 237.956 | 9 | Z | 0.55109 | 213.9295 | 451329.1131 | 1337.2714 | 1903-08-29 06:31 | 0 | 0 | 0 | 0 | 213.9295 | 0 | 0 | 0 | 0 | I | 3559.7439 | 1909-09-28 17:51 | 217.956 | 1 | 17 | 237.956 | 9 | W | 0.56147 | 212.6145 | 146660.907 | 1586.5069 | 1904-05-04 12:10 | 0 | 0 | 0 | 0 | 212.6145 | 0 | 0 | 0 | 0
Population density | 5% | 5% | 5% | 0 | 100+ | ppl/km2 | [8 empty] | 18 | AW | 0.49581 | 218.1301 | 96721.2549 | 3693.2154 | 18 | AW | 0.49581 | 218.1301 | 96721.2549 | 3693.2154 | AW | 3644.8548 | 1909-12-22 20:31 | 218.1301 | 1 | 18 | 218.1301 | 9 | Z | 0.55109 | 213.9295 | 451329.1131 | 1788.6005 | 1904-11-22 14:25 | 0 | 0 | 0 | 0 | 213.9295 | 0 | 0 | 0 | 0 | AW | 3644.8548 | 1909-12-22 20:31 | 218.1301 | 1 | 18 | 218.1301 | 9 | W | 0.56147 | 212.6145 | 146660.907 | 1733.1678 | 1904-09-28 04:02 | 0 | 0 | 0 | 0 | 212.6145 | 0 | 0 | 0 | 0
Human footprint | 5% | 5% | 5% | 100 | 0 | [9 empty] | 19 | AM | 0.48311 | 218.4527 | 256619.7301 | 3949.8351 | 19 | AP | 0.48775 | 218.6643 | 77560.9954 | 3770.7764 | AM | 3821.5253 | 1910-06-17 12:36 | 218.4527 | 1 | 19 | 238.4527 | 10 | V | 0.55354 | 214.5503 | 131508.5147 | 1788.6005 | 1904-11-22 14:25 | 0 | 0 | 0 | 0 | 214.5503 | 0 | 0 | 0 | 0 | AP | 3731.9959 | 1910-03-19 23:54 | 218.6643 | 1 | 19 | 238.6643 | 10 | V | 0.55354 | 214.5503 | 131508.5147 | 1733.1678 | 1904-09-28 04:02 | 0 | 0 | 0 | 0 | 214.5503 | 0 | 0 | 0 | 0
Slope | 5% | 5% | 5% | 0% | 5% | % | [8 empty] | 20 | AP | 0.48775 | 218.6643 | 77560.9954 | 4027.3961 | 20 | AM | 0.48311 | 218.4527 | 256619.7301 | 4027.3961 | AP | 3988.6156 | 1910-12-01 14:47 | 218.6643 | 1 | 20 | 218.6643 | 10 | V | 0.55354 | 214.5503 | 131508.5147 | 1920.109 | 1905-04-03 02:37 | 0 | 0 | 0 | 0 | 214.5503 | 0 | 0 | 0 | 0 | AM | 3899.0863 | 1910-09-03 02:04 | 218.4527 | 1 | 20 | 218.4527 | 10 | V | 0.55354 | 214.5503 | 131508.5147 | 1864.6763 | 1905-02-06 16:14 | 0 | 0 | 0 | 0 | 214.5503 | 0 | 0 | 0 | 0
Total weight (should equal 100%) | 100% |  | 100% | [11 empty] | 21 | AL | 0.47306 | 219.8047 | 346253.1739 | 4373.6493 | 21 | AT | 0.47382 | 221.2669 | 107818.7956 | 4135.2149 | AL | 4200.5227 | 1911-07-01 12:33 | 219.8047 | 1 | 21 | 239.8047 | 11 | AA | 0.56462 | 214.6854 | 395896.3806 | 1920.109 | 1905-04-03 02:37 | 0 | 0 | 0 | 0 | 214.6854 | 0 | 0 | 0 | 0 | AT | 4081.3055 | 1911-03-04 07:20 | 221.2669 | 1 | 21 | 241.2669 | 11 | Z | 0.55109 | 213.9295 | 451329.1131 | 1864.6763 | 1905-02-06 16:14 | 0 | 0 | 0 | 0 | 213.9295 | 0 | 0 | 0 | 0
Filters | [14 empty] | 22 | AV | 0.46622 | 220.8766 | 226259.8767 | 4599.9092 | 22 | AL | 0.47306 | 219.8047 | 346253.1739 | 4481.4681 | AV | 4486.7793 | 1912-04-12 18:42 | 220.8766 | 1 | 22 | 220.8766 | 11 | AA | 0.56462 | 214.6854 | 395896.3806 | 2316.0054 | 1906-05-04 00:08 | 0 | 0 | 0 | 0 | 214.6854 | 0 | 0 | 0 | 0 | AL | 4308.3415 | 1911-10-17 08:12 | 219.8047 | 1 | 22 | 219.8047 | 11 | Z | 0.55109 | 213.9295 | 451329.1131 | 2316.0054 | 1906-05-04 00:08 | 0 | 0 | 0 | 0 | 213.9295 | 0 | 0 | 0 | 0
Number of projects per zone that are within 10km of a freshwater surface water body (greater than or equal to) | 0 | [13 empty] | 23 | AT | 0.47382 | 221.2669 | 107818.7956 | 4707.728 | 23 | N | 0.46825 | 222.2981 | 313135.7087 | 4794.6038 | AT | 4653.8186 | 1912-09-26 19:39 | 221.2669 | 1 | 23 | 241.2669 | 12 | AQ | 0.544 | 215.2862 | 177442.0932 | 2316.0054 | 1906-05-04 00:08 | 0 | 0 | 0 | 0 | 215.2862 | 0 | 0 | 0 | 0 | N | 4638.036 | 1912-09-11 00:52 | 222.2981 | 1 | 23 | 242.2981 | 12 | AQ | 0.544 | 215.2862 | 177442.0932 | 2316.0054 | 1906-05-04 00:08 | 0 | 0 | 0 | 0 | 215.2862 | 0 | 0 | 0 | 0
[15 empty] | 24 | A | 0.44379 | 221.8002 | 430828.4081 | 5138.5564 | 24 | AV | 0.46622 | 220.8766 | 226259.8767 | 5020.8637 | A | 4923.1422 | 1913-06-23 03:25 | 221.8002 | 1 | 24 | 221.8002 | 12 | AQ | 0.544 | 215.2862 | 177442.0932 | 2493.4475 | 1906-10-28 10:44 | 0 | 0 | 0 | 0 | 215.2862 | 0 | 0 | 0 | 0 | AV | 4907.7338 | 1913-06-07 17:37 | 220.8766 | 1 | 24 | 220.8766 | 12 | AQ | 0.544 | 215.2862 | 177442.0932 | 2493.4475 | 1906-10-28 10:44 | 0 | 0 | 0 | 0 | 215.2862 | 0 | 0 | 0 | 0
SUPPLY CURVE OUTPUT | [7 empty] | ZONE RANKINGS | [6 empty] | 25 | N | 0.46825 | 222.2981 | 313135.7087 | 5451.6921 | 25 | A | 0.44379 | 221.8002 | 430828.4081 | 5451.6921 | N | 5295.1243 | 1914-06-30 02:59 | 222.2981 | 1 | 25 | 242.2981 | 13 | AF | 0.5387 | 215.2881 | 88319.0427 | 2493.4475 | 1906-10-28 10:44 | 0 | 0 | 0 | 0 | 215.2881 | 0 | 0 | 0 | 0 | A | 5236.2779 | 1914-05-02 06:40 | 221.8002 | 1 | 25 | 241.8002 | 13 | AF | 0.5387 | 215.2881 | 88319.0427 | 2493.4475 | 1906-10-28 10:44 | 0 | 0 | 0 | 0 | 215.2881 | 0 | 0 | 0 | 0
[8 empty] | Rank | By total LCOE |  |  | By cumulative score |  |  | 26 | M | 0.43844 | 222.4465 | 73253.9566 | 5524.9461 | 26 | O | 0.43992 | 223.0834 | 528657.5532 | 5980.3497 | M | 5488.3191 | 1915-01-09 07:39 | 222.4465 | 1 | 26 | 222.4465 | 13 | AF | 0.5387 | 215.2881 | 88319.0427 | 2581.7665 | 1907-01-24 18:24 | 0 | 0 | 0 | 0 | 215.2881 | 0 | 0 | 0 | 0 | O | 5716.0209 | 1915-08-25 00:30 | 223.0834 | 1 | 26 | 223.0834 | 13 | AF | 0.5387 | 215.2881 | 88319.0427 | 2581.7665 | 1907-01-24 18:24 | 0 | 0 | 0 | 0 | 215.2881 | 0 | 0 | 0 | 0
[9 empty] | Zone ID | Total LCOE ($/MWh) | Discounted Generation Potential (GWh) | Zone ID | Cumulative zone score | Discounted Generation Potential (GWh) | 27 | Y | 0.43503 | 222.659 | 558754.6852 | 6083.7007 | 27 | M | 0.43844 | 222.4465 | 73253.9566 | 6053.6036 | Y | 5804.3234 | 1915-11-21 07:46 | 222.659 | 1 | 27 | 242.659 | 14 | AE | 0.53667 | 215.68 | 435381.2176 | 2581.7665 | 1907-01-24 18:24 | 0 | 0 | 0 | 0 | 215.68 | 0 | 0 | 0 | 0 | M | 6016.9766 | 1916-06-20 23:26 | 222.4465 | 1 | 27 | 242.4465 | 14 | AE | 0.53667 | 215.68 | 435381.2176 | 2581.7665 | 1907-01-24 18:24 | 0 | 0 | 0 | 0 | 215.68 | 0 | 0 | 0 | 0
[8 empty] | 1 | S | 210.7624 | 234.2292 | R | 0.62861 | 189.7659 | 28 | B | 0.43349 | 222.771 | 381528.7686 | 6465.2295 | 28 | P | 0.43758 | 226.1247 | 78556.0161 | 6132.1596 | B | 6274.4651 | 1917-03-05 11:10 | 222.771 | 1 | 28 | 222.771 | 14 | AE | 0.53667 | 215.68 | 435381.2176 | 3017.1478 | 1908-04-04 03:33 | 0 | 0 | 0 | 0 | 215.68 | 0 | 0 | 0 | 0 | P | 6092.8816 | 1916-09-04 21:10 | 226.1247 | 1 | 28 | 226.1247 | 14 | AE | 0.53667 | 215.68 | 435381.2176 | 3017.1478 | 1908-04-04 03:33 | 0 | 0 | 0 | 0 | 215.68 | 0 | 0 | 0 | 0
[8 empty] | 2 | Q | 211.5692 | 149.227 | T | 0.61449 | 246.4758 | 29 | O | 0.43992 | 223.0834 | 528657.5532 | 6993.8871 | 29 | Y | 0.43503 | 222.659 | 558754.6852 | 6690.9143 | O | 6729.5583 | 1918-06-03 13:24 | 223.0834 | 1 | 29 | 243.0834 | 15 | AO | 0.52027 | 216.5399 | 72554.5796 | 3017.1478 | 1908-04-04 03:33 | 0 | 0 | 0 | 0 | 216.5399 | 0 | 0 | 0 | 0 | Y | 6411.537 | 1917-07-20 12:53 | 222.659 | 1 | 29 | 242.659 | 15 | AO | 0.52027 | 216.5399 | 72554.5796 | 3017.1478 | 1908-04-04 03:33 | 0 | 0 | 0 | 0 | 216.5399 | 0 | 0 | 0 | 0
[8 empty] | 3 | R | 212.5466 | 189.7659 | Q | 0.60205 | 149.227 | 30 | K | 0.41663 | 224.0879 | 281256.6384 | 7275.1437 | 30 | B | 0.43349 | 222.771 | 381528.7686 | 7072.4431 | K | 7134.5154 | 1919-07-13 12:22 | 224.0879 | 1 | 30 | 224.0879 | 15 | AO | 0.52027 | 216.5399 | 72554.5796 | 3089.7023 | 1908-06-15 16:51 | 0 | 0 | 0 | 0 | 216.5399 | 0 | 0 | 0 | 0 | B | 6881.6787 | 1918-11-02 16:17 | 222.771 | 1 | 30 | 222.771 | 15 | AO | 0.52027 | 216.5399 | 72554.5796 | 3089.7023 | 1908-06-15 16:51 | 0 | 0 | 0 | 0 | 216.5399 | 0 | 0 | 0 | 0
[8 empty] | 4 | W | 212.6145 | 146.6609 | S | 0.59325 | 234.2292 | 31 | D | 0.42259 | 224.1652 | 448704.0767 | 7723.8478 | 31 | C | 0.42369 | 224.2344 | 169242.5467 | 7241.6856 | D | 7499.4957 | 1920-07-12 11:54 | 224.1652 | 1 | 31 | 244.1652 | 16 | AJ | 0.50639 | 217.1282 | 433291.3535 | 3089.7023 | 1908-06-15 16:51 | 0 | 0 | 0 | 0 | 217.1282 | 0 | 0 | 0 | 0 | C | 7157.0644 | 1919-08-05 01:33 | 224.2344 | 1 | 31 | 244.2344 | 16 | AJ | 0.50639 | 217.1282 | 433291.3535 | 3089.7023 | 1908-06-15 16:51 | 0 | 0 | 0 | 0 | 217.1282 | 0 | 0 | 0 | 0
[8 empty] | 5 | T | 212.6769 | 246.4758 | U | 0.56954 | 78.3118 | 32 | C | 0.42369 | 224.2344 | 169242.5467 | 7893.0903 | 32 | D | 0.42259 | 224.1652 | 448704.0767 | 7690.3897 | C | 7808.4691 | 1921-05-17 11:15 | 224.2344 | 1 | 32 | 224.2344 | 16 | AJ | 0.50639 | 217.1282 | 433291.3535 | 3522.9937 | 1909-08-22 23:51 | 0 | 0 | 0 | 0 | 217.1282 | 0 | 0 | 0 | 0 | D | 7466.0377 | 1920-06-09 00:54 | 224.1652 | 1 | 32 | 224.1652 | 16 | AJ | 0.50639 | 217.1282 | 433291.3535 | 3522.9937 | 1909-08-22 23:51 | 0 | 0 | 0 | 0 | 217.1282 | 0 | 0 | 0 | 0
[8 empty] | 6 | AS | 212.8968 | 215.8373 | AS | 0.56892 | 215.8373 | 33 | AD | 0.41888 | 224.2668 | 70085.9291 | 7963.1763 | 33 | AB | 0.42176 | 224.2938 | 263029.1014 | 7953.4188 | AD | 7928.1333 | 1921-09-14 03:12 | 224.2668 | 1 | 33 | 244.2668 | 17 | I | 0.50362 | 217.956 | 73500.4688 | 3522.9937 | 1909-08-22 23:51 | 0 | 0 | 0 | 0 | 217.956 | 0 | 0 | 0 | 0 | AB | 7821.9043 | 1921-05-30 21:42 | 224.2938 | 1 | 33 | 244.2938 | 17 | I | 0.50362 | 217.956 | 73500.4688 | 3522.9937 | 1909-08-22 23:51 | 0 | 0 | 0 | 0 | 217.956 | 0 | 0 | 0 | 0
[8 empty] | 7 | AK | 213.4149 | 76.7634 | AK | 0.56598 | 76.7634 | 34 | AB | 0.42176 | 224.2938 | 263029.1014 | 8226.2054 | 34 | AD | 0.41888 | 224.2668 | 70085.9291 | 8023.5047 | AB | 8094.6908 | 1922-02-27 16:35 | 224.2938 | 1 | 34 | 224.2938 | 17 | I | 0.50362 | 217.956 | 73500.4688 | 3596.4942 | 1909-11-04 11:52 | 0 | 0 | 0 | 0 | 217.956 | 0 | 0 | 0 | 0 | AD | 7988.4618 | 1921-11-13 11:05 | 224.2668 | 1 | 34 | 224.2668 | 17 | I | 0.50362 | 217.956 | 73500.4688 | 3596.4942 | 1909-11-04 11:52 | 0 | 0 | 0 | 0 | 217.956 | 0 | 0 | 0 | 0
[8 empty] | 8 | U | 213.6057 | 78.3118 | AA | 0.56462 | 395.8964 | 35 | H | 0.41048 | 224.5703 | 72445.567 | 8298.6509 | 35 | K | 0.41663 | 224.0879 | 281256.6384 | 8304.7614 | H | 8262.4281 | 1922-08-14 10:17 | 224.5703 | 1 | 35 | 244.5703 | 18 | AW | 0.49581 | 218.1301 | 96721.2549 | 3596.4942 | 1909-11-04 11:52 | 0 | 0 | 0 | 0 | 0 | 218.1301 | 0 | 0 | 0 | K | 8164.1331 | 1922-05-08 03:12 | 224.0879 | 1 | 35 | 244.0879 | 18 | AW | 0.49581 | 218.1301 | 96721.2549 | 3596.4942 | 1909-11-04 11:52 | 0 | 0 | 0 | 0 | 0 | 218.1301 | 0 | 0 | 0
[8 empty] | 9 | Z | 213.9295 | 451.3291 | W | 0.56147 | 146.6609 | 36 | J | 0.3963 | 225.8621 | 232620.3308 | 8531.2713 | 36 | H | 0.41048 | 224.5703 | 72445.567 | 8377.2069 | J | 8414.9611 | 1923-01-13 23:04 | 225.8621 | 1 | 36 | 225.8621 | 18 | AW | 0.49581 | 218.1301 | 96721.2549 | 3693.2154 | 1910-02-09 05:10 | 0 | 0 | 0 | 0 | 0 | 218.1301 | 0 | 0 | 0 | H | 8340.9842 | 1922-10-31 23:37 | 224.5703 | 1 | 36 | 224.5703 | 18 | AW | 0.49581 | 218.1301 | 96721.2549 | 3693.2154 | 1910-02-09 05:10 | 0 | 0 | 0 | 0 | 0 | 218.1301 | 0 | 0 | 0
[8 empty] | 10 | V | 214.5503 | 131.5085 | V | 0.55354 | 131.5085 | 37 | P | 0.43758 | 226.1247 | 78556.0161 | 8609.8273 | 37 | J | 0.3963 | 225.8621 | 232620.3308 | 8609.8273 | P | 8570.5493 | 1923-06-18 13:11 | 226.1247 | 1 | 37 | 246.1247 | 19 | AM | 0.48311 | 218.4527 | 256619.7301 | 3693.2154 | 1910-02-09 05:10 | 0 | 0 | 0 | 0 | 0 | 218.4527 | 0 | 0 | 0 | J | 8493.5171 | 1923-04-02 12:25 | 225.8621 | 1 | 37 | 245.8621 | 19 | AP | 0.48775 | 218.6643 | 77560.9954 | 3693.2154 | 1910-02-09 05:10 | 0 | 0 | 0 | 0 | 0 | 218.6643 | 0 | 0 | 0
[8 empty] | 11 | AA | 214.6854 | 395.8964 | Z | 0.55109 | 451.3291 | 38 | L | 0.38061 | 227.7813 | 196251.513 | 8806.0788 | 38 | L | 0.38061 | 227.7813 | 196251.513 | 8806.0788 | L | 8707.953 | 1923-11-02 22:52 | 227.7813 | 1 | 38 | 227.7813 | 19 | AM | 0.48311 | 218.4527 | 256619.7301 | 3949.8351 | 1910-10-23 20:03 | 0 | 0 | 0 | 0 | 0 | 218.4527 | 0 | 0 | 0 | L | 8707.953 | 1923-11-02 22:52 | 227.7813 | 1 | 38 | 227.7813 | 19 | AP | 0.48775 | 218.6643 | 77560.9954 | 3770.7764 | 1910-04-27 18:38 | 0 | 0 | 0 | 0 | 0 | 218.6643 | 0 | 0 | 0
[8 empty] | 12 | AQ | 215.2862 | 177.4421 | AQ | 0.544 | 177.4421 | 39 | E | 0.34391 | 229.1924 | 103480.3492 | 8909.5591 | 39 | F | 0.35407 | 229.5397 | 203193.1615 | 9009.2719 | E | 8857.819 | 1924-03-31 19:39 | 229.1924 | 1 | 39 | 249.1924 | 20 | AP | 0.48775 | 218.6643 | 77560.9954 | 3949.8351 | 1910-10-23 20:03 | 0 | 0 | 0 | 0 | 0 | 218.6643 | 0 | 0 | 0 | F | 8907.6754 | 1924-05-20 16:13 | 229.5397 | 1 | 39 | 249.5397 | 20 | AM | 0.48311 | 218.4527 | 256619.7301 | 3770.7764 | 1910-04-27 18:38 | 0 | 0 | 0 | 0 | 0 | 218.4527 | 0 | 0 | 0
[8 empty] | 13 | AF | 215.2881 | 88.319 | AF | 0.5387 | 88.319 | 40 | AN | 0.35195 | 229.4432 | 151140.6739 | 9060.6998 | 40 | AH | 0.35273 | 229.4816 | 184280.3096 | 9193.5523 | AN | 8985.1295 | 1924-08-06 03:06 | 229.4432 | 1 | 40 | 229.4432 | 20 | AP | 0.48775 | 218.6643 | 77560.9954 | 4027.3961 | 1911-01-09 09:30 | 0 | 0 | 0 | 0 | 0 | 218.6643 | 0 | 0 | 0 | AH | 9101.4121 | 1924-11-30 09:53 | 229.4816 | 1 | 40 | 229.4816 | 20 | AM | 0.48311 | 218.4527 | 256619.7301 | 4027.3961 | 1911-01-09 09:30 | 0 | 0 | 0 | 0 | 0 | 218.4527 | 0 | 0 | 0
[8 empty] | 14 | AE | 215.68 | 435.3812 | AE | 0.53667 | 435.3812 | 41 | AH | 0.35273 | 229.4816 | 184280.3096 | 9244.9801 | 41 | AN | 0.35195 | 229.4432 | 151140.6739 | 9344.6929 | AH | 9152.84 | 1925-01-20 20:10 | 229.4816 | 1 | 41 | 249.4816 | 21 | AL | 0.47306 | 219.8047 | 346253.1739 | 4027.3961 | 1911-01-09 09:30 | 0 | 0 | 0 | 0 | 0 | 219.8047 | 0 | 0 | 0 | AN | 9269.1226 | 1925-05-17 02:57 | 229.4432 | 1 | 41 | 249.4432 | 21 | AT | 0.47382 | 221.2669 | 107818.7956 | 4027.3961 | 1911-01-09 09:30 | 0 | 0 | 0 | 0 | 0 | 221.2669 | 0 | 0 | 0
[8 empty] | 15 | AO | 216.5399 | 72.5546 | AO | 0.52027 | 72.5546 | 42 | F | 0.35407 | 229.5397 | 203193.1615 | 9448.1733 | 42 | AR | 0.34877 | 229.8756 | 99070.963 | 9443.7639 | F | 9346.5767 | 1925-08-02 13:50 | 229.5397 | 1 | 42 | 229.5397 | 21 | AL | 0.47306 | 219.8047 | 346253.1739 | 4373.6493 | 1911-12-21 15:35 | 0 | 0 | 0 | 0 | 0 | 219.8047 | 0 | 0 | 0 | AR | 9394.2284 | 1925-09-19 05:29 | 229.8756 | 1 | 42 | 229.8756 | 21 | AT | 0.47382 | 221.2669 | 107818.7956 | 4135.2149 | 1911-04-27 05:10 | 0 | 0 | 0 | 0 | 0 | 221.2669 | 0 | 0 | 0
[8 empty] | 16 | AJ | 217.1282 | 433.2914 | AJ | 0.50639 | 433.2914 | 43 | AR | 0.34877 | 229.8756 | 99070.963 | 9547.2442 | 43 | E | 0.34391 | 229.1924 | 103480.3492 | 9547.2442 | AR | 9497.7088 | 1925-12-31 17:01 | 229.8756 | 1 | 43 | 249.8756 | 22 | AV | 0.46622 | 220.8766 | 226259.8767 | 4373.6493 | 1911-12-21 15:35 | 0 | 0 | 0 | 0 | 0 | 220.8766 | 0 | 0 | 0 | E | 9495.5041 | 1925-12-29 12:06 | 229.1924 | 1 | 43 | 249.1924 | 22 | AL | 0.47306 | 219.8047 | 346253.1739 | 4135.2149 | 1911-04-27 05:10 | 0 | 0 | 0 | 0 | 0 | 219.8047 | 0 | 0 | 0
[8 empty] | 17 | I | 217.956 | 73.5005 | I | 0.50362 | 73.5005 | 44 | AX | 0.32607 | 230.3659 | 70963.5335 | 9618.2078 | 44 | AY | 0.3355 | 231.0808 | 121488.8065 | 9668.7331 | AX | 9582.726 | 1926-03-26 17:25 | 230.3659 | 1 | 44 | 230.3659 | 22 | AV | 0.46622 | 220.8766 | 226259.8767 | 4599.9092 | 1912-08-03 21:49 | 0 | 0 | 0 | 0 | 0 | 220.8766 | 0 | 0 | 0 | AY | 9607.9886 | 1926-04-20 23:44 | 231.0808 | 1 | 44 | 231.0808 | 22 | AL | 0.47306 | 219.8047 | 346253.1739 | 4481.4681 | 1912-04-07 11:14 | 0 | 0 | 0 | 0 | 0 | 219.8047 | 0 | 0 | 0
[8 empty] | 18 | AW | 218.1301 | 96.7213 | AW | 0.49581 | 96.7213 | 45 | AY | 0.3355 | 231.0808 | 121488.8065 | 9739.6966 | 45 | AX | 0.32607 | 230.3659 | 70963.5335 | 9739.6966 | AY | 9678.9522 | 1926-06-30 22:51 | 231.0808 | 1 | 45 | 251.0808 | 23 | AT | 0.47382 | 221.2669 | 107818.7956 | 4599.9092 | 1912-08-03 21:49 | 0 | 0 | 0 | 0 | 0 | 221.2669 | 0 | 0 | 0 | AX | 9704.2148 | 1926-07-26 05:09 | 230.3659 | 1 | 45 | 250.3659 | 23 | N | 0.46825 | 222.2981 | 313135.7087 | 4481.4681 | 1912-04-07 11:14 | 0 | 0 | 0 | 0 | 0 | 222.2981 | 0 | 0 | 0
[8 empty] | 19 | AM | 218.4527 | 256.6197 | AP | 0.48775 | 77.561 | 46 | AG | 0.32388 | 231.9012 | 197695.0102 | 9937.3916 | 46 | AG | 0.32388 | 231.9012 | 197695.0102 | 9937.3916 | AG | 9838.5441 | 1926-12-07 13:03 | 231.9012 | 1 | 46 | 231.9012 | 23 | AT | 0.47382 | 221.2669 | 107818.7956 | 4707.728 | 1912-11-19 17:28 | 0 | 0 | 0 | 0 | 0 | 221.2669 | 0 | 0 | 0 | AG | 9838.5441 | 1926-12-07 13:03 | 231.9012 | 1 | 46 | 231.9012 | 23 | N | 0.46825 | 222.2981 | 313135.7087 | 4794.6038 | 1913-02-14 14:30 | 0 | 0 | 0 | 0 | 0 | 222.2981 | 0 | 0 | 0
[8 empty] | 20 | AP | 218.6643 | 77.561 | AM | 0.48311 | 256.6197 | 47 | X | 0.30336 | 233.3743 | 159535.1304 | 10096.9267 | 47 | X | 0.30336 | 233.3743 | 159535.1304 | 10096.9267 | X | 10017.1592 | 1927-06-04 03:49 | 233.3743 | 1 | 47 | 253.3743 | 24 | A | 0.44379 | 221.8002 | 430828.4081 | 4707.728 | 1912-11-19 17:28 | 0 | 0 | 0 | 0 | 0 | 221.8002 | 0 | 0 | 0 | X | 10017.1592 | 1927-06-04 03:49 | 233.3743 | 1 | 47 | 253.3743 | 24 | AV | 0.46622 | 220.8766 | 226259.8767 | 4794.6038 | 1913-02-14 14:30 | 0 | 0 | 0 | 0 | 0 | 220.8766 | 0 | 0 | 0
[8 empty] | 21 | AL | 219.8047 | 346.2532 | AT | 0.47382 | 107.8188 | 48 | G | 0.2616 | 236.4737 | 247242.8651 | 10344.1696 | 48 | G | 0.2616 | 236.4737 | 247242.8651 | 10344.1696 | G | 10220.5482 | 1927-12-24 13:09 | 236.4737 | 1 | 48 | 236.4737 | 24 | A | 0.44379 | 221.8002 | 430828.4081 | 5138.5564 | 1914-01-24 13:21 | 0 | 0 | 0 | 0 | 0 | 221.8002 | 0 | 0 | 0 | G | 10220.5482 | 1927-12-24 13:09 | 236.4737 | 1 | 48 | 236.4737 | 24 | AV | 0.46622 | 220.8766 | 226259.8767 | 5020.8637 | 1913-09-28 20:44 | 0 | 0 | 0 | 0 | 0 | 220.8766 | 0 | 0 | 0
[8 empty] | 22 | AV | 220.8766 | 226.2599 | AL | 0.47306 | 346.2532 | 49 | AU | 0.25961 | 236.6457 | 71704.1297 | 10415.8737 | 49 | AU | 0.25961 | 236.6457 | 71704.1297 | 10415.8737 | AU | 10380.0217 | 1928-06-01 00:31 | 236.6457 | 1 | 49 | 256.6457 | 25 | N | 0.46825 | 222.2981 | 313135.7087 | 5138.5564 | 1914-01-24 13:21 | 0 | 0 | 0 | 0 | 0 | 222.2981 | 0 | 0 | 0 | AU | 10380.0217 | 1928-06-01 00:31 | 236.6457 | 1 | 49 | 256.6457 | 25 | A | 0.44379 | 221.8002 | 430828.4081 | 5020.8637 | 1913-09-28 20:44 | 0 | 0 | 0 | 0 | 0 | 221.8002 | 0 | 0 | 0
[8 empty] | 23 | AT | 221.2669 | 107.8188 | N | 0.46825 | 313.1357 | 50 | AI | 0.25754 | 236.8408 | 103267.9956 | 10519.1417 | 50 | AI | 0.25754 | 236.8408 | 103267.9956 | 10519.1417 | AI | 10467.5077 | 1928-08-27 12:11 | 236.8408 | 1 | 50 | 236.8408 | 25 | N | 0.46825 | 222.2981 | 313135.7087 | 5451.6921 | 1914-12-03 16:37 | 0 | 0 | 0 | 0 | 0 | 222.2981 | 0 | 0 | 0 | AI | 10467.5077 | 1928-08-27 12:11 | 236.8408 | 1 | 50 | 236.8408 | 25 | A | 0.44379 | 221.8002 | 430828.4081 | 5451.6921 | 1914-12-03 16:37 | 0 | 0 | 0 | 0 | 0 | 221.8002 | 0 | 0 | 0
[8 empty] | 24 | A | 221.8002 | 430.8284 | AV | 0.46622 | 226.2599 | 51 | AC | 0.20758 | 239.9157 | 76049.3514 | 10595.1911 | 51 | AC | 0.20758 | 239.9157 | 76049.3514 | 10595.1911 | AC | 10557.1664 | 1928-11-25 04:00 | 239.9157 | 1 | 51 | 259.9157 | 26 | M | 0.43844 | 222.4465 | 73253.9566 | 5451.6921 | 1914-12-03 16:37 | 0 | 0 | 0 | 0 | 0 | 222.4465 | 0 | 0 | 0 | AC | 10557.1664 | 1928-11-25 04:00 | 239.9157 | 1 | 51 | 259.9157 | 26 | O | 0.43992 | 223.0834 | 528657.5532 | 5451.6921 | 1914-12-03 16:37 | 0 | 0 | 0 | 0 | 0 | 223.0834 | 0 | 0 | 0
[8 empty] | 25 | N | 222.2981 | 313.1357 | A | 0.44379 | 430.8284 | 52 | #N/A | #N/A | #N/A | #N/A | #N/A | 52 | #N/A | #N/A | #N/A | #N/A | #N/A | #N/A | #N/A | #N/A | #N/A | #N/A | #N/A | #N/A | 26 | M | 0.43844 | 222.4465 | 73253.9566 | 5524.9461 | 1915-02-14 22:42 | 0 | 0 | 0 | 0 | 0 | 222.4465 | 0 | 0 | 0 | #N/A | #N/A | #N/A | #N/A | #N/A | #N/A | #N/A | 26 | O | 0.43992 | 223.0834 | 528657.5532 | 5980.3497 | 1916-05-15 08:24 | 0 | 0 | 0 | 0 | 0 | 223.0834 | 0 | 0 | 0
[8 empty] | 26 | M | 222.4465 | 73.254 | O | 0.43992 | 528.6576 | 53 | #N/A | #N/A | #N/A | #N/A | #N/A | 53 | #N/A | #N/A | #N/A | #N/A | #N/A | #N/A | #N/A | #N/A | #N/A | #N/A | #N/A | #N/A | 27 | Y | 0.43503 | 222.659 | 558754.6852 | 5524.9461 | 1915-02-14 22:42 | 0 | 0 | 0 | 0 | 0 | 222.659 | 0 | 0 | 0 | #N/A | #N/A | #N/A | #N/A | #N/A | #N/A | #N/A | 27 | M | 0.43844 | 222.4465 | 73253.9566 | 5980.3497 | 1916-05-15 08:24 | 0 | 0 | 0 | 0 | 0 | 222.4465 | 0 | 0 | 0
[8 empty] | 27 | Y | 222.659 | 558.7547 | M | 0.43844 | 73.254 | 54 | #N/A | #N/A | #N/A | #N/A | #N/A | 54 | #N/A | #N/A | #N/A | #N/A | #N/A | #N/A | #N/A | #N/A | #N/A | #N/A | #N/A | #N/A | 27 | Y | 0.43503 | 222.659 | 558754.6852 | 6083.7007 | 1916-08-26 16:49 | 0 | 0 | 0 | 0 | 0 | 222.659 | 0 | 0 | 0 | #N/A | #N/A | #N/A | #N/A | #N/A | #N/A | #N/A | 27 | M | 0.43844 | 222.4465 | 73253.9566 | 6053.6036 | 1916-07-27 14:29 | 0 | 0 | 0 | 0 | 0 | 222.4465 | 0 | 0 | 0
[8 empty] | 28 | B | 222.771 | 381.5288 | P | 0.43758 | 78.556 | 55 | #N/A | #N/A | #N/A | #N/A | #N/A | 55 | #N/A | #N/A | #N/A | #N/A | #N/A | #N/A | #N/A | #N/A | #N/A | #N/A | #N/A | #N/A | 28 | B | 0.43349 | 222.771 | 381528.7686 | 6083.7007 | 1916-08-26 16:49 | 0 | 0 | 0 | 0 | 0 | 222.771 | 0 | 0 | 0 | #N/A | #N/A | #N/A | #N/A | #N/A | #N/A | #N/A | 28 | P | 0.43758 | 226.1247 | 78556.0161 | 6053.6036 | 1916-07-27 14:29 | 0 | 0 | 0 | 0 | 0 | 226.1247 | 0 | 0 | 0
[8 empty] | 29 | O | 223.0834 | 528.6576 | Y | 0.43503 | 558.7547 | 56 | #N/A | #N/A | #N/A | #N/A | #N/A | 56 | #N/A | #N/A | #N/A | #N/A | #N/A | #N/A | #N/A | #N/A | #N/A | #N/A | #N/A | #N/A | 28 | B | 0.43349 | 222.771 | 381528.7686 | 6465.2295 | 1917-09-12 05:31 | 0 | 0 | 0 | 0 | 0 | 222.771 | 0 | 0 | 0 | #N/A | #N/A | #N/A | #N/A | #N/A | #N/A | #N/A | 28 | P | 0.43758 | 226.1247 | 78556.0161 | 6132.1596 | 1916-10-14 03:50 | 0 | 0 | 0 | 0 | 0 | 226.1247 | 0 | 0 | 0
[8 empty] | 30 | K | 224.0879 | 281.2566 | B | 0.43349 | 381.5288 | 57 | #N/A | #N/A | #N/A | #N/A | #N/A | 57 | #N/A | #N/A | #N/A | #N/A | #N/A | #N/A | #N/A | #N/A | #N/A | #N/A | #N/A | #N/A | 29 | O | 0.43992 | 223.0834 | 528657.5532 | 6465.2295 | 1917-09-12 05:31 | 0 | 0 | 0 | 0 | 0 | 223.0834 | 0 | 0 | 0 | #N/A | #N/A | #N/A | #N/A | #N/A | #N/A | #N/A | 29 | Y | 0.43503 | 222.659 | 558754.6852 | 6132.1596 | 1916-10-14 03:50 | 0 | 0 | 0 | 0 | 0 | 222.659 | 0 | 0 | 0
[8 empty] | 31 | D | 224.1652 | 448.7041 | C | 0.42369 | 169.2425 | 58 | #N/A | #N/A | #N/A | #N/A | #N/A | 58 | #N/A | #N/A | #N/A | #N/A | #N/A | #N/A | #N/A | #N/A | #N/A | #N/A | #N/A | #N/A | 29 | O | 0.43992 | 223.0834 | 528657.5532 | 6993.8871 | 1919-02-22 21:17 | 0 | 0 | 0 | 0 | 0 | 223.0834 | 0 | 0 | 0 | #N/A | #N/A | #N/A | #N/A | #N/A | #N/A | #N/A | 29 | Y | 0.43503 | 222.659 | 558754.6852 | 6690.9143 | 1918-04-25 21:57 | 0 | 0 | 0 | 0 | 0 | 222.659 | 0 | 0 | 0
[8 empty] | 32 | C | 224.2344 | 169.2425 | D | 0.42259 | 448.7041 | 59 | #N/A | #N/A | #N/A | #N/A | #N/A | 59 | #N/A | #N/A | #N/A | #N/A | #N/A | #N/A | #N/A | #N/A | #N/A | #N/A | #N/A | #N/A | 30 | K | 0.41663 | 224.0879 | 281256.6384 | 6993.8871 | 1919-02-22 21:17 | 0 | 0 | 0 | 0 | 0 | 224.0879 | 0 | 0 | 0 | #N/A | #N/A | #N/A | #N/A | #N/A | #N/A | #N/A | 30 | B | 0.43349 | 222.771 | 381528.7686 | 6690.9143 | 1918-04-25 21:57 | 0 | 0 | 0 | 0 | 0 | 222.771 | 0 | 0 | 0
[8 empty] | 33 | AD | 224.2668 | 70.0859 | AB | 0.42176 | 263.0291 | 60 | #N/A | #N/A | #N/A | #N/A | #N/A | 60 | #N/A | #N/A | #N/A | #N/A | #N/A | #N/A | #N/A | #N/A | #N/A | #N/A | #N/A | #N/A | 30 | K | 0.41663 | 224.0879 | 281256.6384 | 7275.1437 | 1919-12-01 03:27 | 0 | 0 | 0 | 0 | 0 | 224.0879 | 0 | 0 | 0 | #N/A | #N/A | #N/A | #N/A | #N/A | #N/A | #N/A | 30 | B | 0.43349 | 222.771 | 381528.7686 | 7072.4431 | 1919-05-12 10:38 | 0 | 0 | 0 | 0 | 0 | 222.771 | 0 | 0 | 0
[8 empty] | 34 | AB | 224.2938 | 263.0291 | AD | 0.41888 | 70.0859 | 61 | #N/A | #N/A | #N/A | #N/A | #N/A | 61 | #N/A | #N/A | #N/A | #N/A | #N/A | #N/A | #N/A | #N/A | #N/A | #N/A | #N/A | #N/A | 31 | D | 0.42259 | 224.1652 | 448704.0767 | 7275.1437 | 1919-12-01 03:27 | 0 | 0 | 0 | 0 | 0 | 224.1652 | 0 | 0 | 0 | #N/A | #N/A | #N/A | #N/A | #N/A | #N/A | #N/A | 31 | C | 0.42369 | 224.2344 | 169242.5467 | 7072.4431 | 1919-05-12 10:38 | 0 | 0 | 0 | 0 | 0 | 224.2344 | 0 | 0 | 0
[8 empty] | 35 | H | 224.5703 | 72.4456 | K | 0.41663 | 281.2566 | 62 | #N/A | #N/A | #N/A | #N/A | #N/A | 62 | #N/A | #N/A | #N/A | #N/A | #N/A | #N/A | #N/A | #N/A | #N/A | #N/A | #N/A | #N/A | 31 | D | 0.42259 | 224.1652 | 448704.0767 | 7723.8478 | 1921-02-21 20:21 | 0 | 0 | 0 | 0 | 0 | 224.1652 | 0 | 0 | 0 | #N/A | #N/A | #N/A | #N/A | #N/A | #N/A | #N/A | 31 | C | 0.42369 | 224.2344 | 169242.5467 | 7241.6856 | 1919-10-28 16:27 | 0 | 0 | 0 | 0 | 0 | 224.2344 | 0 | 0 | 0
[8 empty] | 36 | J | 225.8621 | 232.6203 | H | 0.41048 | 72.4456 | 63 | #N/A | #N/A | #N/A | #N/A | #N/A | 63 | #N/A | #N/A | #N/A | #N/A | #N/A | #N/A | #N/A | #N/A | #N/A | #N/A | #N/A | #N/A | 32 | C | 0.42369 | 224.2344 | 169242.5467 | 7723.8478 | 1921-02-21 20:21 | 0 | 0 | 0 | 0 | 0 | 224.2344 | 0 | 0 | 0 | #N/A | #N/A | #N/A | #N/A | #N/A | #N/A | #N/A | 32 | D | 0.42259 | 224.1652 | 448704.0767 | 7241.6856 | 1919-10-28 16:27 | 0 | 0 | 0 | 0 | 0 | 224.1652 | 0 | 0 | 0
[8 empty] | 37 | P | 226.1247 | 78.556 | J | 0.3963 | 232.6203 | 64 | #N/A | #N/A | #N/A | #N/A | #N/A | 64 | #N/A | #N/A | #N/A | #N/A | #N/A | #N/A | #N/A | #N/A | #N/A | #N/A | #N/A | #N/A | 32 | C | 0.42369 | 224.2344 | 169242.5467 | 7893.0903 | 1921-08-10 02:10 | 0 | 0 | 0 | 0 | 0 | 224.2344 | 0 | 0 | 0 | #N/A | #N/A | #N/A | #N/A | #N/A | #N/A | #N/A | 32 | D | 0.42259 | 224.1652 | 448704.0767 | 7690.3897 | 1921-01-19 09:21 | 0 | 0 | 0 | 0 | 0 | 224.1652 | 0 | 0 | 0
[8 empty] | 38 | L | 227.7813 | 196.2515 | L | 0.38061 | 196.2515 | 65 | #N/A | #N/A | #N/A | #N/A | #N/A | 65 | #N/A | #N/A | #N/A | #N/A | #N/A | #N/A | #N/A | #N/A | #N/A | #N/A | #N/A | #N/A | 33 | AD | 0.41888 | 224.2668 | 70085.9291 | 7893.0903 | 1921-08-10 02:10 | 0 | 0 | 0 | 0 | 0 | 224.2668 | 0 | 0 | 0 | #N/A | #N/A | #N/A | #N/A | #N/A | #N/A | #N/A | 33 | AB | 0.42176 | 224.2938 | 263029.1014 | 7690.3897 | 1921-01-19 09:21 | 0 | 0 | 0 | 0 | 0 | 224.2938 | 0 | 0 | 0
[8 empty] | 39 | E | 229.1924 | 103.4803 | F | 0.35407 | 203.1932 | 66 | #N/A | #N/A | #N/A | #N/A | #N/A | 66 | #N/A | #N/A | #N/A | #N/A | #N/A | #N/A | #N/A | #N/A | #N/A | #N/A | #N/A | #N/A | 33 | AD | 0.41888 | 224.2668 | 70085.9291 | 7963.1763 | 1921-10-19 04:14 | 0 | 0 | 0 | 0 | 0 | 224.2668 | 0 | 0 | 0 | #N/A | #N/A | #N/A | #N/A | #N/A | #N/A | #N/A | 33 | AB | 0.42176 | 224.2938 | 263029.1014 | 7953.4188 | 1921-10-09 10:03 | 0 | 0 | 0 | 0 | 0 | 224.2938 | 0 | 0 | 0
[8 empty] | 40 | AN | 229.4432 | 151.1407 | AH | 0.35273 | 184.2803 | 67 | #N/A | #N/A | #N/A | #N/A | #N/A | 67 | #N/A | #N/A | #N/A | #N/A | #N/A | #N/A | #N/A | #N/A | #N/A | #N/A | #N/A | #N/A | 34 | AB | 0.42176 | 224.2938 | 263029.1014 | 7963.1763 | 1921-10-19 04:14 | 0 | 0 | 0 | 0 | 0 | 224.2938 | 0 | 0 | 0 | #N/A | #N/A | #N/A | #N/A | #N/A | #N/A | #N/A | 34 | AD | 0.41888 | 224.2668 | 70085.9291 | 7953.4188 | 1921-10-09 10:03 | 0 | 0 | 0 | 0 | 0 | 224.2668 | 0 | 0 | 0
[8 empty] | 41 | AH | 229.4816 | 184.2803 | AN | 0.35195 | 151.1407 | 68 | #N/A | #N/A | #N/A | #N/A | #N/A | 68 | #N/A | #N/A | #N/A | #N/A | #N/A | #N/A | #N/A | #N/A | #N/A | #N/A | #N/A | #N/A | 34 | AB | 0.42176 | 224.2938 | 263029.1014 | 8226.2054 | 1922-07-09 04:56 | 0 | 0 | 0 | 0 | 0 | 224.2938 | 0 | 0 | 0 | #N/A | #N/A | #N/A | #N/A | #N/A | #N/A | #N/A | 34 | AD | 0.41888 | 224.2668 | 70085.9291 | 8023.5047 | 1921-12-18 12:07 | 0 | 0 | 0 | 0 | 0 | 224.2668 | 0 | 0 | 0
[8 empty] | 42 | F | 229.5397 | 203.1932 | AR | 0.34877 | 99.071 | 69 | #N/A | #N/A | #N/A | #N/A | #N/A | 69 | #N/A | #N/A | #N/A | #N/A | #N/A | #N/A | #N/A | #N/A | #N/A | #N/A | #N/A | #N/A | 35 | H | 0.41048 | 224.5703 | 72445.567 | 8226.2054 | 1922-07-09 04:56 | 0 | 0 | 0 | 0 | 0 | 224.5703 | 0 | 0 | 0 | #N/A | #N/A | #N/A | #N/A | #N/A | #N/A | #N/A | 35 | K | 0.41663 | 224.0879 | 281256.6384 | 8023.5047 | 1921-12-18 12:07 | 0 | 0 | 0 | 0 | 0 | 224.0879 | 0 | 0 | 0
[8 empty] | 43 | AR | 229.8756 | 99.071 | E | 0.34391 | 103.4803 | 70 | #N/A | #N/A | #N/A | #N/A | #N/A | 70 | #N/A | #N/A | #N/A | #N/A | #N/A | #N/A | #N/A | #N/A | #N/A | #N/A | #N/A | #N/A | 35 | H | 0.41048 | 224.5703 | 72445.567 | 8298.6509 | 1922-09-19 15:37 | 0 | 0 | 0 | 0 | 0 | 224.5703 | 0 | 0 | 0 | #N/A | #N/A | #N/A | #N/A | #N/A | #N/A | #N/A | 35 | K | 0.41663 | 224.0879 | 281256.6384 | 8304.7614 | 1922-09-25 18:16 | 0 | 0 | 0 | 0 | 0 | 224.0879 | 0 | 0 | 0
[8 empty] | 44 | AX | 230.3659 | 70.9635 | AY | 0.3355 | 121.4888 | 71 | #N/A | #N/A | #N/A | #N/A | #N/A | 71 | #N/A | #N/A | #N/A | #N/A | #N/A | #N/A | #N/A | #N/A | #N/A | #N/A | #N/A | #N/A | 36 | J | 0.3963 | 225.8621 | 232620.3308 | 8298.6509 | 1922-09-19 15:37 | 0 | 0 | 0 | 0 | 0 | 0 | 225.8621 | 0 | 0 | #N/A | #N/A | #N/A | #N/A | #N/A | #N/A | #N/A | 36 | H | 0.41048 | 224.5703 | 72445.567 | 8304.7614 | 1922-09-25 18:16 | 0 | 0 | 0 | 0 | 0 | 224.5703 | 0 | 0 | 0
MAP OF ZONES | [7 empty] | 45 | AY | 231.0808 | 121.4888 | AX | 0.32607 | 70.9635 | 72 | #N/A | #N/A | #N/A | #N/A | #N/A | 72 | #N/A | #N/A | #N/A | #N/A | #N/A | #N/A | #N/A | #N/A | #N/A | #N/A | #N/A | #N/A | 36 | J | 0.3963 | 225.8621 | 232620.3308 | 8531.2713 | 1923-05-10 06:31 | 0 | 0 | 0 | 0 | 0 | 0 | 225.8621 | 0 | 0 | #N/A | #N/A | #N/A | #N/A | #N/A | #N/A | #N/A | 36 | H | 0.41048 | 224.5703 | 72445.567 | 8377.2069 | 1922-12-07 04:58 | 0 | 0 | 0 | 0 | 0 | 224.5703 | 0 | 0 | 0
[8 empty] | 46 | AG | 231.9012 | 197.695 | AG | 0.32388 | 197.695 | 73 | #N/A | #N/A | #N/A | #N/A | #N/A | 73 | #N/A | #N/A | #N/A | #N/A | #N/A | #N/A | #N/A | #N/A | #N/A | #N/A | #N/A | #N/A | 37 | P | 0.43758 | 226.1247 | 78556.0161 | 8531.2713 | 1923-05-10 06:31 | 0 | 0 | 0 | 0 | 0 | 226.1247 | 0 | 0 | 0 | #N/A | #N/A | #N/A | #N/A | #N/A | #N/A | #N/A | 37 | J | 0.3963 | 225.8621 | 232620.3308 | 8377.2069 | 1922-12-07 04:58 | 0 | 0 | 0 | 0 | 0 | 0 | 225.8621 | 0 | 0
[8 empty] | 47 | X | 233.3743 | 159.5351 | X | 0.30336 | 159.5351 | 74 | #N/A | #N/A | #N/A | #N/A | #N/A | 74 | #N/A | #N/A | #N/A | #N/A | #N/A | #N/A | #N/A | #N/A | #N/A | #N/A | #N/A | #N/A | 37 | P | 0.43758 | 226.1247 | 78556.0161 | 8609.8273 | 1923-07-27 19:51 | 0 | 0 | 0 | 0 | 0 | 226.1247 | 0 | 0 | 0 | #N/A | #N/A | #N/A | #N/A | #N/A | #N/A | #N/A | 37 | J | 0.3963 | 225.8621 | 232620.3308 | 8609.8273 | 1923-07-27 19:51 | 0 | 0 | 0 | 0 | 0 | 0 | 225.8621 | 0 | 0
[8 empty] | 48 | G | 236.4737 | 247.2429 | G | 0.2616 | 247.2429 | 75 | #N/A | #N/A | #N/A | #N/A | #N/A | 75 | #N/A | #N/A | #N/A | #N/A | #N/A | #N/A | #N/A | #N/A | #N/A | #N/A | #N/A | #N/A | 38 | L | 0.38061 | 227.7813 | 196251.513 | 8609.8273 | 1923-07-27 19:51 | 0 | 0 | 0 | 0 | 0 | 0 | 227.7813 | 0 | 0 | #N/A | #N/A | #N/A | #N/A | #N/A | #N/A | #N/A | 38 | L | 0.38061 | 227.7813 | 196251.513 | 8609.8273 | 1923-07-27 19:51 | 0 | 0 | 0 | 0 | 0 | 0 | 227.7813 | 0 | 0
[8 empty] | 49 | AU | 236.6457 | 71.7041 | AU | 0.25961 | 71.7041 | 76 | #N/A | #N/A | #N/A | #N/A | #N/A | 76 | #N/A | #N/A | #N/A | #N/A | #N/A | #N/A | #N/A | #N/A | #N/A | #N/A | #N/A | #N/A | 38 | L | 0.38061 | 227.7813 | 196251.513 | 8806.0788 | 1924-02-09 01:53 | 0 | 0 | 0 | 0 | 0 | 0 | 227.7813 | 0 | 0 | #N/A | #N/A | #N/A | #N/A | #N/A | #N/A | #N/A | 38 | L | 0.38061 | 227.7813 | 196251.513 | 8806.0788 | 1924-02-09 01:53 | 0 | 0 | 0 | 0 | 0 | 0 | 227.7813 | 0 | 0
[8 empty] | 50 | AI | 236.8408 | 103.268 | AI | 0.25754 | 103.268 | 77 | #N/A | #N/A | #N/A | #N/A | #N/A | 77 | #N/A | #N/A | #N/A | #N/A | #N/A | #N/A | #N/A | #N/A | #N/A | #N/A | #N/A | #N/A | 39 | E | 0.34391 | 229.1924 | 103480.3492 | 8806.0788 | 1924-02-09 01:53 | 0 | 0 | 0 | 0 | 0 | 0 | 229.1924 | 0 | 0 | #N/A | #N/A | #N/A | #N/A | #N/A | #N/A | #N/A | 39 | F | 0.35407 | 229.5397 | 203193.1615 | 8806.0788 | 1924-02-09 01:53 | 0 | 0 | 0 | 0 | 0 | 0 | 229.5397 | 0 | 0
[8 empty] | 51 | AC | 239.9157 | 76.0494 | AC | 0.20758 | 76.0494 | 78 | #N/A | #N/A | #N/A | #N/A | #N/A | 78 | #N/A | #N/A | #N/A | #N/A | #N/A | #N/A | #N/A | #N/A | #N/A | #N/A | #N/A | #N/A | 39 | E | 0.34391 | 229.1924 | 103480.3492 | 8909.5591 | 1924-05-22 13:25 | 0 | 0 | 0 | 0 | 0 | 0 | 229.1924 | 0 | 0 | #N/A | #N/A | #N/A | #N/A | #N/A | #N/A | #N/A | 39 | F | 0.35407 | 229.5397 | 203193.1615 | 9009.2719 | 1924-08-30 06:32 | 0 | 0 | 0 | 0 | 0 | 0 | 229.5397 | 0 | 0
[8 empty] | 52 | [6 empty] | 79 | #N/A | #N/A | #N/A | #N/A | #N/A | 79 | #N/A | #N/A | #N/A | #N/A | #N/A | #N/A | #N/A | #N/A | #N/A | #N/A | #N/A | #N/A | 40 | AN | 0.35195 | 229.4432 | 151140.6739 | 8909.5591 | 1924-05-22 13:25 | 0 | 0 | 0 | 0 | 0 | 0 | 229.4432 | 0 | 0 | #N/A | #N/A | #N/A | #N/A | #N/A | #N/A | #N/A | 40 | AH | 0.35273 | 229.4816 | 184280.3096 | 9009.2719 | 1924-08-30 06:32 | 0 | 0 | 0 | 0 | 0 | 0 | 229.4816 | 0 | 0
[8 empty] | 53 | [6 empty] | 80 | #N/A | #N/A | #N/A | #N/A | #N/A | 80 | #N/A | #N/A | #N/A | #N/A | #N/A | #N/A | #N/A | #N/A | #N/A | #N/A | #N/A | #N/A | 40 | AN | 0.35195 | 229.4432 | 151140.6739 | 9060.6998 | 1924-10-20 16:48 | 0 | 0 | 0 | 0 | 0 | 0 | 229.4432 | 0 | 0 | #N/A | #N/A | #N/A | #N/A | #N/A | #N/A | #N/A | 40 | AH | 0.35273 | 229.4816 | 184280.3096 | 9193.5523 | 1925-03-02 13:15 | 0 | 0 | 0 | 0 | 0 | 0 | 229.4816 | 0 | 0
[8 empty] | 54 | [6 empty] | 81 | #N/A | #N/A | #N/A | #N/A | #N/A | 81 | #N/A | #N/A | #N/A | #N/A | #N/A | #N/A | #N/A | #N/A | #N/A | #N/A | #N/A | #N/A | 41 | AH | 0.35273 | 229.4816 | 184280.3096 | 9060.6998 | 1924-10-20 16:48 | 0 | 0 | 0 | 0 | 0 | 0 | 229.4816 | 0 | 0 | #N/A | #N/A | #N/A | #N/A | #N/A | #N/A | #N/A | 41 | AN | 0.35195 | 229.4432 | 151140.6739 | 9193.5523 | 1925-03-02 13:15 | 0 | 0 | 0 | 0 | 0 | 0 | 229.4432 | 0 | 0
[8 empty] | 55 | [6 empty] | 82 | #N/A | #N/A | #N/A | #N/A | #N/A | 82 | #N/A | #N/A | #N/A | #N/A | #N/A | #N/A | #N/A | #N/A | #N/A | #N/A | #N/A | #N/A | 41 | AH | 0.35273 | 229.4816 | 184280.3096 | 9244.9801 | 1925-04-22 23:31 | 0 | 0 | 0 | 0 | 0 | 0 | 229.4816 | 0 | 0 | #N/A | #N/A | #N/A | #N/A | #N/A | #N/A | #N/A | 41 | AN | 0.35195 | 229.4432 | 151140.6739 | 9344.6929 | 1925-07-31 16:38 | 0 | 0 | 0 | 0 | 0 | 0 | 229.4432 | 0 | 0
[8 empty] | 56 | [6 empty] | 83 | #N/A | #N/A | #N/A | #N/A | #N/A | 83 | #N/A | #N/A | #N/A | #N/A | #N/A | #N/A | #N/A | #N/A | #N/A | #N/A | #N/A | #N/A | 42 | F | 0.35407 | 229.5397 | 203193.1615 | 9244.9801 | 1925-04-22 23:31 | 0 | 0 | 0 | 0 | 0 | 0 | 229.5397 | 0 | 0 | #N/A | #N/A | #N/A | #N/A | #N/A | #N/A | #N/A | 42 | AR | 0.34877 | 229.8756 | 99070.963 | 9344.6929 | 1925-07-31 16:38 | 0 | 0 | 0 | 0 | 0 | 0 | 229.8756 | 0 | 0
[8 empty] | 57 | [6 empty] | 84 | #N/A | #N/A | #N/A | #N/A | #N/A | 84 | #N/A | #N/A | #N/A | #N/A | #N/A | #N/A | #N/A | #N/A | #N/A | #N/A | #N/A | #N/A | 42 | F | 0.35407 | 229.5397 | 203193.1615 | 9448.1733 | 1925-11-12 04:10 | 0 | 0 | 0 | 0 | 0 | 0 | 229.5397 | 0 | 0 | #N/A | #N/A | #N/A | #N/A | #N/A | #N/A | #N/A | 42 | AR | 0.34877 | 229.8756 | 99070.963 | 9443.7639 | 1925-11-07 18:20 | 0 | 0 | 0 | 0 | 0 | 0 | 229.8756 | 0 | 0
[8 empty] | 58 | [6 empty] | 85 | #N/A | #N/A | #N/A | #N/A | #N/A | 85 | #N/A | #N/A | #N/A | #N/A | #N/A | #N/A | #N/A | #N/A | #N/A | #N/A | #N/A | #N/A | 43 | AR | 0.34877 | 229.8756 | 99070.963 | 9448.1733 | 1925-11-12 04:10 | 0 | 0 | 0 | 0 | 0 | 0 | 229.8756 | 0 | 0 | #N/A | #N/A | #N/A | #N/A | #N/A | #N/A | #N/A | 43 | E | 0.34391 | 229.1924 | 103480.3492 | 9443.7639 | 1925-11-07 18:20 | 0 | 0 | 0 | 0 | 0 | 0 | 229.1924 | 0 | 0
[8 empty] | 59 | [6 empty] | 86 | #N/A | #N/A | #N/A | #N/A | #N/A | 86 | #N/A | #N/A | #N/A | #N/A | #N/A | #N/A | #N/A | #N/A | #N/A | #N/A | #N/A | #N/A | 43 | AR | 0.34877 | 229.8756 | 99070.963 | 9547.2442 | 1926-02-19 05:52 | 0 | 0 | 0 | 0 | 0 | 0 | 229.8756 | 0 | 0 | #N/A | #N/A | #N/A | #N/A | #N/A | #N/A | #N/A | 43 | E | 0.34391 | 229.1924 | 103480.3492 | 9547.2442 | 1926-02-19 05:52 | 0 | 0 | 0 | 0 | 0 | 0 | 229.1924 | 0 | 0
[8 empty] | 60 | [6 empty] | 87 | #N/A | #N/A | #N/A | #N/A | #N/A | 87 | #N/A | #N/A | #N/A | #N/A | #N/A | #N/A | #N/A | #N/A | #N/A | #N/A | #N/A | #N/A | 44 | AX | 0.32607 | 230.3659 | 70963.5335 | 9547.2442 | 1926-02-19 05:52 | 0 | 0 | 0 | 0 | 0 | 0 | 230.3659 | 0 | 0 | #N/A | #N/A | #N/A | #N/A | #N/A | #N/A | #N/A | 44 | AY | 0.3355 | 231.0808 | 121488.8065 | 9547.2442 | 1926-02-19 05:52 | 0 | 0 | 0 | 0 | 0 | 0 | 231.0808 | 0 | 0
[8 empty] | 61 | [6 empty] | 88 | #N/A | #N/A | #N/A | #N/A | #N/A | 88 | #N/A | #N/A | #N/A | #N/A | #N/A | #N/A | #N/A | #N/A | #N/A | #N/A | #N/A | #N/A | 44 | AX | 0.32607 | 230.3659 | 70963.5335 | 9618.2078 | 1926-05-01 04:59 | 0 | 0 | 0 | 0 | 0 | 0 | 230.3659 | 0 | 0 | #N/A | #N/A | #N/A | #N/A | #N/A | #N/A | #N/A | 44 | AY | 0.3355 | 231.0808 | 121488.8065 | 9668.7331 | 1926-06-20 17:36 | 0 | 0 | 0 | 0 | 0 | 0 | 231.0808 | 0 | 0
[8 empty] | 62 | [6 empty] | 89 | #N/A | #N/A | #N/A | #N/A | #N/A | 89 | #N/A | #N/A | #N/A | #N/A | #N/A | #N/A | #N/A | #N/A | #N/A | #N/A | #N/A | #N/A | 45 | AY | 0.3355 | 231.0808 | 121488.8065 | 9618.2078 | 1926-05-01 04:59 | 0 | 0 | 0 | 0 | 0 | 0 | 231.0808 | 0 | 0 | #N/A | #N/A | #N/A | #N/A | #N/A | #N/A | #N/A | 45 | AX | 0.32607 | 230.3659 | 70963.5335 | 9668.7331 | 1926-06-20 17:36 | 0 | 0 | 0 | 0 | 0 | 0 | 230.3659 | 0 | 0
[8 empty] | 63 | [6 empty] | 90 | #N/A | #N/A | #N/A | #N/A | #N/A | 90 | #N/A | #N/A | #N/A | #N/A | #N/A | #N/A | #N/A | #N/A | #N/A | #N/A | #N/A | #N/A | 45 | AY | 0.3355 | 231.0808 | 121488.8065 | 9739.6966 | 1926-08-30 16:43 | 0 | 0 | 0 | 0 | 0 | 0 | 231.0808 | 0 | 0 | #N/A | #N/A | #N/A | #N/A | #N/A | #N/A | #N/A | 45 | AX | 0.32607 | 230.3659 | 70963.5335 | 9739.6966 | 1926-08-30 16:43 | 0 | 0 | 0 | 0 | 0 | 0 | 230.3659 | 0 | 0
[8 empty] | 64 | [6 empty] | 91 | #N/A | #N/A | #N/A | #N/A | #N/A | 91 | #N/A | #N/A | #N/A | #N/A | #N/A | #N/A | #N/A | #N/A | #N/A | #N/A | #N/A | #N/A | 46 | AG | 0.32388 | 231.9012 | 197695.0102 | 9739.6966 | 1926-08-30 16:43 | 0 | 0 | 0 | 0 | 0 | 0 | 231.9012 | 0 | 0 | #N/A | #N/A | #N/A | #N/A | #N/A | #N/A | #N/A | 46 | AG | 0.32388 | 231.9012 | 197695.0102 | 9739.6966 | 1926-08-30 16:43 | 0 | 0 | 0 | 0 | 0 | 0 | 231.9012 | 0 | 0
[8 empty] | 65 | [6 empty] | 92 | #N/A | #N/A | #N/A | #N/A | #N/A | 92 | #N/A | #N/A | #N/A | #N/A | #N/A | #N/A | #N/A | #N/A | #N/A | #N/A | #N/A | #N/A | 46 | AG | 0.32388 | 231.9012 | 197695.0102 | 9937.3916 | 1927-03-16 09:24 | 0 | 0 | 0 | 0 | 0 | 0 | 231.9012 | 0 | 0 | #N/A | #N/A | #N/A | #N/A | #N/A | #N/A | #N/A | 46 | AG | 0.32388 | 231.9012 | 197695.0102 | 9937.3916 | 1927-03-16 09:24 | 0 | 0 | 0 | 0 | 0 | 0 | 231.9012 | 0 | 0
[8 empty] | 66 | [6 empty] | 93 | #N/A | #N/A | #N/A | #N/A | #N/A | 93 | #N/A | #N/A | #N/A | #N/A | #N/A | #N/A | #N/A | #N/A | #N/A | #N/A | #N/A | #N/A | 47 | X | 0.30336 | 233.3743 | 159535.1304 | 9937.3916 | 1927-03-16 09:24 | 0 | 0 | 0 | 0 | 0 | 0 | 233.3743 | 0 | 0 | #N/A | #N/A | #N/A | #N/A | #N/A | #N/A | #N/A | 47 | X | 0.30336 | 233.3743 | 159535.1304 | 9937.3916 | 1927-03-16 09:24 | 0 | 0 | 0 | 0 | 0 | 0 | 233.3743 | 0 | 0
[8 empty] | 67 | [6 empty] | 94 | #N/A | #N/A | #N/A | #N/A | #N/A | 94 | #N/A | #N/A | #N/A | #N/A | #N/A | #N/A | #N/A | #N/A | #N/A | #N/A | #N/A | #N/A | 47 | X | 0.30336 | 233.3743 | 159535.1304 | 10096.9267 | 1927-08-22 22:14 | 0 | 0 | 0 | 0 | 0 | 0 | 233.3743 | 0 | 0 | #N/A | #N/A | #N/A | #N/A | #N/A | #N/A | #N/A | 47 | X | 0.30336 | 233.3743 | 159535.1304 | 10096.9267 | 1927-08-22 22:14 | 0 | 0 | 0 | 0 | 0 | 0 | 233.3743 | 0 | 0
[8 empty] | 68 | [6 empty] | 95 | #N/A | #N/A | #N/A | #N/A | #N/A | 95 | #N/A | #N/A | #N/A | #N/A | #N/A | #N/A | #N/A | #N/A | #N/A | #N/A | #N/A | #N/A | 48 | G | 0.2616 | 236.4737 | 247242.8651 | 10096.9267 | 1927-08-22 22:14 | 0 | 0 | 0 | 0 | 0 | 0 | 0 | 236.4737 | 0 | #N/A | #N/A | #N/A | #N/A | #N/A | #N/A | #N/A | 48 | G | 0.2616 | 236.4737 | 247242.8651 | 10096.9267 | 1927-08-22 22:14 | 0 | 0 | 0 | 0 | 0 | 0 | 0 | 236.4737 | 0
[8 empty] | 69 | [6 empty] | 96 | #N/A | #N/A | #N/A | #N/A | #N/A | 96 | #N/A | #N/A | #N/A | #N/A | #N/A | #N/A | #N/A | #N/A | #N/A | #N/A | #N/A | #N/A | 48 | G | 0.2616 | 236.4737 | 247242.8651 | 10344.1696 | 1928-04-26 04:04 | 0 | 0 | 0 | 0 | 0 | 0 | 0 | 236.4737 | 0 | #N/A | #N/A | #N/A | #N/A | #N/A | #N/A | #N/A | 48 | G | 0.2616 | 236.4737 | 247242.8651 | 10344.1696 | 1928-04-26 04:04 | 0 | 0 | 0 | 0 | 0 | 0 | 0 | 236.4737 | 0
[8 empty] | 70 | [6 empty] | 97 | #N/A | #N/A | #N/A | #N/A | #N/A | 97 | #N/A | #N/A | #N/A | #N/A | #N/A | #N/A | #N/A | #N/A | #N/A | #N/A | #N/A | #N/A | 49 | AU | 0.25961 | 236.6457 | 71704.1297 | 10344.1696 | 1928-04-26 04:04 | 0 | 0 | 0 | 0 | 0 | 0 | 0 | 236.6457 | 0 | #N/A | #N/A | #N/A | #N/A | #N/A | #N/A | #N/A | 49 | AU | 0.25961 | 236.6457 | 71704.1297 | 10344.1696 | 1928-04-26 04:04 | 0 | 0 | 0 | 0 | 0 | 0 | 0 | 236.6457 | 0
[8 empty] | 71 | [6 empty] | 98 | #N/A | #N/A | #N/A | #N/A | #N/A | 98 | #N/A | #N/A | #N/A | #N/A | #N/A | #N/A | #N/A | #N/A | #N/A | #N/A | #N/A | #N/A | 49 | AU | 0.25961 | 236.6457 | 71704.1297 | 10415.8737 | 1928-07-06 20:58 | 0 | 0 | 0 | 0 | 0 | 0 | 0 | 236.6457 | 0 | #N/A | #N/A | #N/A | #N/A | #N/A | #N/A | #N/A | 49 | AU | 0.25961 | 236.6457 | 71704.1297 | 10415.8737 | 1928-07-06 20:58 | 0 | 0 | 0 | 0 | 0 | 0 | 0 | 236.6457 | 0
[8 empty] | 72 | [6 empty] | 99 | #N/A | #N/A | #N/A | #N/A | #N/A | 99 | #N/A | #N/A | #N/A | #N/A | #N/A | #N/A | #N/A | #N/A | #N/A | #N/A | #N/A | #N/A | 50 | AI | 0.25754 | 236.8408 | 103267.9956 | 10415.8737 | 1928-07-06 20:58 | 0 | 0 | 0 | 0 | 0 | 0 | 0 | 236.8408 | 0 | #N/A | #N/A | #N/A | #N/A | #N/A | #N/A | #N/A | 50 | AI | 0.25754 | 236.8408 | 103267.9956 | 10415.8737 | 1928-07-06 20:58 | 0 | 0 | 0 | 0 | 0 | 0 | 0 | 236.8408 | 0
[8 empty] | 73 | [6 empty] | 100 | #N/A | #N/A | #N/A | #N/A | #N/A | 100 | #N/A | #N/A | #N/A | #N/A | #N/A | #N/A | #N/A | #N/A | #N/A | #N/A | #N/A | #N/A | 50 | AI | 0.25754 | 236.8408 | 103267.9956 | 10519.1417 | 1928-10-18 03:24 | 0 | 0 | 0 | 0 | 0 | 0 | 0 | 236.8408 | 0 | #N/A | #N/A | #N/A | #N/A | #N/A | #N/A | #N/A | 50 | AI | 0.25754 | 236.8408 | 103267.9956 | 10519.1417 | 1928-10-18 03:24 | 0 | 0 | 0 | 0 | 0 | 0 | 0 | 236.8408 | 0
[8 empty] | 74 | [6 empty] | 101 | #N/A | #N/A | #N/A | #N/A | #N/A | 101 | #N/A | #N/A | #N/A | #N/A | #N/A | #N/A | #N/A | #N/A | #N/A | #N/A | #N/A | #N/A | 51 | AC | 0.20758 | 239.9157 | 76049.3514 | 10519.1417 | 1928-10-18 03:24 | 0 | 0 | 0 | 0 | 0 | 0 | 0 | 239.9157 | 0 | #N/A | #N/A | #N/A | #N/A | #N/A | #N/A | #N/A | 51 | AC | 0.20758 | 239.9157 | 76049.3514 | 10519.1417 | 1928-10-18 03:24 | 0 | 0 | 0 | 0 | 0 | 0 | 0 | 239.9157 | 0
[8 empty] | 75 | [6 empty] | 102 | #N/A | #N/A | #N/A | #N/A | #N/A | 102 | #N/A | #N/A | #N/A | #N/A | #N/A | #N/A | #N/A | #N/A | #N/A | #N/A | #N/A | #N/A | 51 | AC | 0.20758 | 239.9157 | 76049.3514 | 10595.1911 | 1929-01-02 04:35 | 0 | 0 | 0 | 0 | 0 | 0 | 0 | 239.9157 | 0 | #N/A | #N/A | #N/A | #N/A | #N/A | #N/A | #N/A | 51 | AC | 0.20758 | 239.9157 | 76049.3514 | 10595.1911 | 1929-01-02 04:35 | 0 | 0 | 0 | 0 | 0 | 0 | 0 | 239.9157 | 0
[8 empty] | 76 | [6 empty] | 103 | #N/A | #N/A | #N/A | #N/A | #N/A | 103 | #N/A | #N/A | #N/A | #N/A | #N/A | #N/A | #N/A | #N/A | #N/A | #N/A | #N/A | #N/A | 52 | #N/A | #N/A | #N/A | #N/A | 10595.1911 | 1929-01-02 04:35 | #N/A | #N/A | #N/A | #N/A | #N/A | #N/A | #N/A | #N/A | #N/A | #N/A | #N/A | #N/A | #N/A | #N/A | #N/A | #N/A | 52 | #N/A | #N/A | #N/A | #N/A | 10595.1911 | 1929-01-02 04:35 | #N/A | #N/A | #N/A | #N/A | #N/A | #N/A | #N/A | #N/A | #N/A
[8 empty] | 77 | [6 empty] | 104 | #N/A | #N/A | #N/A | #N/A | #N/A | 104 | #N/A | #N/A | #N/A | #N/A | #N/A | #N/A | #N/A | #N/A | #N/A | #N/A | #N/A | #N/A | 52 | #N/A | #N/A | #N/A | #N/A | #N/A | #N/A | #N/A | #N/A | #N/A | #N/A | #N/A | #N/A | #N/A | #N/A | #N/A | #N/A | #N/A | #N/A | #N/A | #N/A | #N/A | #N/A | 52 | #N/A | #N/A | #N/A | #N/A | #N/A | #N/A | #N/A | #N/A | #N/A | #N/A | #N/A | #N/A | #N/A | #N/A | #N/A
[8 empty] | 78 | [6 empty] | 105 | #N/A | #N/A | #N/A | #N/A | #N/A | 105 | #N/A | #N/A | #N/A | #N/A | #N/A | #N/A | #N/A | #N/A | #N/A | #N/A | #N/A | #N/A | 53 | #N/A | #N/A | #N/A | #N/A | #N/A | #N/A | #N/A | #N/A | #N/A | #N/A | #N/A | #N/A | #N/A | #N/A | #N/A | #N/A | #N/A | #N/A | #N/A | #N/A | #N/A | #N/A | 53 | #N/A | #N/A | #N/A | #N/A | #N/A | #N/A | #N/A | #N/A | #N/A | #N/A | #N/A | #N/A | #N/A | #N/A | #N/A
[8 empty] | 79 | [6 empty] | 106 | #N/A | #N/A | #N/A | #N/A | #N/A | 106 | #N/A | #N/A | #N/A | #N/A | #N/A | #N/A | #N/A | #N/A | #N/A | #N/A | #N/A | #N/A | 53 | #N/A | #N/A | #N/A | #N/A | #N/A | #N/A | #N/A | #N/A | #N/A | #N/A | #N/A | #N/A | #N/A | #N/A | #N/A | #N/A | #N/A | #N/A | #N/A | #N/A | #N/A | #N/A | 53 | #N/A | #N/A | #N/A | #N/A | #N/A | #N/A | #N/A | #N/A | #N/A | #N/A | #N/A | #N/A | #N/A | #N/A | #N/A
[8 empty] | 80 | [6 empty] | 107 | #N/A | #N/A | #N/A | #N/A | #N/A | 107 | #N/A | #N/A | #N/A | #N/A | #N/A | #N/A | #N/A | #N/A | #N/A | #N/A | #N/A | #N/A | 54 | #N/A | #N/A | #N/A | #N/A | #N/A | #N/A | #N/A | #N/A | #N/A | #N/A | #N/A | #N/A | #N/A | #N/A | #N/A | #N/A | #N/A | #N/A | #N/A | #N/A | #N/A | #N/A | 54 | #N/A | #N/A | #N/A | #N/A | #N/A | #N/A | #N/A | #N/A | #N/A | #N/A | #N/A | #N/A | #N/A | #N/A | #N/A
[8 empty] | 81 | [6 empty] | 108 | #N/A | #N/A | #N/A | #N/A | #N/A | 108 | #N/A | #N/A | #N/A | #N/A | #N/A | #N/A | #N/A | #N/A | #N/A | #N/A | #N/A | #N/A | 54 | #N/A | #N/A | #N/A | #N/A | #N/A | #N/A | #N/A | #N/A | #N/A | #N/A | #N/A | #N/A | #N/A | #N/A | #N/A | #N/A | #N/A | #N/A | #N/A | #N/A | #N/A | #N/A | 54 | #N/A | #N/A | #N/A | #N/A | #N/A | #N/A | #N/A | #N/A | #N/A | #N/A | #N/A | #N/A | #N/A | #N/A | #N/A
[8 empty] | 82 | [6 empty] | 109 | #N/A | #N/A | #N/A | #N/A | #N/A | 109 | #N/A | #N/A | #N/A | #N/A | #N/A | #N/A | #N/A | #N/A | #N/A | #N/A | #N/A | #N/A | 55 | #N/A | #N/A | #N/A | #N/A | #N/A | #N/A | #N/A | #N/A | #N/A | #N/A | #N/A | #N/A | #N/A | #N/A | #N/A | #N/A | #N/A | #N/A | #N/A | #N/A | #N/A | #N/A | 55 | #N/A | #N/A | #N/A | #N/A | #N/A | #N/A | #N/A | #N/A | #N/A | #N/A | #N/A | #N/A | #N/A | #N/A | #N/A
[8 empty] | 83 | [6 empty] | 110 | #N/A | #N/A | #N/A | #N/A | #N/A | 110 | #N/A | #N/A | #N/A | #N/A | #N/A | #N/A | #N/A | #N/A | #N/A | #N/A | #N/A | #N/A | 55 | #N/A | #N/A | #N/A | #N/A | #N/A | #N/A | #N/A | #N/A | #N/A | #N/A | #N/A | #N/A | #N/A | #N/A | #N/A | #N/A | #N/A | #N/A | #N/A | #N/A | #N/A | #N/A | 55 | #N/A | #N/A | #N/A | #N/A | #N/A | #N/A | #N/A | #N/A | #N/A | #N/A | #N/A | #N/A | #N/A | #N/A | #N/A
[8 empty] | 84 | [6 empty] | 111 | #N/A | #N/A | #N/A | #N/A | #N/A | 111 | #N/A | #N/A | #N/A | #N/A | #N/A | #N/A | #N/A | #N/A | #N/A | #N/A | #N/A | #N/A | 56 | #N/A | #N/A | #N/A | #N/A | #N/A | #N/A | #N/A | #N/A | #N/A | #N/A | #N/A | #N/A | #N/A | #N/A | #N/A | #N/A | #N/A | #N/A | #N/A | #N/A | #N/A | #N/A | 56 | #N/A | #N/A | #N/A | #N/A | #N/A | #N/A | #N/A | #N/A | #N/A | #N/A | #N/A | #N/A | #N/A | #N/A | #N/A
[8 empty] | 85 | [6 empty] | 112 | #N/A | #N/A | #N/A | #N/A | #N/A | 112 | #N/A | #N/A | #N/A | #N/A | #N/A | #N/A | #N/A | #N/A | #N/A | #N/A | #N/A | #N/A | 56 | #N/A | #N/A | #N/A | #N/A | #N/A | #N/A | #N/A | #N/A | #N/A | #N/A | #N/A | #N/A | #N/A | #N/A | #N/A | #N/A | #N/A | #N/A | #N/A | #N/A | #N/A | #N/A | 56 | #N/A | #N/A | #N/A | #N/A | #N/A | #N/A | #N/A | #N/A | #N/A | #N/A | #N/A | #N/A | #N/A | #N/A | #N/A
[8 empty] | 86 | [6 empty] | 113 | #N/A | #N/A | #N/A | #N/A | #N/A | 113 | #N/A | #N/A | #N/A | #N/A | #N/A | #N/A | #N/A | #N/A | #N/A | #N/A | #N/A | #N/A | 57 | #N/A | #N/A | #N/A | #N/A | #N/A | #N/A | #N/A | #N/A | #N/A | #N/A | #N/A | #N/A | #N/A | #N/A | #N/A | #N/A | #N/A | #N/A | #N/A | #N/A | #N/A | #N/A | 57 | #N/A | #N/A | #N/A | #N/A | #N/A | #N/A | #N/A | #N/A | #N/A | #N/A | #N/A | #N/A | #N/A | #N/A | #N/A
[8 empty] | 87 | [6 empty] | 114 | #N/A | #N/A | #N/A | #N/A | #N/A | 114 | #N/A | #N/A | #N/A | #N/A | #N/A | #N/A | #N/A | #N/A | #N/A | #N/A | #N/A | #N/A | 57 | #N/A | #N/A | #N/A | #N/A | #N/A | #N/A | #N/A | #N/A | #N/A | #N/A | #N/A | #N/A | #N/A | #N/A | #N/A | #N/A | #N/A | #N/A | #N/A | #N/A | #N/A | #N/A | 57 | #N/A | #N/A | #N/A | #N/A | #N/A | #N/A | #N/A | #N/A | #N/A | #N/A | #N/A | #N/A | #N/A | #N/A | #N/A
[8 empty] | 88 | [6 empty] | 115 | #N/A | #N/A | #N/A | #N/A | #N/A | 115 | #N/A | #N/A | #N/A | #N/A | #N/A | #N/A | #N/A | #N/A | #N/A | #N/A | #N/A | #N/A | 58 | #N/A | #N/A | #N/A | #N/A | #N/A | #N/A | #N/A | #N/A | #N/A | #N/A | #N/A | #N/A | #N/A | #N/A | #N/A | #N/A | #N/A | #N/A | #N/A | #N/A | #N/A | #N/A | 58 | #N/A | #N/A | #N/A | #N/A | #N/A | #N/A | #N/A | #N/A | #N/A | #N/A | #N/A | #N/A | #N/A | #N/A | #N/A
[8 empty] | 89 | [6 empty] | 116 | #N/A | #N/A | #N/A | #N/A | #N/A | 116 | #N/A | #N/A | #N/A | #N/A | #N/A | #N/A | #N/A | #N/A | #N/A | #N/A | #N/A | #N/A | 58 | #N/A | #N/A | #N/A | #N/A | #N/A | #N/A | #N/A | #N/A | #N/A | #N/A | #N/A | #N/A | #N/A | #N/A | #N/A | #N/A | #N/A | #N/A | #N/A | #N/A | #N/A | #N/A | 58 | #N/A | #N/A | #N/A | #N/A | #N/A | #N/A | #N/A | #N/A | #N/A | #N/A | #N/A | #N/A | #N/A | #N/A | #N/A
[8 empty] | 90 | [6 empty] | 117 | #N/A | #N/A | #N/A | #N/A | #N/A | 117 | #N/A | #N/A | #N/A | #N/A | #N/A | #N/A | #N/A | #N/A | #N/A | #N/A | #N/A | #N/A | 59 | #N/A | #N/A | #N/A | #N/A | #N/A | #N/A | #N/A | #N/A | #N/A | #N/A | #N/A | #N/A | #N/A | #N/A | #N/A | #N/A | #N/A | #N/A | #N/A | #N/A | #N/A | #N/A | 59 | #N/A | #N/A | #N/A | #N/A | #N/A | #N/A | #N/A | #N/A | #N/A | #N/A | #N/A | #N/A | #N/A | #N/A | #N/A
[8 empty] | 91 | [6 empty] | 118 | #N/A | #N/A | #N/A | #N/A | #N/A | 118 | #N/A | #N/A | #N/A | #N/A | #N/A | #N/A | #N/A | #N/A | #N/A | #N/A | #N/A | #N/A | 59 | #N/A | #N/A | #N/A | #N/A | #N/A | #N/A | #N/A | #N/A | #N/A | #N/A | #N/A | #N/A | #N/A | #N/A | #N/A | #N/A | #N/A | #N/A | #N/A | #N/A | #N/A | #N/A | 59 | #N/A | #N/A | #N/A | #N/A | #N/A | #N/A | #N/A | #N/A | #N/A | #N/A | #N/A | #N/A | #N/A | #N/A | #N/A
[8 empty] | 92 | [6 empty] | 119 | #N/A | #N/A | #N/A | #N/A | #N/A | 119 | #N/A | #N/A | #N/A | #N/A | #N/A | #N/A | #N/A | #N/A | #N/A | #N/A | #N/A | #N/A | 60 | #N/A | #N/A | #N/A | #N/A | #N/A | #N/A | #N/A | #N/A | #N/A | #N/A | #N/A | #N/A | #N/A | #N/A | #N/A | #N/A | #N/A | #N/A | #N/A | #N/A | #N/A | #N/A | 60 | #N/A | #N/A | #N/A | #N/A | #N/A | #N/A | #N/A | #N/A | #N/A | #N/A | #N/A | #N/A | #N/A | #N/A | #N/A
[8 empty] | 93 | [6 empty] | 120 | #N/A | #N/A | #N/A | #N/A | #N/A | 120 | #N/A | #N/A | #N/A | #N/A | #N/A | #N/A | #N/A | #N/A | #N/A | #N/A | #N/A | #N/A | 60 | #N/A | #N/A | #N/A | #N/A | #N/A | #N/A | #N/A | #N/A | #N/A | #N/A | #N/A | #N/A | #N/A | #N/A | #N/A | #N/A | #N/A | #N/A | #N/A | #N/A | #N/A | #N/A | 60 | #N/A | #N/A | #N/A | #N/A | #N/A | #N/A | #N/A | #N/A | #N/A | #N/A | #N/A | #N/A | #N/A | #N/A | #N/A
[8 empty] | 94 | [6 empty] | 121 | #N/A | #N/A | #N/A | #N/A | #N/A | 121 | #N/A | #N/A | #N/A | #N/A | #N/A | #N/A | #N/A | #N/A | #N/A | #N/A | #N/A | #N/A | 61 | #N/A | #N/A | #N/A | #N/A | #N/A | #N/A | #N/A | #N/A | #N/A | #N/A | #N/A | #N/A | #N/A | #N/A | #N/A | #N/A | #N/A | #N/A | #N/A | #N/A | #N/A | #N/A | 61 | #N/A | #N/A | #N/A | #N/A | #N/A | #N/A | #N/A | #N/A | #N/A | #N/A | #N/A | #N/A | #N/A | #N/A | #N/A
[8 empty] | 95 | [6 empty] | 122 | #N/A | #N/A | #N/A | #N/A | #N/A | 122 | #N/A | #N/A | #N/A | #N/A | #N/A | #N/A | #N/A | #N/A | #N/A | #N/A | #N/A | #N/A | 61 | #N/A | #N/A | #N/A | #N/A | #N/A | #N/A | #N/A | #N/A | #N/A | #N/A | #N/A | #N/A | #N/A | #N/A | #N/A | #N/A | #N/A | #N/A | #N/A | #N/A | #N/A | #N/A | 61 | #N/A | #N/A | #N/A | #N/A | #N/A | #N/A | #N/A | #N/A | #N/A | #N/A | #N/A | #N/A | #N/A | #N/A | #N/A
[8 empty] | 96 | [6 empty] | 123 | #N/A | #N/A | #N/A | #N/A | #N/A | 123 | #N/A | #N/A | #N/A | #N/A | #N/A | #N/A | #N/A | #N/A | #N/A | #N/A | #N/A | #N/A | 62 | #N/A | #N/A | #N/A | #N/A | #N/A | #N/A | #N/A | #N/A | #N/A | #N/A | #N/A | #N/A | #N/A | #N/A | #N/A | #N/A | #N/A | #N/A | #N/A | #N/A | #N/A | #N/A | 62 | #N/A | #N/A | #N/A | #N/A | #N/A | #N/A | #N/A | #N/A | #N/A | #N/A | #N/A | #N/A | #N/A | #N/A | #N/A
[8 empty] | 97 | [6 empty] | 124 | #N/A | #N/A | #N/A | #N/A | #N/A | 124 | #N/A | #N/A | #N/A | #N/A | #N/A | #N/A | #N/A | #N/A | #N/A | #N/A | #N/A | #N/A | 62 | #N/A | #N/A | #N/A | #N/A | #N/A | #N/A | #N/A | #N/A | #N/A | #N/A | #N/A | #N/A | #N/A | #N/A | #N/A | #N/A | #N/A | #N/A | #N/A | #N/A | #N/A | #N/A | 62 | #N/A | #N/A | #N/A | #N/A | #N/A | #N/A | #N/A | #N/A | #N/A | #N/A | #N/A | #N/A | #N/A | #N/A | #N/A
[8 empty] | 98 | [6 empty] | 125 | #N/A | #N/A | #N/A | #N/A | #N/A | 125 | #N/A | #N/A | #N/A | #N/A | #N/A | #N/A | #N/A | #N/A | #N/A | #N/A | #N/A | #N/A | 63 | #N/A | #N/A | #N/A | #N/A | #N/A | #N/A | #N/A | #N/A | #N/A | #N/A | #N/A | #N/A | #N/A | #N/A | #N/A | #N/A | #N/A | #N/A | #N/A | #N/A | #N/A | #N/A | 63 | #N/A | #N/A | #N/A | #N/A | #N/A | #N/A | #N/A | #N/A | #N/A | #N/A | #N/A | #N/A | #N/A | #N/A | #N/A
[8 empty] | 99 | [6 empty] | 126 | #N/A | #N/A | #N/A | #N/A | #N/A | 126 | #N/A | #N/A | #N/A | #N/A | #N/A | #N/A | #N/A | #N/A | #N/A | #N/A | #N/A | #N/A | 63 | #N/A | #N/A | #N/A | #N/A | #N/A | #N/A | #N/A | #N/A | #N/A | #N/A | #N/A | #N/A | #N/A | #N/A | #N/A | #N/A | #N/A | #N/A | #N/A | #N/A | #N/A | #N/A | 63 | #N/A | #N/A | #N/A | #N/A | #N/A | #N/A | #N/A | #N/A | #N/A | #N/A | #N/A | #N/A | #N/A | #N/A | #N/A
[8 empty] | 100 | [6 empty] | 127 | #N/A | #N/A | #N/A | #N/A | #N/A | 127 | #N/A | #N/A | #N/A | #N/A | #N/A | #N/A | #N/A | #N/A | #N/A | #N/A | #N/A | #N/A | 64 | #N/A | #N/A | #N/A | #N/A | #N/A | #N/A | #N/A | #N/A | #N/A | #N/A | #N/A | #N/A | #N/A | #N/A | #N/A | #N/A | #N/A | #N/A | #N/A | #N/A | #N/A | #N/A | 64 | #N/A | #N/A | #N/A | #N/A | #N/A | #N/A | #N/A | #N/A | #N/A | #N/A | #N/A | #N/A | #N/A | #N/A | #N/A
[8 empty] | 101 | [6 empty] | 128 | #N/A | #N/A | #N/A | #N/A | #N/A | 128 | #N/A | #N/A | #N/A | #N/A | #N/A | #N/A | #N/A | #N/A | #N/A | #N/A | #N/A | #N/A | 64 | #N/A | #N/A | #N/A | #N/A | #N/A | #N/A | #N/A | #N/A | #N/A | #N/A | #N/A | #N/A | #N/A | #N/A | #N/A | #N/A | #N/A | #N/A | #N/A | #N/A | #N/A | #N/A | 64 | #N/A | #N/A | #N/A | #N/A | #N/A | #N/A | #N/A | #N/A | #N/A | #N/A | #N/A | #N/A | #N/A | #N/A | #N/A
[8 empty] | 102 | [6 empty] | 129 | #N/A | #N/A | #N/A | #N/A | #N/A | 129 | #N/A | #N/A | #N/A | #N/A | #N/A | #N/A | #N/A | #N/A | #N/A | #N/A | #N/A | #N/A | 65 | #N/A | #N/A | #N/A | #N/A | #N/A | #N/A | #N/A | #N/A | #N/A | #N/A | #N/A | #N/A | #N/A | #N/A | #N/A | #N/A | #N/A | #N/A | #N/A | #N/A | #N/A | #N/A | 65 | #N/A | #N/A | #N/A | #N/A | #N/A | #N/A | #N/A | #N/A | #N/A | #N/A | #N/A | #N/A | #N/A | #N/A | #N/A
[8 empty] | 103 | [6 empty] | 130 | #N/A | #N/A | #N/A | #N/A | #N/A | 130 | #N/A | #N/A | #N/A | #N/A | #N/A | #N/A | #N/A | #N/A | #N/A | #N/A | #N/A | #N/A | 65 | #N/A | #N/A | #N/A | #N/A | #N/A | #N/A | #N/A | #N/A | #N/A | #N/A | #N/A | #N/A | #N/A | #N/A | #N/A | #N/A | #N/A | #N/A | #N/A | #N/A | #N/A | #N/A | 65 | #N/A | #N/A | #N/A | #N/A | #N/A | #N/A | #N/A | #N/A | #N/A | #N/A | #N/A | #N/A | #N/A | #N/A | #N/A
[8 empty] | 104 | [6 empty] | 131 | #N/A | #N/A | #N/A | #N/A | #N/A | 131 | #N/A | #N/A | #N/A | #N/A | #N/A | #N/A | #N/A | #N/A | #N/A | #N/A | #N/A | #N/A | 66 | #N/A | #N/A | #N/A | #N/A | #N/A | #N/A | #N/A | #N/A | #N/A | #N/A | #N/A | #N/A | #N/A | #N/A | #N/A | #N/A | #N/A | #N/A | #N/A | #N/A | #N/A | #N/A | 66 | #N/A | #N/A | #N/A | #N/A | #N/A | #N/A | #N/A | #N/A | #N/A | #N/A | #N/A | #N/A | #N/A | #N/A | #N/A
[8 empty] | 105 | [6 empty] | 132 | #N/A | #N/A | #N/A | #N/A | #N/A | 132 | #N/A | #N/A | #N/A | #N/A | #N/A | #N/A | #N/A | #N/A | #N/A | #N/A | #N/A | #N/A | 66 | #N/A | #N/A | #N/A | #N/A | #N/A | #N/A | #N/A | #N/A | #N/A | #N/A | #N/A | #N/A | #N/A | #N/A | #N/A | #N/A | #N/A | #N/A | #N/A | #N/A | #N/A | #N/A | 66 | #N/A | #N/A | #N/A | #N/A | #N/A | #N/A | #N/A | #N/A | #N/A | #N/A | #N/A | #N/A | #N/A | #N/A | #N/A
[8 empty] | 106 | [6 empty] | 133 | #N/A | #N/A | #N/A | #N/A | #N/A | 133 | #N/A | #N/A | #N/A | #N/A | #N/A | #N/A | #N/A | #N/A | #N/A | #N/A | #N/A | #N/A | 67 | #N/A | #N/A | #N/A | #N/A | #N/A | #N/A | #N/A | #N/A | #N/A | #N/A | #N/A | #N/A | #N/A | #N/A | #N/A | #N/A | #N/A | #N/A | #N/A | #N/A | #N/A | #N/A | 67 | #N/A | #N/A | #N/A | #N/A | #N/A | #N/A | #N/A | #N/A | #N/A | #N/A | #N/A | #N/A | #N/A | #N/A | #N/A
[8 empty] | 107 | [6 empty] | 134 | #N/A | #N/A | #N/A | #N/A | #N/A | 134 | #N/A | #N/A | #N/A | #N/A | #N/A | #N/A | #N/A | #N/A | #N/A | #N/A | #N/A | #N/A | 67 | #N/A | #N/A | #N/A | #N/A | #N/A | #N/A | #N/A | #N/A | #N/A | #N/A | #N/A | #N/A | #N/A | #N/A | #N/A | #N/A | #N/A | #N/A | #N/A | #N/A | #N/A | #N/A | 67 | #N/A | #N/A | #N/A | #N/A | #N/A | #N/A | #N/A | #N/A | #N/A | #N/A | #N/A | #N/A | #N/A | #N/A | #N/A
[8 empty] | 108 | [6 empty] | 135 | #N/A | #N/A | #N/A | #N/A | #N/A | 135 | #N/A | #N/A | #N/A | #N/A | #N/A | #N/A | #N/A | #N/A | #N/A | #N/A | #N/A | #N/A | 68 | #N/A | #N/A | #N/A | #N/A | #N/A | #N/A | #N/A | #N/A | #N/A | #N/A | #N/A | #N/A | #N/A | #N/A | #N/A | #N/A | #N/A | #N/A | #N/A | #N/A | #N/A | #N/A | 68 | #N/A | #N/A | #N/A | #N/A | #N/A | #N/A | #N/A | #N/A | #N/A | #N/A | #N/A | #N/A | #N/A | #N/A | #N/A
[8 empty] | 109 | [6 empty] | 136 | #N/A | #N/A | #N/A | #N/A | #N/A | 136 | #N/A | #N/A | #N/A | #N/A | #N/A | #N/A | #N/A | #N/A | #N/A | #N/A | #N/A | #N/A | 68 | #N/A | #N/A | #N/A | #N/A | #N/A | #N/A | #N/A | #N/A | #N/A | #N/A | #N/A | #N/A | #N/A | #N/A | #N/A | #N/A | #N/A | #N/A | #N/A | #N/A | #N/A | #N/A | 68 | #N/A | #N/A | #N/A | #N/A | #N/A | #N/A | #N/A | #N/A | #N/A | #N/A | #N/A | #N/A | #N/A | #N/A | #N/A
[8 empty] | 110 | [6 empty] | 137 | #N/A | #N/A | #N/A | #N/A | #N/A | 137 | #N/A | #N/A | #N/A | #N/A | #N/A | #N/A | #N/A | #N/A | #N/A | #N/A | #N/A | #N/A | 69 | #N/A | #N/A | #N/A | #N/A | #N/A | #N/A | #N/A | #N/A | #N/A | #N/A | #N/A | #N/A | #N/A | #N/A | #N/A | #N/A | #N/A | #N/A | #N/A | #N/A | #N/A | #N/A | 69 | #N/A | #N/A | #N/A | #N/A | #N/A | #N/A | #N/A | #N/A | #N/A | #N/A | #N/A | #N/A | #N/A | #N/A | #N/A
[8 empty] | 111 | [6 empty] | 138 | #N/A | #N/A | #N/A | #N/A | #N/A | 138 | #N/A | #N/A | #N/A | #N/A | #N/A | #N/A | #N/A | #N/A | #N/A | #N/A | #N/A | #N/A | 69 | #N/A | #N/A | #N/A | #N/A | #N/A | #N/A | #N/A | #N/A | #N/A | #N/A | #N/A | #N/A | #N/A | #N/A | #N/A | #N/A | #N/A | #N/A | #N/A | #N/A | #N/A | #N/A | 69 | #N/A | #N/A | #N/A | #N/A | #N/A | #N/A | #N/A | #N/A | #N/A | #N/A | #N/A | #N/A | #N/A | #N/A | #N/A
[8 empty] | 112 | [6 empty] | 139 | #N/A | #N/A | #N/A | #N/A | #N/A | 139 | #N/A | #N/A | #N/A | #N/A | #N/A | #N/A | #N/A | #N/A | #N/A | #N/A | #N/A | #N/A | 70 | #N/A | #N/A | #N/A | #N/A | #N/A | #N/A | #N/A | #N/A | #N/A | #N/A | #N/A | #N/A | #N/A | #N/A | #N/A | #N/A | #N/A | #N/A | #N/A | #N/A | #N/A | #N/A | 70 | #N/A | #N/A | #N/A | #N/A | #N/A | #N/A | #N/A | #N/A | #N/A | #N/A | #N/A | #N/A | #N/A | #N/A | #N/A
[8 empty] | 113 | [6 empty] | 140 | #N/A | #N/A | #N/A | #N/A | #N/A | 140 | #N/A | #N/A | #N/A | #N/A | #N/A | #N/A | #N/A | #N/A | #N/A | #N/A | #N/A | #N/A | 70 | #N/A | #N/A | #N/A | #N/A | #N/A | #N/A | #N/A | #N/A | #N/A | #N/A | #N/A | #N/A | #N/A | #N/A | #N/A | #N/A | #N/A | #N/A | #N/A | #N/A | #N/A | #N/A | 70 | #N/A | #N/A | #N/A | #N/A | #N/A | #N/A | #N/A | #N/A | #N/A | #N/A | #N/A | #N/A | #N/A | #N/A | #N/A
[8 empty] | 114 | [6 empty] | 141 | #N/A | #N/A | #N/A | #N/A | #N/A | 141 | #N/A | #N/A | #N/A | #N/A | #N/A | #N/A | #N/A | #N/A | #N/A | #N/A | #N/A | #N/A | 71 | #N/A | #N/A | #N/A | #N/A | #N/A | #N/A | #N/A | #N/A | #N/A | #N/A | #N/A | #N/A | #N/A | #N/A | #N/A | #N/A | #N/A | #N/A | #N/A | #N/A | #N/A | #N/A | 71 | #N/A | #N/A | #N/A | #N/A | #N/A | #N/A | #N/A | #N/A | #N/A | #N/A | #N/A | #N/A | #N/A | #N/A | #N/A
[8 empty] | 115 | [6 empty] | 142 | #N/A | #N/A | #N/A | #N/A | #N/A | 142 | #N/A | #N/A | #N/A | #N/A | #N/A | #N/A | #N/A | #N/A | #N/A | #N/A | #N/A | #N/A | 71 | #N/A | #N/A | #N/A | #N/A | #N/A | #N/A | #N/A | #N/A | #N/A | #N/A | #N/A | #N/A | #N/A | #N/A | #N/A | #N/A | #N/A | #N/A | #N/A | #N/A | #N/A | #N/A | 71 | #N/A | #N/A | #N/A | #N/A | #N/A | #N/A | #N/A | #N/A | #N/A | #N/A | #N/A | #N/A | #N/A | #N/A | #N/A
[8 empty] | 116 | [6 empty] | 143 | #N/A | #N/A | #N/A | #N/A | #N/A | 143 | #N/A | #N/A | #N/A | #N/A | #N/A | #N/A | #N/A | #N/A | #N/A | #N/A | #N/A | #N/A | 72 | #N/A | #N/A | #N/A | #N/A | #N/A | #N/A | #N/A | #N/A | #N/A | #N/A | #N/A | #N/A | #N/A | #N/A | #N/A | #N/A | #N/A | #N/A | #N/A | #N/A | #N/A | #N/A | 72 | #N/A | #N/A | #N/A | #N/A | #N/A | #N/A | #N/A | #N/A | #N/A | #N/A | #N/A | #N/A | #N/A | #N/A | #N/A
[8 empty] | 117 | [6 empty] | 144 | #N/A | #N/A | #N/A | #N/A | #N/A | 144 | #N/A | #N/A | #N/A | #N/A | #N/A | #N/A | #N/A | #N/A | #N/A | #N/A | #N/A | #N/A | 72 | #N/A | #N/A | #N/A | #N/A | #N/A | #N/A | #N/A | #N/A | #N/A | #N/A | #N/A | #N/A | #N/A | #N/A | #N/A | #N/A | #N/A | #N/A | #N/A | #N/A | #N/A | #N/A | 72 | #N/A | #N/A | #N/A | #N/A | #N/A | #N/A | #N/A | #N/A | #N/A | #N/A | #N/A | #N/A | #N/A | #N/A | #N/A
[8 empty] | 118 | [6 empty] | 145 | #N/A | #N/A | #N/A | #N/A | #N/A | 145 | #N/A | #N/A | #N/A | #N/A | #N/A | #N/A | #N/A | #N/A | #N/A | #N/A | #N/A | #N/A | 73 | #N/A | #N/A | #N/A | #N/A | #N/A | #N/A | #N/A | #N/A | #N/A | #N/A | #N/A | #N/A | #N/A | #N/A | #N/A | #N/A | #N/A | #N/A | #N/A | #N/A | #N/A | #N/A | 73 | #N/A | #N/A | #N/A | #N/A | #N/A | #N/A | #N/A | #N/A | #N/A | #N/A | #N/A | #N/A | #N/A | #N/A | #N/A
[8 empty] | 119 | [6 empty] | 146 | #N/A | #N/A | #N/A | #N/A | #N/A | 146 | #N/A | #N/A | #N/A | #N/A | #N/A | #N/A | #N/A | #N/A | #N/A | #N/A | #N/A | #N/A | 73 | #N/A | #N/A | #N/A | #N/A | #N/A | #N/A | #N/A | #N/A | #N/A | #N/A | #N/A | #N/A | #N/A | #N/A | #N/A | #N/A | #N/A | #N/A | #N/A | #N/A | #N/A | #N/A | 73 | #N/A | #N/A | #N/A | #N/A | #N/A | #N/A | #N/A | #N/A | #N/A | #N/A | #N/A | #N/A | #N/A | #N/A | #N/A
[8 empty] | 120 | [6 empty] | 147 | #N/A | #N/A | #N/A | #N/A | #N/A | 147 | #N/A | #N/A | #N/A | #N/A | #N/A | #N/A | #N/A | #N/A | #N/A | #N/A | #N/A | #N/A | 74 | #N/A | #N/A | #N/A | #N/A | #N/A | #N/A | #N/A | #N/A | #N/A | #N/A | #N/A | #N/A | #N/A | #N/A | #N/A | #N/A | #N/A | #N/A | #N/A | #N/A | #N/A | #N/A | 74 | #N/A | #N/A | #N/A | #N/A | #N/A | #N/A | #N/A | #N/A | #N/A | #N/A | #N/A | #N/A | #N/A | #N/A | #N/A
[8 empty] | 121 | [6 empty] | 148 | #N/A | #N/A | #N/A | #N/A | #N/A | 148 | #N/A | #N/A | #N/A | #N/A | #N/A | #N/A | #N/A | #N/A | #N/A | #N/A | #N/A | #N/A | 74 | #N/A | #N/A | #N/A | #N/A | #N/A | #N/A | #N/A | #N/A | #N/A | #N/A | #N/A | #N/A | #N/A | #N/A | #N/A | #N/A | #N/A | #N/A | #N/A | #N/A | #N/A | #N/A | 74 | #N/A | #N/A | #N/A | #N/A | #N/A | #N/A | #N/A | #N/A | #N/A | #N/A | #N/A | #N/A | #N/A | #N/A | #N/A
[8 empty] | 122 | [6 empty] | 149 | #N/A | #N/A | #N/A | #N/A | #N/A | 149 | #N/A | #N/A | #N/A | #N/A | #N/A | #N/A | #N/A | #N/A | #N/A | #N/A | #N/A | #N/A | 75 | #N/A | #N/A | #N/A | #N/A | #N/A | #N/A | #N/A | #N/A | #N/A | #N/A | #N/A | #N/A | #N/A | #N/A | #N/A | #N/A | #N/A | #N/A | #N/A | #N/A | #N/A | #N/A | 75 | #N/A | #N/A | #N/A | #N/A | #N/A | #N/A | #N/A | #N/A | #N/A | #N/A | #N/A | #N/A | #N/A | #N/A | #N/A
[8 empty] | 123 | [6 empty] | 150 | #N/A | #N/A | #N/A | #N/A | #N/A | 150 | #N/A | #N/A | #N/A | #N/A | #N/A | #N/A | #N/A | #N/A | #N/A | #N/A | #N/A | #N/A | 75 | #N/A | #N/A | #N/A | #N/A | #N/A | #N/A | #N/A | #N/A | #N/A | #N/A | #N/A | #N/A | #N/A | #N/A | #N/A | #N/A | #N/A | #N/A | #N/A | #N/A | #N/A | #N/A | 75 | #N/A | #N/A | #N/A | #N/A | #N/A | #N/A | #N/A | #N/A | #N/A | #N/A | #N/A | #N/A | #N/A | #N/A | #N/A
[8 empty] | 124 | [6 empty] | 151 | #N/A | #N/A | #N/A | #N/A | #N/A | 151 | #N/A | #N/A | #N/A | #N/A | #N/A | #N/A | #N/A | #N/A | #N/A | #N/A | #N/A | #N/A | 76 | #N/A | #N/A | #N/A | #N/A | #N/A | #N/A | #N/A | #N/A | #N/A | #N/A | #N/A | #N/A | #N/A | #N/A | #N/A | #N/A | #N/A | #N/A | #N/A | #N/A | #N/A | #N/A | 76 | #N/A | #N/A | #N/A | #N/A | #N/A | #N/A | #N/A | #N/A | #N/A | #N/A | #N/A | #N/A | #N/A | #N/A | #N/A
[8 empty] | 125 | [6 empty] | 152 | #N/A | #N/A | #N/A | #N/A | #N/A | 152 | #N/A | #N/A | #N/A | #N/A | #N/A | #N/A | #N/A | #N/A | #N/A | #N/A | #N/A | #N/A | 76 | #N/A | #N/A | #N/A | #N/A | #N/A | #N/A | #N/A | #N/A | #N/A | #N/A | #N/A | #N/A | #N/A | #N/A | #N/A | #N/A | #N/A | #N/A | #N/A | #N/A | #N/A | #N/A | 76 | #N/A | #N/A | #N/A | #N/A | #N/A | #N/A | #N/A | #N/A | #N/A | #N/A | #N/A | #N/A | #N/A | #N/A | #N/A
[8 empty] | 126 | [6 empty] | 153 | #N/A | #N/A | #N/A | #N/A | #N/A | 153 | #N/A | #N/A | #N/A | #N/A | #N/A | #N/A | #N/A | #N/A | #N/A | #N/A | #N/A | #N/A | 77 | #N/A | #N/A | #N/A | #N/A | #N/A | #N/A | #N/A | #N/A | #N/A | #N/A | #N/A | #N/A | #N/A | #N/A | #N/A | #N/A | #N/A | #N/A | #N/A | #N/A | #N/A | #N/A | 77 | #N/A | #N/A | #N/A | #N/A | #N/A | #N/A | #N/A | #N/A | #N/A | #N/A | #N/A | #N/A | #N/A | #N/A | #N/A
[8 empty] | 127 | [6 empty] | 154 | #N/A | #N/A | #N/A | #N/A | #N/A | 154 | #N/A | #N/A | #N/A | #N/A | #N/A | #N/A | #N/A | #N/A | #N/A | #N/A | #N/A | #N/A | 77 | #N/A | #N/A | #N/A | #N/A | #N/A | #N/A | #N/A | #N/A | #N/A | #N/A | #N/A | #N/A | #N/A | #N/A | #N/A | #N/A | #N/A | #N/A | #N/A | #N/A | #N/A | #N/A | 77 | #N/A | #N/A | #N/A | #N/A | #N/A | #N/A | #N/A | #N/A | #N/A | #N/A | #N/A | #N/A | #N/A | #N/A | #N/A
[8 empty] | 128 | [6 empty] | 155 | #N/A | #N/A | #N/A | #N/A | #N/A | 155 | #N/A | #N/A | #N/A | #N/A | #N/A | #N/A | #N/A | #N/A | #N/A | #N/A | #N/A | #N/A | 78 | #N/A | #N/A | #N/A | #N/A | #N/A | #N/A | #N/A | #N/A | #N/A | #N/A | #N/A | #N/A | #N/A | #N/A | #N/A | #N/A | #N/A | #N/A | #N/A | #N/A | #N/A | #N/A | 78 | #N/A | #N/A | #N/A | #N/A | #N/A | #N/A | #N/A | #N/A | #N/A | #N/A | #N/A | #N/A | #N/A | #N/A | #N/A
[8 empty] | 129 | [6 empty] | 156 | #N/A | #N/A | #N/A | #N/A | #N/A | 156 | #N/A | #N/A | #N/A | #N/A | #N/A | #N/A | #N/A | #N/A | #N/A | #N/A | #N/A | #N/A | 78 | #N/A | #N/A | #N/A | #N/A | #N/A | #N/A | #N/A | #N/A | #N/A | #N/A | #N/A | #N/A | #N/A | #N/A | #N/A | #N/A | #N/A | #N/A | #N/A | #N/A | #N/A | #N/A | 78 | #N/A | #N/A | #N/A | #N/A | #N/A | #N/A | #N/A | #N/A | #N/A | #N/A | #N/A | #N/A | #N/A | #N/A | #N/A
[8 empty] | 130 | [6 empty] | 157 | #N/A | #N/A | #N/A | #N/A | #N/A | 157 | #N/A | #N/A | #N/A | #N/A | #N/A | #N/A | #N/A | #N/A | #N/A | #N/A | #N/A | #N/A | 79 | #N/A | #N/A | #N/A | #N/A | #N/A | #N/A | #N/A | #N/A | #N/A | #N/A | #N/A | #N/A | #N/A | #N/A | #N/A | #N/A | #N/A | #N/A | #N/A | #N/A | #N/A | #N/A | 79 | #N/A | #N/A | #N/A | #N/A | #N/A | #N/A | #N/A | #N/A | #N/A | #N/A | #N/A | #N/A | #N/A | #N/A | #N/A
[8 empty] | 131 | [6 empty] | 158 | #N/A | #N/A | #N/A | #N/A | #N/A | 158 | #N/A | #N/A | #N/A | #N/A | #N/A | #N/A | #N/A | #N/A | #N/A | #N/A | #N/A | #N/A | 79 | #N/A | #N/A | #N/A | #N/A | #N/A | #N/A | #N/A | #N/A | #N/A | #N/A | #N/A | #N/A | #N/A | #N/A | #N/A | #N/A | #N/A | #N/A | #N/A | #N/A | #N/A | #N/A | 79 | #N/A | #N/A | #N/A | #N/A | #N/A | #N/A | #N/A | #N/A | #N/A | #N/A | #N/A | #N/A | #N/A | #N/A | #N/A
[8 empty] | 132 | [6 empty] | 159 | #N/A | #N/A | #N/A | #N/A | #N/A | 159 | #N/A | #N/A | #N/A | #N/A | #N/A | #N/A | #N/A | #N/A | #N/A | #N/A | #N/A | #N/A | 80 | #N/A | #N/A | #N/A | #N/A | #N/A | #N/A | #N/A | #N/A | #N/A | #N/A | #N/A | #N/A | #N/A | #N/A | #N/A | #N/A | #N/A | #N/A | #N/A | #N/A | #N/A | #N/A | 80 | #N/A | #N/A | #N/A | #N/A | #N/A | #N/A | #N/A | #N/A | #N/A | #N/A | #N/A | #N/A | #N/A | #N/A | #N/A
[8 empty] | 133 | [6 empty] | 160 | #N/A | #N/A | #N/A | #N/A | #N/A | 160 | #N/A | #N/A | #N/A | #N/A | #N/A | #N/A | #N/A | #N/A | #N/A | #N/A | #N/A | #N/A | 80 | #N/A | #N/A | #N/A | #N/A | #N/A | #N/A | #N/A | #N/A | #N/A | #N/A | #N/A | #N/A | #N/A | #N/A | #N/A | #N/A | #N/A | #N/A | #N/A | #N/A | #N/A | #N/A | 80 | #N/A | #N/A | #N/A | #N/A | #N/A | #N/A | #N/A | #N/A | #N/A | #N/A | #N/A | #N/A | #N/A | #N/A | #N/A
[8 empty] | 134 | [6 empty] | 161 | #N/A | #N/A | #N/A | #N/A | #N/A | 161 | #N/A | #N/A | #N/A | #N/A | #N/A | #N/A | #N/A | #N/A | #N/A | #N/A | #N/A | #N/A | 81 | #N/A | #N/A | #N/A | #N/A | #N/A | #N/A | #N/A | #N/A | #N/A | #N/A | #N/A | #N/A | #N/A | #N/A | #N/A | #N/A | #N/A | #N/A | #N/A | #N/A | #N/A | #N/A | 81 | #N/A | #N/A | #N/A | #N/A | #N/A | #N/A | #N/A | #N/A | #N/A | #N/A | #N/A | #N/A | #N/A | #N/A | #N/A
[8 empty] | 135 | [6 empty] | 162 | #N/A | #N/A | #N/A | #N/A | #N/A | 162 | #N/A | #N/A | #N/A | #N/A | #N/A | #N/A | #N/A | #N/A | #N/A | #N/A | #N/A | #N/A | 81 | #N/A | #N/A | #N/A | #N/A | #N/A | #N/A | #N/A | #N/A | #N/A | #N/A | #N/A | #N/A | #N/A | #N/A | #N/A | #N/A | #N/A | #N/A | #N/A | #N/A | #N/A | #N/A | 81 | #N/A | #N/A | #N/A | #N/A | #N/A | #N/A | #N/A | #N/A | #N/A | #N/A | #N/A | #N/A | #N/A | #N/A | #N/A
[8 empty] | 136 | [6 empty] | 163 | #N/A | #N/A | #N/A | #N/A | #N/A | 163 | #N/A | #N/A | #N/A | #N/A | #N/A | #N/A | #N/A | #N/A | #N/A | #N/A | #N/A | #N/A | 82 | #N/A | #N/A | #N/A | #N/A | #N/A | #N/A | #N/A | #N/A | #N/A | #N/A | #N/A | #N/A | #N/A | #N/A | #N/A | #N/A | #N/A | #N/A | #N/A | #N/A | #N/A | #N/A | 82 | #N/A | #N/A | #N/A | #N/A | #N/A | #N/A | #N/A | #N/A | #N/A | #N/A | #N/A | #N/A | #N/A | #N/A | #N/A
[8 empty] | 137 | [6 empty] | 164 | #N/A | #N/A | #N/A | #N/A | #N/A | 164 | #N/A | #N/A | #N/A | #N/A | #N/A | #N/A | #N/A | #N/A | #N/A | #N/A | #N/A | #N/A | 82 | #N/A | #N/A | #N/A | #N/A | #N/A | #N/A | #N/A | #N/A | #N/A | #N/A | #N/A | #N/A | #N/A | #N/A | #N/A | #N/A | #N/A | #N/A | #N/A | #N/A | #N/A | #N/A | 82 | #N/A | #N/A | #N/A | #N/A | #N/A | #N/A | #N/A | #N/A | #N/A | #N/A | #N/A | #N/A | #N/A | #N/A | #N/A
[8 empty] | 138 | [6 empty] | 165 | #N/A | #N/A | #N/A | #N/A | #N/A | 165 | #N/A | #N/A | #N/A | #N/A | #N/A | #N/A | #N/A | #N/A | #N/A | #N/A | #N/A | #N/A | 83 | #N/A | #N/A | #N/A | #N/A | #N/A | #N/A | #N/A | #N/A | #N/A | #N/A | #N/A | #N/A | #N/A | #N/A | #N/A | #N/A | #N/A | #N/A | #N/A | #N/A | #N/A | #N/A | 83 | #N/A | #N/A | #N/A | #N/A | #N/A | #N/A | #N/A | #N/A | #N/A | #N/A | #N/A | #N/A | #N/A | #N/A | #N/A
[8 empty] | 139 | [6 empty] | 166 | #N/A | #N/A | #N/A | #N/A | #N/A | 166 | #N/A | #N/A | #N/A | #N/A | #N/A | #N/A | #N/A | #N/A | #N/A | #N/A | #N/A | #N/A | 83 | #N/A | #N/A | #N/A | #N/A | #N/A | #N/A | #N/A | #N/A | #N/A | #N/A | #N/A | #N/A | #N/A | #N/A | #N/A | #N/A | #N/A | #N/A | #N/A | #N/A | #N/A | #N/A | 83 | #N/A | #N/A | #N/A | #N/A | #N/A | #N/A | #N/A | #N/A | #N/A | #N/A | #N/A | #N/A | #N/A | #N/A | #N/A
[8 empty] | 140 | [6 empty] | 167 | #N/A | #N/A | #N/A | #N/A | #N/A | 167 | #N/A | #N/A | #N/A | #N/A | #N/A | #N/A | #N/A | #N/A | #N/A | #N/A | #N/A | #N/A | 84 | #N/A | #N/A | #N/A | #N/A | #N/A | #N/A | #N/A | #N/A | #N/A | #N/A | #N/A | #N/A | #N/A | #N/A | #N/A | #N/A | #N/A | #N/A | #N/A | #N/A | #N/A | #N/A | 84 | #N/A | #N/A | #N/A | #N/A | #N/A | #N/A | #N/A | #N/A | #N/A | #N/A | #N/A | #N/A | #N/A | #N/A | #N/A
[8 empty] | 141 | [6 empty] | 168 | #N/A | #N/A | #N/A | #N/A | #N/A | 168 | #N/A | #N/A | #N/A | #N/A | #N/A | #N/A | #N/A | #N/A | #N/A | #N/A | #N/A | #N/A | 84 | #N/A | #N/A | #N/A | #N/A | #N/A | #N/A | #N/A | #N/A | #N/A | #N/A | #N/A | #N/A | #N/A | #N/A | #N/A | #N/A | #N/A | #N/A | #N/A | #N/A | #N/A | #N/A | 84 | #N/A | #N/A | #N/A | #N/A | #N/A | #N/A | #N/A | #N/A | #N/A | #N/A | #N/A | #N/A | #N/A | #N/A | #N/A
[8 empty] | 142 | [6 empty] | 169 | #N/A | #N/A | #N/A | #N/A | #N/A | 169 | #N/A | #N/A | #N/A | #N/A | #N/A | #N/A | #N/A | #N/A | #N/A | #N/A | #N/A | #N/A | 85 | #N/A | #N/A | #N/A | #N/A | #N/A | #N/A | #N/A | #N/A | #N/A | #N/A | #N/A | #N/A | #N/A | #N/A | #N/A | #N/A | #N/A | #N/A | #N/A | #N/A | #N/A | #N/A | 85 | #N/A | #N/A | #N/A | #N/A | #N/A | #N/A | #N/A | #N/A | #N/A | #N/A | #N/A | #N/A | #N/A | #N/A | #N/A
[8 empty] | 143 | [6 empty] | 170 | #N/A | #N/A | #N/A | #N/A | #N/A | 170 | #N/A | #N/A | #N/A | #N/A | #N/A | #N/A | #N/A | #N/A | #N/A | #N/A | #N/A | #N/A | 85 | #N/A | #N/A | #N/A | #N/A | #N/A | #N/A | #N/A | #N/A | #N/A | #N/A | #N/A | #N/A | #N/A | #N/A | #N/A | #N/A | #N/A | #N/A | #N/A | #N/A | #N/A | #N/A | 85 | #N/A | #N/A | #N/A | #N/A | #N/A | #N/A | #N/A | #N/A | #N/A | #N/A | #N/A | #N/A | #N/A | #N/A | #N/A
[8 empty] | 144 | [6 empty] | 171 | #N/A | #N/A | #N/A | #N/A | #N/A | 171 | #N/A | #N/A | #N/A | #N/A | #N/A | #N/A | #N/A | #N/A | #N/A | #N/A | #N/A | #N/A | 86 | #N/A | #N/A | #N/A | #N/A | #N/A | #N/A | #N/A | #N/A | #N/A | #N/A | #N/A | #N/A | #N/A | #N/A | #N/A | #N/A | #N/A | #N/A | #N/A | #N/A | #N/A | #N/A | 86 | #N/A | #N/A | #N/A | #N/A | #N/A | #N/A | #N/A | #N/A | #N/A | #N/A | #N/A | #N/A | #N/A | #N/A | #N/A
[8 empty] | 145 | [6 empty] | 172 | #N/A | #N/A | #N/A | #N/A | #N/A | 172 | #N/A | #N/A | #N/A | #N/A | #N/A | #N/A | #N/A | #N/A | #N/A | #N/A | #N/A | #N/A | 86 | #N/A | #N/A | #N/A | #N/A | #N/A | #N/A | #N/A | #N/A | #N/A | #N/A | #N/A | #N/A | #N/A | #N/A | #N/A | #N/A | #N/A | #N/A | #N/A | #N/A | #N/A | #N/A | 86 | #N/A | #N/A | #N/A | #N/A | #N/A | #N/A | #N/A | #N/A | #N/A | #N/A | #N/A | #N/A | #N/A | #N/A | #N/A
[8 empty] | 146 | [6 empty] | 173 | #N/A | #N/A | #N/A | #N/A | #N/A | 173 | #N/A | #N/A | #N/A | #N/A | #N/A | #N/A | #N/A | #N/A | #N/A | #N/A | #N/A | #N/A | 87 | #N/A | #N/A | #N/A | #N/A | #N/A | #N/A | #N/A | #N/A | #N/A | #N/A | #N/A | #N/A | #N/A | #N/A | #N/A | #N/A | #N/A | #N/A | #N/A | #N/A | #N/A | #N/A | 87 | #N/A | #N/A | #N/A | #N/A | #N/A | #N/A | #N/A | #N/A | #N/A | #N/A | #N/A | #N/A | #N/A | #N/A | #N/A
[8 empty] | 147 | [6 empty] | 174 | #N/A | #N/A | #N/A | #N/A | #N/A | 174 | #N/A | #N/A | #N/A | #N/A | #N/A | #N/A | #N/A | #N/A | #N/A | #N/A | #N/A | #N/A | 87 | #N/A | #N/A | #N/A | #N/A | #N/A | #N/A | #N/A | #N/A | #N/A | #N/A | #N/A | #N/A | #N/A | #N/A | #N/A | #N/A | #N/A | #N/A | #N/A | #N/A | #N/A | #N/A | 87 | #N/A | #N/A | #N/A | #N/A | #N/A | #N/A | #N/A | #N/A | #N/A | #N/A | #N/A | #N/A | #N/A | #N/A | #N/A
[8 empty] | 148 | [6 empty] | 175 | #N/A | #N/A | #N/A | #N/A | #N/A | 175 | #N/A | #N/A | #N/A | #N/A | #N/A | #N/A | #N/A | #N/A | #N/A | #N/A | #N/A | #N/A | 88 | #N/A | #N/A | #N/A | #N/A | #N/A | #N/A | #N/A | #N/A | #N/A | #N/A | #N/A | #N/A | #N/A | #N/A | #N/A | #N/A | #N/A | #N/A | #N/A | #N/A | #N/A | #N/A | 88 | #N/A | #N/A | #N/A | #N/A | #N/A | #N/A | #N/A | #N/A | #N/A | #N/A | #N/A | #N/A | #N/A | #N/A | #N/A
[8 empty] | 149 | [6 empty] | 176 | #N/A | #N/A | #N/A | #N/A | #N/A | 176 | #N/A | #N/A | #N/A | #N/A | #N/A | #N/A | #N/A | #N/A | #N/A | #N/A | #N/A | #N/A | 88 | #N/A | #N/A | #N/A | #N/A | #N/A | #N/A | #N/A | #N/A | #N/A | #N/A | #N/A | #N/A | #N/A | #N/A | #N/A | #N/A | #N/A | #N/A | #N/A | #N/A | #N/A | #N/A | 88 | #N/A | #N/A | #N/A | #N/A | #N/A | #N/A | #N/A | #N/A | #N/A | #N/A | #N/A | #N/A | #N/A | #N/A | #N/A
[8 empty] | 150 | [6 empty] | 177 | #N/A | #N/A | #N/A | #N/A | #N/A | 177 | #N/A | #N/A | #N/A | #N/A | #N/A | #N/A | #N/A | #N/A | #N/A | #N/A | #N/A | #N/A | 89 | #N/A | #N/A | #N/A | #N/A | #N/A | #N/A | #N/A | #N/A | #N/A | #N/A | #N/A | #N/A | #N/A | #N/A | #N/A | #N/A | #N/A | #N/A | #N/A | #N/A | #N/A | #N/A | 89 | #N/A | #N/A | #N/A | #N/A | #N/A | #N/A | #N/A | #N/A | #N/A | #N/A | #N/A | #N/A | #N/A | #N/A | #N/A
[8 empty] | 151 | [6 empty] | 178 | #N/A | #N/A | #N/A | #N/A | #N/A | 178 | #N/A | #N/A | #N/A | #N/A | #N/A | #N/A | #N/A | #N/A | #N/A | #N/A | #N/A | #N/A | 89 | #N/A | #N/A | #N/A | #N/A | #N/A | #N/A | #N/A | #N/A | #N/A | #N/A | #N/A | #N/A | #N/A | #N/A | #N/A | #N/A | #N/A | #N/A | #N/A | #N/A | #N/A | #N/A | 89 | #N/A | #N/A | #N/A | #N/A | #N/A | #N/A | #N/A | #N/A | #N/A | #N/A | #N/A | #N/A | #N/A | #N/A | #N/A
[8 empty] | 152 | [6 empty] | 179 | #N/A | #N/A | #N/A | #N/A | #N/A | 179 | #N/A | #N/A | #N/A | #N/A | #N/A | #N/A | #N/A | #N/A | #N/A | #N/A | #N/A | #N/A | 90 | #N/A | #N/A | #N/A | #N/A | #N/A | #N/A | #N/A | #N/A | #N/A | #N/A | #N/A | #N/A | #N/A | #N/A | #N/A | #N/A | #N/A | #N/A | #N/A | #N/A | #N/A | #N/A | 90 | #N/A | #N/A | #N/A | #N/A | #N/A | #N/A | #N/A | #N/A | #N/A | #N/A | #N/A | #N/A | #N/A | #N/A | #N/A
[8 empty] | 153 | [6 empty] | 180 | #N/A | #N/A | #N/A | #N/A | #N/A | 180 | #N/A | #N/A | #N/A | #N/A | #N/A | #N/A | #N/A | #N/A | #N/A | #N/A | #N/A | #N/A | 90 | #N/A | #N/A | #N/A | #N/A | #N/A | #N/A | #N/A | #N/A | #N/A | #N/A | #N/A | #N/A | #N/A | #N/A | #N/A | #N/A | #N/A | #N/A | #N/A | #N/A | #N/A | #N/A | 90 | #N/A | #N/A | #N/A | #N/A | #N/A | #N/A | #N/A | #N/A | #N/A | #N/A | #N/A | #N/A | #N/A | #N/A | #N/A
[8 empty] | 154 | [6 empty] | 181 | #N/A | #N/A | #N/A | #N/A | #N/A | 181 | #N/A | #N/A | #N/A | #N/A | #N/A | #N/A | #N/A | #N/A | #N/A | #N/A | #N/A | #N/A | 91 | #N/A | #N/A | #N/A | #N/A | #N/A | #N/A | #N/A | #N/A | #N/A | #N/A | #N/A | #N/A | #N/A | #N/A | #N/A | #N/A | #N/A | #N/A | #N/A | #N/A | #N/A | #N/A | 91 | #N/A | #N/A | #N/A | #N/A | #N/A | #N/A | #N/A | #N/A | #N/A | #N/A | #N/A | #N/A | #N/A | #N/A | #N/A
[8 empty] | 155 | [6 empty] | 182 | #N/A | #N/A | #N/A | #N/A | #N/A | 182 | #N/A | #N/A | #N/A | #N/A | #N/A | #N/A | #N/A | #N/A | #N/A | #N/A | #N/A | #N/A | 91 | #N/A | #N/A | #N/A | #N/A | #N/A | #N/A | #N/A | #N/A | #N/A | #N/A | #N/A | #N/A | #N/A | #N/A | #N/A | #N/A | #N/A | #N/A | #N/A | #N/A | #N/A | #N/A | 91 | #N/A | #N/A | #N/A | #N/A | #N/A | #N/A | #N/A | #N/A | #N/A | #N/A | #N/A | #N/A | #N/A | #N/A | #N/A
[8 empty] | 156 | [6 empty] | 183 | #N/A | #N/A | #N/A | #N/A | #N/A | 183 | #N/A | #N/A | #N/A | #N/A | #N/A | #N/A | #N/A | #N/A | #N/A | #N/A | #N/A | #N/A | 92 | #N/A | #N/A | #N/A | #N/A | #N/A | #N/A | #N/A | #N/A | #N/A | #N/A | #N/A | #N/A | #N/A | #N/A | #N/A | #N/A | #N/A | #N/A | #N/A | #N/A | #N/A | #N/A | 92 | #N/A | #N/A | #N/A | #N/A | #N/A | #N/A | #N/A | #N/A | #N/A | #N/A | #N/A | #N/A | #N/A | #N/A | #N/A
[8 empty] | 157 | [6 empty] | 184 | #N/A | #N/A | #N/A | #N/A | #N/A | 184 | #N/A | #N/A | #N/A | #N/A | #N/A | #N/A | #N/A | #N/A | #N/A | #N/A | #N/A | #N/A | 92 | #N/A | #N/A | #N/A | #N/A | #N/A | #N/A | #N/A | #N/A | #N/A | #N/A | #N/A | #N/A | #N/A | #N/A | #N/A | #N/A | #N/A | #N/A | #N/A | #N/A | #N/A | #N/A | 92 | #N/A | #N/A | #N/A | #N/A | #N/A | #N/A | #N/A | #N/A | #N/A | #N/A | #N/A | #N/A | #N/A | #N/A | #N/A
[8 empty] | 158 | [6 empty] | 185 | #N/A | #N/A | #N/A | #N/A | #N/A | 185 | #N/A | #N/A | #N/A | #N/A | #N/A | #N/A | #N/A | #N/A | #N/A | #N/A | #N/A | #N/A | 93 | #N/A | #N/A | #N/A | #N/A | #N/A | #N/A | #N/A | #N/A | #N/A | #N/A | #N/A | #N/A | #N/A | #N/A | #N/A | #N/A | #N/A | #N/A | #N/A | #N/A | #N/A | #N/A | 93 | #N/A | #N/A | #N/A | #N/A | #N/A | #N/A | #N/A | #N/A | #N/A | #N/A | #N/A | #N/A | #N/A | #N/A | #N/A
[8 empty] | 159 | [6 empty] | 186 | #N/A | #N/A | #N/A | #N/A | #N/A | 186 | #N/A | #N/A | #N/A | #N/A | #N/A | #N/A | #N/A | #N/A | #N/A | #N/A | #N/A | #N/A | 93 | #N/A | #N/A | #N/A | #N/A | #N/A | #N/A | #N/A | #N/A | #N/A | #N/A | #N/A | #N/A | #N/A | #N/A | #N/A | #N/A | #N/A | #N/A | #N/A | #N/A | #N/A | #N/A | 93 | #N/A | #N/A | #N/A | #N/A | #N/A | #N/A | #N/A | #N/A | #N/A | #N/A | #N/A | #N/A | #N/A | #N/A | #N/A
[8 empty] | 160 | [6 empty] | 187 | #N/A | #N/A | #N/A | #N/A | #N/A | 187 | #N/A | #N/A | #N/A | #N/A | #N/A | #N/A | #N/A | #N/A | #N/A | #N/A | #N/A | #N/A | 94 | #N/A | #N/A | #N/A | #N/A | #N/A | #N/A | #N/A | #N/A | #N/A | #N/A | #N/A | #N/A | #N/A | #N/A | #N/A | #N/A | #N/A | #N/A | #N/A | #N/A | #N/A | #N/A | 94 | #N/A | #N/A | #N/A | #N/A | #N/A | #N/A | #N/A | #N/A | #N/A | #N/A | #N/A | #N/A | #N/A | #N/A | #N/A
[8 empty] | 161 | [6 empty] | 188 | #N/A | #N/A | #N/A | #N/A | #N/A | 188 | #N/A | #N/A | #N/A | #N/A | #N/A | #N/A | #N/A | #N/A | #N/A | #N/A | #N/A | #N/A | 94 | #N/A | #N/A | #N/A | #N/A | #N/A | #N/A | #N/A | #N/A | #N/A | #N/A | #N/A | #N/A | #N/A | #N/A | #N/A | #N/A | #N/A | #N/A | #N/A | #N/A | #N/A | #N/A | 94 | #N/A | #N/A | #N/A | #N/A | #N/A | #N/A | #N/A | #N/A | #N/A | #N/A | #N/A | #N/A | #N/A | #N/A | #N/A
[8 empty] | 162 | [6 empty] | 189 | #N/A | #N/A | #N/A | #N/A | #N/A | 189 | #N/A | #N/A | #N/A | #N/A | #N/A | #N/A | #N/A | #N/A | #N/A | #N/A | #N/A | #N/A | 95 | #N/A | #N/A | #N/A | #N/A | #N/A | #N/A | #N/A | #N/A | #N/A | #N/A | #N/A | #N/A | #N/A | #N/A | #N/A | #N/A | #N/A | #N/A | #N/A | #N/A | #N/A | #N/A | 95 | #N/A | #N/A | #N/A | #N/A | #N/A | #N/A | #N/A | #N/A | #N/A | #N/A | #N/A | #N/A | #N/A | #N/A | #N/A
[8 empty] | 163 | [6 empty] | 190 | #N/A | #N/A | #N/A | #N/A | #N/A | 190 | #N/A | #N/A | #N/A | #N/A | #N/A | #N/A | #N/A | #N/A | #N/A | #N/A | #N/A | #N/A | 95 | #N/A | #N/A | #N/A | #N/A | #N/A | #N/A | #N/A | #N/A | #N/A | #N/A | #N/A | #N/A | #N/A | #N/A | #N/A | #N/A | #N/A | #N/A | #N/A | #N/A | #N/A | #N/A | 95 | #N/A | #N/A | #N/A | #N/A | #N/A | #N/A | #N/A | #N/A | #N/A | #N/A | #N/A | #N/A | #N/A | #N/A | #N/A
[8 empty] | 164 | [6 empty] | 191 | #N/A | #N/A | #N/A | #N/A | #N/A | 191 | #N/A | #N/A | #N/A | #N/A | #N/A | #N/A | #N/A | #N/A | #N/A | #N/A | #N/A | #N/A | 96 | #N/A | #N/A | #N/A | #N/A | #N/A | #N/A | #N/A | #N/A | #N/A | #N/A | #N/A | #N/A | #N/A | #N/A | #N/A | #N/A | #N/A | #N/A | #N/A | #N/A | #N/A | #N/A | 96 | #N/A | #N/A | #N/A | #N/A | #N/A | #N/A | #N/A | #N/A | #N/A | #N/A | #N/A | #N/A | #N/A | #N/A | #N/A
[8 empty] | 165 | [6 empty] | 192 | #N/A | #N/A | #N/A | #N/A | #N/A | 192 | #N/A | #N/A | #N/A | #N/A | #N/A | #N/A | #N/A | #N/A | #N/A | #N/A | #N/A | #N/A | 96 | #N/A | #N/A | #N/A | #N/A | #N/A | #N/A | #N/A | #N/A | #N/A | #N/A | #N/A | #N/A | #N/A | #N/A | #N/A | #N/A | #N/A | #N/A | #N/A | #N/A | #N/A | #N/A | 96 | #N/A | #N/A | #N/A | #N/A | #N/A | #N/A | #N/A | #N/A | #N/A | #N/A | #N/A | #N/A | #N/A | #N/A | #N/A
[8 empty] | 166 | [6 empty] | 193 | #N/A | #N/A | #N/A | #N/A | #N/A | 193 | #N/A | #N/A | #N/A | #N/A | #N/A | #N/A | #N/A | #N/A | #N/A | #N/A | #N/A | #N/A | 97 | #N/A | #N/A | #N/A | #N/A | #N/A | #N/A | #N/A | #N/A | #N/A | #N/A | #N/A | #N/A | #N/A | #N/A | #N/A | #N/A | #N/A | #N/A | #N/A | #N/A | #N/A | #N/A | 97 | #N/A | #N/A | #N/A | #N/A | #N/A | #N/A | #N/A | #N/A | #N/A | #N/A | #N/A | #N/A | #N/A | #N/A | #N/A
[8 empty] | 167 | [6 empty] | 194 | #N/A | #N/A | #N/A | #N/A | #N/A | 194 | #N/A | #N/A | #N/A | #N/A | #N/A | #N/A | #N/A | #N/A | #N/A | #N/A | #N/A | #N/A | 97 | #N/A | #N/A | #N/A | #N/A | #N/A | #N/A | #N/A | #N/A | #N/A | #N/A | #N/A | #N/A | #N/A | #N/A | #N/A | #N/A | #N/A | #N/A | #N/A | #N/A | #N/A | #N/A | 97 | #N/A | #N/A | #N/A | #N/A | #N/A | #N/A | #N/A | #N/A | #N/A | #N/A | #N/A | #N/A | #N/A | #N/A | #N/A
[8 empty] | 168 | [6 empty] | 195 | #N/A | #N/A | #N/A | #N/A | #N/A | 195 | #N/A | #N/A | #N/A | #N/A | #N/A | #N/A | #N/A | #N/A | #N/A | #N/A | #N/A | #N/A | 98 | #N/A | #N/A | #N/A | #N/A | #N/A | #N/A | #N/A | #N/A | #N/A | #N/A | #N/A | #N/A | #N/A | #N/A | #N/A | #N/A | #N/A | #N/A | #N/A | #N/A | #N/A | #N/A | 98 | #N/A | #N/A | #N/A | #N/A | #N/A | #N/A | #N/A | #N/A | #N/A | #N/A | #N/A | #N/A | #N/A | #N/A | #N/A
[8 empty] | 169 | [6 empty] | 196 | #N/A | #N/A | #N/A | #N/A | #N/A | 196 | #N/A | #N/A | #N/A | #N/A | #N/A | #N/A | #N/A | #N/A | #N/A | #N/A | #N/A | #N/A | 98 | #N/A | #N/A | #N/A | #N/A | #N/A | #N/A | #N/A | #N/A | #N/A | #N/A | #N/A | #N/A | #N/A | #N/A | #N/A | #N/A | #N/A | #N/A | #N/A | #N/A | #N/A | #N/A | 98 | #N/A | #N/A | #N/A | #N/A | #N/A | #N/A | #N/A | #N/A | #N/A | #N/A | #N/A | #N/A | #N/A | #N/A | #N/A
[8 empty] | 170 | [6 empty] | 197 | #N/A | #N/A | #N/A | #N/A | #N/A | 197 | #N/A | #N/A | #N/A | #N/A | #N/A | #N/A | #N/A | #N/A | #N/A | #N/A | #N/A | #N/A | 99 | #N/A | #N/A | #N/A | #N/A | #N/A | #N/A | #N/A | #N/A | #N/A | #N/A | #N/A | #N/A | #N/A | #N/A | #N/A | #N/A | #N/A | #N/A | #N/A | #N/A | #N/A | #N/A | 99 | #N/A | #N/A | #N/A | #N/A | #N/A | #N/A | #N/A | #N/A | #N/A | #N/A | #N/A | #N/A | #N/A | #N/A | #N/A
[8 empty] | 171 | [6 empty] | 198 | #N/A | #N/A | #N/A | #N/A | #N/A | 198 | #N/A | #N/A | #N/A | #N/A | #N/A | #N/A | #N/A | #N/A | #N/A | #N/A | #N/A | #N/A | 99 | #N/A | #N/A | #N/A | #N/A | #N/A | #N/A | #N/A | #N/A | #N/A | #N/A | #N/A | #N/A | #N/A | #N/A | #N/A | #N/A | #N/A | #N/A | #N/A | #N/A | #N/A | #N/A | 99 | #N/A | #N/A | #N/A | #N/A | #N/A | #N/A | #N/A | #N/A | #N/A | #N/A | #N/A | #N/A | #N/A | #N/A | #N/A
[8 empty] | 172 | [6 empty] | 199 | #N/A | #N/A | #N/A | #N/A | #N/A | 199 | #N/A | #N/A | #N/A | #N/A | #N/A | #N/A | #N/A | #N/A | #N/A | #N/A | #N/A | #N/A | 100 | #N/A | #N/A | #N/A | #N/A | #N/A | #N/A | #N/A | #N/A | #N/A | #N/A | #N/A | #N/A | #N/A | #N/A | #N/A | #N/A | #N/A | #N/A | #N/A | #N/A | #N/A | #N/A | 100 | #N/A | #N/A | #N/A | #N/A | #N/A | #N/A | #N/A | #N/A | #N/A | #N/A | #N/A | #N/A | #N/A | #N/A | #N/A
[8 empty] | 173 | [6 empty] | 200 | #N/A | #N/A | #N/A | #N/A | #N/A | 200 | #N/A | #N/A | #N/A | #N/A | #N/A | #N/A | #N/A | #N/A | #N/A | #N/A | #N/A | #N/A | 100 | #N/A | #N/A | #N/A | #N/A | #N/A | #N/A | #N/A | #N/A | #N/A | #N/A | #N/A | #N/A | #N/A | #N/A | #N/A | #N/A | #N/A | #N/A | #N/A | #N/A | #N/A | #N/A | 100 | #N/A | #N/A | #N/A | #N/A | #N/A | #N/A | #N/A | #N/A | #N/A | #N/A | #N/A | #N/A | #N/A | #N/A | #N/A
[8 empty] | 174 | [6 empty] | 201 | #N/A | #N/A | #N/A | #N/A | #N/A | 201 | #N/A | #N/A | #N/A | #N/A | #N/A | #N/A | #N/A | #N/A | #N/A | #N/A | #N/A | #N/A | 101 | #N/A | #N/A | #N/A | #N/A | #N/A | #N/A | #N/A | #N/A | #N/A | #N/A | #N/A | #N/A | #N/A | #N/A | #N/A | #N/A | #N/A | #N/A | #N/A | #N/A | #N/A | #N/A | 101 | #N/A | #N/A | #N/A | #N/A | #N/A | #N/A | #N/A | #N/A | #N/A | #N/A | #N/A | #N/A | #N/A | #N/A | #N/A
[8 empty] | 175 | [6 empty] | 202 | #N/A | #N/A | #N/A | #N/A | #N/A | 202 | #N/A | #N/A | #N/A | #N/A | #N/A | #N/A | #N/A | #N/A | #N/A | #N/A | #N/A | #N/A | 101 | #N/A | #N/A | #N/A | #N/A | #N/A | #N/A | #N/A | #N/A | #N/A | #N/A | #N/A | #N/A | #N/A | #N/A | #N/A | #N/A | #N/A | #N/A | #N/A | #N/A | #N/A | #N/A | 101 | #N/A | #N/A | #N/A | #N/A | #N/A | #N/A | #N/A | #N/A | #N/A | #N/A | #N/A | #N/A | #N/A | #N/A | #N/A
[8 empty] | 176 | [6 empty] | 203 | #N/A | #N/A | #N/A | #N/A | #N/A | 203 | #N/A | #N/A | #N/A | #N/A | #N/A | #N/A | #N/A | #N/A | #N/A | #N/A | #N/A | #N/A | 102 | #N/A | #N/A | #N/A | #N/A | #N/A | #N/A | #N/A | #N/A | #N/A | #N/A | #N/A | #N/A | #N/A | #N/A | #N/A | #N/A | #N/A | #N/A | #N/A | #N/A | #N/A | #N/A | 102 | #N/A | #N/A | #N/A | #N/A | #N/A | #N/A | #N/A | #N/A | #N/A | #N/A | #N/A | #N/A | #N/A | #N/A | #N/A
[8 empty] | 177 | [6 empty] | 204 | #N/A | #N/A | #N/A | #N/A | #N/A | 204 | #N/A | #N/A | #N/A | #N/A | #N/A | #N/A | #N/A | #N/A | #N/A | #N/A | #N/A | #N/A | 102 | #N/A | #N/A | #N/A | #N/A | #N/A | #N/A | #N/A | #N/A | #N/A | #N/A | #N/A | #N/A | #N/A | #N/A | #N/A | #N/A | #N/A | #N/A | #N/A | #N/A | #N/A | #N/A | 102 | #N/A | #N/A | #N/A | #N/A | #N/A | #N/A | #N/A | #N/A | #N/A | #N/A | #N/A | #N/A | #N/A | #N/A | #N/A
[8 empty] | 178 | [6 empty] | 205 | #N/A | #N/A | #N/A | #N/A | #N/A | 205 | #N/A | #N/A | #N/A | #N/A | #N/A | #N/A | #N/A | #N/A | #N/A | #N/A | #N/A | #N/A | 103 | #N/A | #N/A | #N/A | #N/A | #N/A | #N/A | #N/A | #N/A | #N/A | #N/A | #N/A | #N/A | #N/A | #N/A | #N/A | #N/A | #N/A | #N/A | #N/A | #N/A | #N/A | #N/A | 103 | #N/A | #N/A | #N/A | #N/A | #N/A | #N/A | #N/A | #N/A | #N/A | #N/A | #N/A | #N/A | #N/A | #N/A | #N/A
[8 empty] | 179 | [6 empty] | 206 | #N/A | #N/A | #N/A | #N/A | #N/A | 206 | #N/A | #N/A | #N/A | #N/A | #N/A | #N/A | #N/A | #N/A | #N/A | #N/A | #N/A | #N/A | 103 | #N/A | #N/A | #N/A | #N/A | #N/A | #N/A | #N/A | #N/A | #N/A | #N/A | #N/A | #N/A | #N/A | #N/A | #N/A | #N/A | #N/A | #N/A | #N/A | #N/A | #N/A | #N/A | 103 | #N/A | #N/A | #N/A | #N/A | #N/A | #N/A | #N/A | #N/A | #N/A | #N/A | #N/A | #N/A | #N/A | #N/A | #N/A
[8 empty] | 180 | [6 empty] | 207 | #N/A | #N/A | #N/A | #N/A | #N/A | 207 | #N/A | #N/A | #N/A | #N/A | #N/A | #N/A | #N/A | #N/A | #N/A | #N/A | #N/A | #N/A | 104 | #N/A | #N/A | #N/A | #N/A | #N/A | #N/A | #N/A | #N/A | #N/A | #N/A | #N/A | #N/A | #N/A | #N/A | #N/A | #N/A | #N/A | #N/A | #N/A | #N/A | #N/A | #N/A | 104 | #N/A | #N/A | #N/A | #N/A | #N/A | #N/A | #N/A | #N/A | #N/A | #N/A | #N/A | #N/A | #N/A | #N/A | #N/A
[8 empty] | 181 | [6 empty] | 208 | #N/A | #N/A | #N/A | #N/A | #N/A | 208 | #N/A | #N/A | #N/A | #N/A | #N/A | #N/A | #N/A | #N/A | #N/A | #N/A | #N/A | #N/A | 104 | #N/A | #N/A | #N/A | #N/A | #N/A | #N/A | #N/A | #N/A | #N/A | #N/A | #N/A | #N/A | #N/A | #N/A | #N/A | #N/A | #N/A | #N/A | #N/A | #N/A | #N/A | #N/A | 104 | #N/A | #N/A | #N/A | #N/A | #N/A | #N/A | #N/A | #N/A | #N/A | #N/A | #N/A | #N/A | #N/A | #N/A | #N/A
[8 empty] | 182 | [6 empty] | 209 | #N/A | #N/A | #N/A | #N/A | #N/A | 209 | #N/A | #N/A | #N/A | #N/A | #N/A | #N/A | #N/A | #N/A | #N/A | #N/A | #N/A | #N/A | 105 | #N/A | #N/A | #N/A | #N/A | #N/A | #N/A | #N/A | #N/A | #N/A | #N/A | #N/A | #N/A | #N/A | #N/A | #N/A | #N/A | #N/A | #N/A | #N/A | #N/A | #N/A | #N/A | 105 | #N/A | #N/A | #N/A | #N/A | #N/A | #N/A | #N/A | #N/A | #N/A | #N/A | #N/A | #N/A | #N/A | #N/A | #N/A
[8 empty] | 183 | [6 empty] | 210 | #N/A | #N/A | #N/A | #N/A | #N/A | 210 | #N/A | #N/A | #N/A | #N/A | #N/A | #N/A | #N/A | #N/A | #N/A | #N/A | #N/A | #N/A | 105 | #N/A | #N/A | #N/A | #N/A | #N/A | #N/A | #N/A | #N/A | #N/A | #N/A | #N/A | #N/A | #N/A | #N/A | #N/A | #N/A | #N/A | #N/A | #N/A | #N/A | #N/A | #N/A | 105 | #N/A | #N/A | #N/A | #N/A | #N/A | #N/A | #N/A | #N/A | #N/A | #N/A | #N/A | #N/A | #N/A | #N/A | #N/A
[8 empty] | 184 | [6 empty] | 211 | #N/A | #N/A | #N/A | #N/A | #N/A | 211 | #N/A | #N/A | #N/A | #N/A | #N/A | #N/A | #N/A | #N/A | #N/A | #N/A | #N/A | #N/A | 106 | #N/A | #N/A | #N/A | #N/A | #N/A | #N/A | #N/A | #N/A | #N/A | #N/A | #N/A | #N/A | #N/A | #N/A | #N/A | #N/A | #N/A | #N/A | #N/A | #N/A | #N/A | #N/A | 106 | #N/A | #N/A | #N/A | #N/A | #N/A | #N/A | #N/A | #N/A | #N/A | #N/A | #N/A | #N/A | #N/A | #N/A | #N/A
[8 empty] | 185 | [6 empty] | 212 | #N/A | #N/A | #N/A | #N/A | #N/A | 212 | #N/A | #N/A | #N/A | #N/A | #N/A | #N/A | #N/A | #N/A | #N/A | #N/A | #N/A | #N/A | 106 | #N/A | #N/A | #N/A | #N/A | #N/A | #N/A | #N/A | #N/A | #N/A | #N/A | #N/A | #N/A | #N/A | #N/A | #N/A | #N/A | #N/A | #N/A | #N/A | #N/A | #N/A | #N/A | 106 | #N/A | #N/A | #N/A | #N/A | #N/A | #N/A | #N/A | #N/A | #N/A | #N/A | #N/A | #N/A | #N/A | #N/A | #N/A
[8 empty] | 186 | [6 empty] | 213 | #N/A | #N/A | #N/A | #N/A | #N/A | 213 | #N/A | #N/A | #N/A | #N/A | #N/A | #N/A | #N/A | #N/A | #N/A | #N/A | #N/A | #N/A | 107 | #N/A | #N/A | #N/A | #N/A | #N/A | #N/A | #N/A | #N/A | #N/A | #N/A | #N/A | #N/A | #N/A | #N/A | #N/A | #N/A | #N/A | #N/A | #N/A | #N/A | #N/A | #N/A | 107 | #N/A | #N/A | #N/A | #N/A | #N/A | #N/A | #N/A | #N/A | #N/A | #N/A | #N/A | #N/A | #N/A | #N/A | #N/A
[8 empty] | 187 | [6 empty] | 214 | #N/A | #N/A | #N/A | #N/A | #N/A | 214 | #N/A | #N/A | #N/A | #N/A | #N/A | #N/A | #N/A | #N/A | #N/A | #N/A | #N/A | #N/A | 107 | #N/A | #N/A | #N/A | #N/A | #N/A | #N/A | #N/A | #N/A | #N/A | #N/A | #N/A | #N/A | #N/A | #N/A | #N/A | #N/A | #N/A | #N/A | #N/A | #N/A | #N/A | #N/A | 107 | #N/A | #N/A | #N/A | #N/A | #N/A | #N/A | #N/A | #N/A | #N/A | #N/A | #N/A | #N/A | #N/A | #N/A | #N/A
[8 empty] | 188 | [6 empty] | 215 | #N/A | #N/A | #N/A | #N/A | #N/A | 215 | #N/A | #N/A | #N/A | #N/A | #N/A | #N/A | #N/A | #N/A | #N/A | #N/A | #N/A | #N/A | 108 | #N/A | #N/A | #N/A | #N/A | #N/A | #N/A | #N/A | #N/A | #N/A | #N/A | #N/A | #N/A | #N/A | #N/A | #N/A | #N/A | #N/A | #N/A | #N/A | #N/A | #N/A | #N/A | 108 | #N/A | #N/A | #N/A | #N/A | #N/A | #N/A | #N/A | #N/A | #N/A | #N/A | #N/A | #N/A | #N/A | #N/A | #N/A
[8 empty] | 189 | [6 empty] | 216 | #N/A | #N/A | #N/A | #N/A | #N/A | 216 | #N/A | #N/A | #N/A | #N/A | #N/A | #N/A | #N/A | #N/A | #N/A | #N/A | #N/A | #N/A | 108 | #N/A | #N/A | #N/A | #N/A | #N/A | #N/A | #N/A | #N/A | #N/A | #N/A | #N/A | #N/A | #N/A | #N/A | #N/A | #N/A | #N/A | #N/A | #N/A | #N/A | #N/A | #N/A | 108 | #N/A | #N/A | #N/A | #N/A | #N/A | #N/A | #N/A | #N/A | #N/A | #N/A | #N/A | #N/A | #N/A | #N/A | #N/A
[8 empty] | 190 | [6 empty] | 217 | #N/A | #N/A | #N/A | #N/A | #N/A | 217 | #N/A | #N/A | #N/A | #N/A | #N/A | #N/A | #N/A | #N/A | #N/A | #N/A | #N/A | #N/A | 109 | #N/A | #N/A | #N/A | #N/A | #N/A | #N/A | #N/A | #N/A | #N/A | #N/A | #N/A | #N/A | #N/A | #N/A | #N/A | #N/A | #N/A | #N/A | #N/A | #N/A | #N/A | #N/A | 109 | #N/A | #N/A | #N/A | #N/A | #N/A | #N/A | #N/A | #N/A | #N/A | #N/A | #N/A | #N/A | #N/A | #N/A | #N/A
[8 empty] | 191 | [6 empty] | 218 | #N/A | #N/A | #N/A | #N/A | #N/A | 218 | #N/A | #N/A | #N/A | #N/A | #N/A | #N/A | #N/A | #N/A | #N/A | #N/A | #N/A | #N/A | 109 | #N/A | #N/A | #N/A | #N/A | #N/A | #N/A | #N/A | #N/A | #N/A | #N/A | #N/A | #N/A | #N/A | #N/A | #N/A | #N/A | #N/A | #N/A | #N/A | #N/A | #N/A | #N/A | 109 | #N/A | #N/A | #N/A | #N/A | #N/A | #N/A | #N/A | #N/A | #N/A | #N/A | #N/A | #N/A | #N/A | #N/A | #N/A
[8 empty] | 192 | [6 empty] | 219 | #N/A | #N/A | #N/A | #N/A | #N/A | 219 | #N/A | #N/A | #N/A | #N/A | #N/A | #N/A | #N/A | #N/A | #N/A | #N/A | #N/A | #N/A | 110 | #N/A | #N/A | #N/A | #N/A | #N/A | #N/A | #N/A | #N/A | #N/A | #N/A | #N/A | #N/A | #N/A | #N/A | #N/A | #N/A | #N/A | #N/A | #N/A | #N/A | #N/A | #N/A | 110 | #N/A | #N/A | #N/A | #N/A | #N/A | #N/A | #N/A | #N/A | #N/A | #N/A | #N/A | #N/A | #N/A | #N/A | #N/A
[8 empty] | 193 | [6 empty] | 220 | #N/A | #N/A | #N/A | #N/A | #N/A | 220 | #N/A | #N/A | #N/A | #N/A | #N/A | #N/A | #N/A | #N/A | #N/A | #N/A | #N/A | #N/A | 110 | #N/A | #N/A | #N/A | #N/A | #N/A | #N/A | #N/A | #N/A | #N/A | #N/A | #N/A | #N/A | #N/A | #N/A | #N/A | #N/A | #N/A | #N/A | #N/A | #N/A | #N/A | #N/A | 110 | #N/A | #N/A | #N/A | #N/A | #N/A | #N/A | #N/A | #N/A | #N/A | #N/A | #N/A | #N/A | #N/A | #N/A | #N/A
[8 empty] | 194 | [6 empty] | 221 | #N/A | #N/A | #N/A | #N/A | #N/A | 221 | #N/A | #N/A | #N/A | #N/A | #N/A | #N/A | #N/A | #N/A | #N/A | #N/A | #N/A | #N/A | 111 | #N/A | #N/A | #N/A | #N/A | #N/A | #N/A | #N/A | #N/A | #N/A | #N/A | #N/A | #N/A | #N/A | #N/A | #N/A | #N/A | #N/A | #N/A | #N/A | #N/A | #N/A | #N/A | 111 | #N/A | #N/A | #N/A | #N/A | #N/A | #N/A | #N/A | #N/A | #N/A | #N/A | #N/A | #N/A | #N/A | #N/A | #N/A
[8 empty] | 195 | [6 empty] | 222 | #N/A | #N/A | #N/A | #N/A | #N/A | 222 | #N/A | #N/A | #N/A | #N/A | #N/A | #N/A | #N/A | #N/A | #N/A | #N/A | #N/A | #N/A | 111 | #N/A | #N/A | #N/A | #N/A | #N/A | #N/A | #N/A | #N/A | #N/A | #N/A | #N/A | #N/A | #N/A | #N/A | #N/A | #N/A | #N/A | #N/A | #N/A | #N/A | #N/A | #N/A | 111 | #N/A | #N/A | #N/A | #N/A | #N/A | #N/A | #N/A | #N/A | #N/A | #N/A | #N/A | #N/A | #N/A | #N/A | #N/A
[8 empty] | 196 | [6 empty] | 223 | #N/A | #N/A | #N/A | #N/A | #N/A | 223 | #N/A | #N/A | #N/A | #N/A | #N/A | #N/A | #N/A | #N/A | #N/A | #N/A | #N/A | #N/A | 112 | #N/A | #N/A | #N/A | #N/A | #N/A | #N/A | #N/A | #N/A | #N/A | #N/A | #N/A | #N/A | #N/A | #N/A | #N/A | #N/A | #N/A | #N/A | #N/A | #N/A | #N/A | #N/A | 112 | #N/A | #N/A | #N/A | #N/A | #N/A | #N/A | #N/A | #N/A | #N/A | #N/A | #N/A | #N/A | #N/A | #N/A | #N/A
[8 empty] | 197 | [6 empty] | 224 | #N/A | #N/A | #N/A | #N/A | #N/A | 224 | #N/A | #N/A | #N/A | #N/A | #N/A | #N/A | #N/A | #N/A | #N/A | #N/A | #N/A | #N/A | 112 | #N/A | #N/A | #N/A | #N/A | #N/A | #N/A | #N/A | #N/A | #N/A | #N/A | #N/A | #N/A | #N/A | #N/A | #N/A | #N/A | #N/A | #N/A | #N/A | #N/A | #N/A | #N/A | 112 | #N/A | #N/A | #N/A | #N/A | #N/A | #N/A | #N/A | #N/A | #N/A | #N/A | #N/A | #N/A | #N/A | #N/A | #N/A
[8 empty] | 198 | [6 empty] | 225 | #N/A | #N/A | #N/A | #N/A | #N/A | 225 | #N/A | #N/A | #N/A | #N/A | #N/A | #N/A | #N/A | #N/A | #N/A | #N/A | #N/A | #N/A | 113 | #N/A | #N/A | #N/A | #N/A | #N/A | #N/A | #N/A | #N/A | #N/A | #N/A | #N/A | #N/A | #N/A | #N/A | #N/A | #N/A | #N/A | #N/A | #N/A | #N/A | #N/A | #N/A | 113 | #N/A | #N/A | #N/A | #N/A | #N/A | #N/A | #N/A | #N/A | #N/A | #N/A | #N/A | #N/A | #N/A | #N/A | #N/A
[8 empty] | 199 | [6 empty] | 226 | #N/A | #N/A | #N/A | #N/A | #N/A | 226 | #N/A | #N/A | #N/A | #N/A | #N/A | #N/A | #N/A | #N/A | #N/A | #N/A | #N/A | #N/A | 113 | #N/A | #N/A | #N/A | #N/A | #N/A | #N/A | #N/A | #N/A | #N/A | #N/A | #N/A | #N/A | #N/A | #N/A | #N/A | #N/A | #N/A | #N/A | #N/A | #N/A | #N/A | #N/A | 113 | #N/A | #N/A | #N/A | #N/A | #N/A | #N/A | #N/A | #N/A | #N/A | #N/A | #N/A | #N/A | #N/A | #N/A | #N/A
[8 empty] | 200 | [6 empty] | 227 | #N/A | #N/A | #N/A | #N/A | #N/A | 227 | #N/A | #N/A | #N/A | #N/A | #N/A | #N/A | #N/A | #N/A | #N/A | #N/A | #N/A | #N/A | 114 | #N/A | #N/A | #N/A | #N/A | #N/A | #N/A | #N/A | #N/A | #N/A | #N/A | #N/A | #N/A | #N/A | #N/A | #N/A | #N/A | #N/A | #N/A | #N/A | #N/A | #N/A | #N/A | 114 | #N/A | #N/A | #N/A | #N/A | #N/A | #N/A | #N/A | #N/A | #N/A | #N/A | #N/A | #N/A | #N/A | #N/A | #N/A
[8 empty] | 201 | [6 empty] | 228 | #N/A | #N/A | #N/A | #N/A | #N/A | 228 | #N/A | #N/A | #N/A | #N/A | #N/A | #N/A | #N/A | #N/A | #N/A | #N/A | #N/A | #N/A | 114 | #N/A | #N/A | #N/A | #N/A | #N/A | #N/A | #N/A | #N/A | #N/A | #N/A | #N/A | #N/A | #N/A | #N/A | #N/A | #N/A | #N/A | #N/A | #N/A | #N/A | #N/A | #N/A | 114 | #N/A | #N/A | #N/A | #N/A | #N/A | #N/A | #N/A | #N/A | #N/A | #N/A | #N/A | #N/A | #N/A | #N/A | #N/A
[8 empty] | 202 | [6 empty] | 229 | #N/A | #N/A | #N/A | #N/A | #N/A | 229 | #N/A | #N/A | #N/A | #N/A | #N/A | #N/A | #N/A | #N/A | #N/A | #N/A | #N/A | #N/A | 115 | #N/A | #N/A | #N/A | #N/A | #N/A | #N/A | #N/A | #N/A | #N/A | #N/A | #N/A | #N/A | #N/A | #N/A | #N/A | #N/A | #N/A | #N/A | #N/A | #N/A | #N/A | #N/A | 115 | #N/A | #N/A | #N/A | #N/A | #N/A | #N/A | #N/A | #N/A | #N/A | #N/A | #N/A | #N/A | #N/A | #N/A | #N/A
[8 empty] | 203 | [6 empty] | 230 | #N/A | #N/A | #N/A | #N/A | #N/A | 230 | #N/A | #N/A | #N/A | #N/A | #N/A | #N/A | #N/A | #N/A | #N/A | #N/A | #N/A | #N/A | 115 | #N/A | #N/A | #N/A | #N/A | #N/A | #N/A | #N/A | #N/A | #N/A | #N/A | #N/A | #N/A | #N/A | #N/A | #N/A | #N/A | #N/A | #N/A | #N/A | #N/A | #N/A | #N/A | 115 | #N/A | #N/A | #N/A | #N/A | #N/A | #N/A | #N/A | #N/A | #N/A | #N/A | #N/A | #N/A | #N/A | #N/A | #N/A
[8 empty] | 204 | [6 empty] | 231 | #N/A | #N/A | #N/A | #N/A | #N/A | 231 | #N/A | #N/A | #N/A | #N/A | #N/A | #N/A | #N/A | #N/A | #N/A | #N/A | #N/A | #N/A | 116 | #N/A | #N/A | #N/A | #N/A | #N/A | #N/A | #N/A | #N/A | #N/A | #N/A | #N/A | #N/A | #N/A | #N/A | #N/A | #N/A | #N/A | #N/A | #N/A | #N/A | #N/A | #N/A | 116 | #N/A | #N/A | #N/A | #N/A | #N/A | #N/A | #N/A | #N/A | #N/A | #N/A | #N/A | #N/A | #N/A | #N/A | #N/A
[8 empty] | 205 | [6 empty] | 232 | #N/A | #N/A | #N/A | #N/A | #N/A | 232 | #N/A | #N/A | #N/A | #N/A | #N/A | #N/A | #N/A | #N/A | #N/A | #N/A | #N/A | #N/A | 116 | #N/A | #N/A | #N/A | #N/A | #N/A | #N/A | #N/A | #N/A | #N/A | #N/A | #N/A | #N/A | #N/A | #N/A | #N/A | #N/A | #N/A | #N/A | #N/A | #N/A | #N/A | #N/A | 116 | #N/A | #N/A | #N/A | #N/A | #N/A | #N/A | #N/A | #N/A | #N/A | #N/A | #N/A | #N/A | #N/A | #N/A | #N/A
[8 empty] | 206 | [6 empty] | 233 | #N/A | #N/A | #N/A | #N/A | #N/A | 233 | #N/A | #N/A | #N/A | #N/A | #N/A | #N/A | #N/A | #N/A | #N/A | #N/A | #N/A | #N/A | 117 | #N/A | #N/A | #N/A | #N/A | #N/A | #N/A | #N/A | #N/A | #N/A | #N/A | #N/A | #N/A | #N/A | #N/A | #N/A | #N/A | #N/A | #N/A | #N/A | #N/A | #N/A | #N/A | 117 | #N/A | #N/A | #N/A | #N/A | #N/A | #N/A | #N/A | #N/A | #N/A | #N/A | #N/A | #N/A | #N/A | #N/A | #N/A
[8 empty] | 207 | [6 empty] | 234 | #N/A | #N/A | #N/A | #N/A | #N/A | 234 | #N/A | #N/A | #N/A | #N/A | #N/A | #N/A | #N/A | #N/A | #N/A | #N/A | #N/A | #N/A | 117 | #N/A | #N/A | #N/A | #N/A | #N/A | #N/A | #N/A | #N/A | #N/A | #N/A | #N/A | #N/A | #N/A | #N/A | #N/A | #N/A | #N/A | #N/A | #N/A | #N/A | #N/A | #N/A | 117 | #N/A | #N/A | #N/A | #N/A | #N/A | #N/A | #N/A | #N/A | #N/A | #N/A | #N/A | #N/A | #N/A | #N/A | #N/A
[8 empty] | 208 | [6 empty] | 235 | #N/A | #N/A | #N/A | #N/A | #N/A | 235 | #N/A | #N/A | #N/A | #N/A | #N/A | #N/A | #N/A | #N/A | #N/A | #N/A | #N/A | #N/A | 118 | #N/A | #N/A | #N/A | #N/A | #N/A | #N/A | #N/A | #N/A | #N/A | #N/A | #N/A | #N/A | #N/A | #N/A | #N/A | #N/A | #N/A | #N/A | #N/A | #N/A | #N/A | #N/A | 118 | #N/A | #N/A | #N/A | #N/A | #N/A | #N/A | #N/A | #N/A | #N/A | #N/A | #N/A | #N/A | #N/A | #N/A | #N/A
[8 empty] | 209 | [6 empty] | 236 | #N/A | #N/A | #N/A | #N/A | #N/A | 236 | #N/A | #N/A | #N/A | #N/A | #N/A | #N/A | #N/A | #N/A | #N/A | #N/A | #N/A | #N/A | 118 | #N/A | #N/A | #N/A | #N/A | #N/A | #N/A | #N/A | #N/A | #N/A | #N/A | #N/A | #N/A | #N/A | #N/A | #N/A | #N/A | #N/A | #N/A | #N/A | #N/A | #N/A | #N/A | 118 | #N/A | #N/A | #N/A | #N/A | #N/A | #N/A | #N/A | #N/A | #N/A | #N/A | #N/A | #N/A | #N/A | #N/A | #N/A
[8 empty] | 210 | [6 empty] | 237 | #N/A | #N/A | #N/A | #N/A | #N/A | 237 | #N/A | #N/A | #N/A | #N/A | #N/A | #N/A | #N/A | #N/A | #N/A | #N/A | #N/A | #N/A | 119 | #N/A | #N/A | #N/A | #N/A | #N/A | #N/A | #N/A | #N/A | #N/A | #N/A | #N/A | #N/A | #N/A | #N/A | #N/A | #N/A | #N/A | #N/A | #N/A | #N/A | #N/A | #N/A | 119 | #N/A | #N/A | #N/A | #N/A | #N/A | #N/A | #N/A | #N/A | #N/A | #N/A | #N/A | #N/A | #N/A | #N/A | #N/A
[8 empty] | 211 | [6 empty] | 238 | #N/A | #N/A | #N/A | #N/A | #N/A | 238 | #N/A | #N/A | #N/A | #N/A | #N/A | #N/A | #N/A | #N/A | #N/A | #N/A | #N/A | #N/A | 119 | #N/A | #N/A | #N/A | #N/A | #N/A | #N/A | #N/A | #N/A | #N/A | #N/A | #N/A | #N/A | #N/A | #N/A | #N/A | #N/A | #N/A | #N/A | #N/A | #N/A | #N/A | #N/A | 119 | #N/A | #N/A | #N/A | #N/A | #N/A | #N/A | #N/A | #N/A | #N/A | #N/A | #N/A | #N/A | #N/A | #N/A | #N/A
[8 empty] | 212 | [6 empty] | 239 | #N/A | #N/A | #N/A | #N/A | #N/A | 239 | #N/A | #N/A | #N/A | #N/A | #N/A | #N/A | #N/A | #N/A | #N/A | #N/A | #N/A | #N/A | 120 | #N/A | #N/A | #N/A | #N/A | #N/A | #N/A | #N/A | #N/A | #N/A | #N/A | #N/A | #N/A | #N/A | #N/A | #N/A | #N/A | #N/A | #N/A | #N/A | #N/A | #N/A | #N/A | 120 | #N/A | #N/A | #N/A | #N/A | #N/A | #N/A | #N/A | #N/A | #N/A | #N/A | #N/A | #N/A | #N/A | #N/A | #N/A
[8 empty] | 213 | [6 empty] | 240 | #N/A | #N/A | #N/A | #N/A | #N/A | 240 | #N/A | #N/A | #N/A | #N/A | #N/A | #N/A | #N/A | #N/A | #N/A | #N/A | #N/A | #N/A | 120 | #N/A | #N/A | #N/A | #N/A | #N/A | #N/A | #N/A | #N/A | #N/A | #N/A | #N/A | #N/A | #N/A | #N/A | #N/A | #N/A | #N/A | #N/A | #N/A | #N/A | #N/A | #N/A | 120 | #N/A | #N/A | #N/A | #N/A | #N/A | #N/A | #N/A | #N/A | #N/A | #N/A | #N/A | #N/A | #N/A | #N/A | #N/A
[8 empty] | 214 | [6 empty] | 241 | #N/A | #N/A | #N/A | #N/A | #N/A | 241 | #N/A | #N/A | #N/A | #N/A | #N/A | #N/A | #N/A | #N/A | #N/A | #N/A | #N/A | #N/A | 121 | #N/A | #N/A | #N/A | #N/A | #N/A | #N/A | #N/A | #N/A | #N/A | #N/A | #N/A | #N/A | #N/A | #N/A | #N/A | #N/A | #N/A | #N/A | #N/A | #N/A | #N/A | #N/A | 121 | #N/A | #N/A | #N/A | #N/A | #N/A | #N/A | #N/A | #N/A | #N/A | #N/A | #N/A | #N/A | #N/A | #N/A | #N/A
[8 empty] | 215 | [6 empty] | 242 | #N/A | #N/A | #N/A | #N/A | #N/A | 242 | #N/A | #N/A | #N/A | #N/A | #N/A | #N/A | #N/A | #N/A | #N/A | #N/A | #N/A | #N/A | 121 | #N/A | #N/A | #N/A | #N/A | #N/A | #N/A | #N/A | #N/A | #N/A | #N/A | #N/A | #N/A | #N/A | #N/A | #N/A | #N/A | #N/A | #N/A | #N/A | #N/A | #N/A | #N/A | 121 | #N/A | #N/A | #N/A | #N/A | #N/A | #N/A | #N/A | #N/A | #N/A | #N/A | #N/A | #N/A | #N/A | #N/A | #N/A
[8 empty] | 216 | [6 empty] | 243 | #N/A | #N/A | #N/A | #N/A | #N/A | 243 | #N/A | #N/A | #N/A | #N/A | #N/A | #N/A | #N/A | #N/A | #N/A | #N/A | #N/A | #N/A | 122 | #N/A | #N/A | #N/A | #N/A | #N/A | #N/A | #N/A | #N/A | #N/A | #N/A | #N/A | #N/A | #N/A | #N/A | #N/A | #N/A | #N/A | #N/A | #N/A | #N/A | #N/A | #N/A | 122 | #N/A | #N/A | #N/A | #N/A | #N/A | #N/A | #N/A | #N/A | #N/A | #N/A | #N/A | #N/A | #N/A | #N/A | #N/A
[8 empty] | 217 | [6 empty] | 244 | #N/A | #N/A | #N/A | #N/A | #N/A | 244 | #N/A | #N/A | #N/A | #N/A | #N/A | #N/A | #N/A | #N/A | #N/A | #N/A | #N/A | #N/A | 122 | #N/A | #N/A | #N/A | #N/A | #N/A | #N/A | #N/A | #N/A | #N/A | #N/A | #N/A | #N/A | #N/A | #N/A | #N/A | #N/A | #N/A | #N/A | #N/A | #N/A | #N/A | #N/A | 122 | #N/A | #N/A | #N/A | #N/A | #N/A | #N/A | #N/A | #N/A | #N/A | #N/A | #N/A | #N/A | #N/A | #N/A | #N/A
[8 empty] | 218 | [6 empty] | 245 | #N/A | #N/A | #N/A | #N/A | #N/A | 245 | #N/A | #N/A | #N/A | #N/A | #N/A | #N/A | #N/A | #N/A | #N/A | #N/A | #N/A | #N/A | 123 | #N/A | #N/A | #N/A | #N/A | #N/A | #N/A | #N/A | #N/A | #N/A | #N/A | #N/A | #N/A | #N/A | #N/A | #N/A | #N/A | #N/A | #N/A | #N/A | #N/A | #N/A | #N/A | 123 | #N/A | #N/A | #N/A | #N/A | #N/A | #N/A | #N/A | #N/A | #N/A | #N/A | #N/A | #N/A | #N/A | #N/A | #N/A
[8 empty] | 219 | [6 empty] | 246 | #N/A | #N/A | #N/A | #N/A | #N/A | 246 | #N/A | #N/A | #N/A | #N/A | #N/A | #N/A | #N/A | #N/A | #N/A | #N/A | #N/A | #N/A | 123 | #N/A | #N/A | #N/A | #N/A | #N/A | #N/A | #N/A | #N/A | #N/A | #N/A | #N/A | #N/A | #N/A | #N/A | #N/A | #N/A | #N/A | #N/A | #N/A | #N/A | #N/A | #N/A | 123 | #N/A | #N/A | #N/A | #N/A | #N/A | #N/A | #N/A | #N/A | #N/A | #N/A | #N/A | #N/A | #N/A | #N/A | #N/A
[8 empty] | 220 | [6 empty] | 247 | #N/A | #N/A | #N/A | #N/A | #N/A | 247 | #N/A | #N/A | #N/A | #N/A | #N/A | #N/A | #N/A | #N/A | #N/A | #N/A | #N/A | #N/A | 124 | #N/A | #N/A | #N/A | #N/A | #N/A | #N/A | #N/A | #N/A | #N/A | #N/A | #N/A | #N/A | #N/A | #N/A | #N/A | #N/A | #N/A | #N/A | #N/A | #N/A | #N/A | #N/A | 124 | #N/A | #N/A | #N/A | #N/A | #N/A | #N/A | #N/A | #N/A | #N/A | #N/A | #N/A | #N/A | #N/A | #N/A | #N/A
[8 empty] | 221 | [6 empty] | 248 | #N/A | #N/A | #N/A | #N/A | #N/A | 248 | #N/A | #N/A | #N/A | #N/A | #N/A | #N/A | #N/A | #N/A | #N/A | #N/A | #N/A | #N/A | 124 | #N/A | #N/A | #N/A | #N/A | #N/A | #N/A | #N/A | #N/A | #N/A | #N/A | #N/A | #N/A | #N/A | #N/A | #N/A | #N/A | #N/A | #N/A | #N/A | #N/A | #N/A | #N/A | 124 | #N/A | #N/A | #N/A | #N/A | #N/A | #N/A | #N/A | #N/A | #N/A | #N/A | #N/A | #N/A | #N/A | #N/A | #N/A
[8 empty] | 222 | [6 empty] | 249 | #N/A | #N/A | #N/A | #N/A | #N/A | 249 | #N/A | #N/A | #N/A | #N/A | #N/A | #N/A | #N/A | #N/A | #N/A | #N/A | #N/A | #N/A | 125 | #N/A | #N/A | #N/A | #N/A | #N/A | #N/A | #N/A | #N/A | #N/A | #N/A | #N/A | #N/A | #N/A | #N/A | #N/A | #N/A | #N/A | #N/A | #N/A | #N/A | #N/A | #N/A | 125 | #N/A | #N/A | #N/A | #N/A | #N/A | #N/A | #N/A | #N/A | #N/A | #N/A | #N/A | #N/A | #N/A | #N/A | #N/A
[8 empty] | 223 | [6 empty] | 250 | #N/A | #N/A | #N/A | #N/A | #N/A | 250 | #N/A | #N/A | #N/A | #N/A | #N/A | #N/A | #N/A | #N/A | #N/A | #N/A | #N/A | #N/A | 125 | #N/A | #N/A | #N/A | #N/A | #N/A | #N/A | #N/A | #N/A | #N/A | #N/A | #N/A | #N/A | #N/A | #N/A | #N/A | #N/A | #N/A | #N/A | #N/A | #N/A | #N/A | #N/A | 125 | #N/A | #N/A | #N/A | #N/A | #N/A | #N/A | #N/A | #N/A | #N/A | #N/A | #N/A | #N/A | #N/A | #N/A | #N/A
[8 empty] | 224 | [6 empty] | 251 | #N/A | #N/A | #N/A | #N/A | #N/A | 251 | #N/A | #N/A | #N/A | #N/A | #N/A | #N/A | #N/A | #N/A | #N/A | #N/A | #N/A | #N/A | 126 | #N/A | #N/A | #N/A | #N/A | #N/A | #N/A | #N/A | #N/A | #N/A | #N/A | #N/A | #N/A | #N/A | #N/A | #N/A | #N/A | #N/A | #N/A | #N/A | #N/A | #N/A | #N/A | 126 | #N/A | #N/A | #N/A | #N/A | #N/A | #N/A | #N/A | #N/A | #N/A | #N/A | #N/A | #N/A | #N/A | #N/A | #N/A
[8 empty] | 225 | [6 empty] | 252 | #N/A | #N/A | #N/A | #N/A | #N/A | 252 | #N/A | #N/A | #N/A | #N/A | #N/A | #N/A | #N/A | #N/A | #N/A | #N/A | #N/A | #N/A | 126 | #N/A | #N/A | #N/A | #N/A | #N/A | #N/A | #N/A | #N/A | #N/A | #N/A | #N/A | #N/A | #N/A | #N/A | #N/A | #N/A | #N/A | #N/A | #N/A | #N/A | #N/A | #N/A | 126 | #N/A | #N/A | #N/A | #N/A | #N/A | #N/A | #N/A | #N/A | #N/A | #N/A | #N/A | #N/A | #N/A | #N/A | #N/A
[8 empty] | 226 | [6 empty] | 253 | #N/A | #N/A | #N/A | #N/A | #N/A | 253 | #N/A | #N/A | #N/A | #N/A | #N/A | #N/A | #N/A | #N/A | #N/A | #N/A | #N/A | #N/A | 127 | #N/A | #N/A | #N/A | #N/A | #N/A | #N/A | #N/A | #N/A | #N/A | #N/A | #N/A | #N/A | #N/A | #N/A | #N/A | #N/A | #N/A | #N/A | #N/A | #N/A | #N/A | #N/A | 127 | #N/A | #N/A | #N/A | #N/A | #N/A | #N/A | #N/A | #N/A | #N/A | #N/A | #N/A | #N/A | #N/A | #N/A | #N/A
[8 empty] | 227 | [6 empty] | 254 | #N/A | #N/A | #N/A | #N/A | #N/A | 254 | #N/A | #N/A | #N/A | #N/A | #N/A | #N/A | #N/A | #N/A | #N/A | #N/A | #N/A | #N/A | 127 | #N/A | #N/A | #N/A | #N/A | #N/A | #N/A | #N/A | #N/A | #N/A | #N/A | #N/A | #N/A | #N/A | #N/A | #N/A | #N/A | #N/A | #N/A | #N/A | #N/A | #N/A | #N/A | 127 | #N/A | #N/A | #N/A | #N/A | #N/A | #N/A | #N/A | #N/A | #N/A | #N/A | #N/A | #N/A | #N/A | #N/A | #N/A
[8 empty] | 228 | [6 empty] | 255 | #N/A | #N/A | #N/A | #N/A | #N/A | 255 | #N/A | #N/A | #N/A | #N/A | #N/A | #N/A | #N/A | #N/A | #N/A | #N/A | #N/A | #N/A | 128 | #N/A | #N/A | #N/A | #N/A | #N/A | #N/A | #N/A | #N/A | #N/A | #N/A | #N/A | #N/A | #N/A | #N/A | #N/A | #N/A | #N/A | #N/A | #N/A | #N/A | #N/A | #N/A | 128 | #N/A | #N/A | #N/A | #N/A | #N/A | #N/A | #N/A | #N/A | #N/A | #N/A | #N/A | #N/A | #N/A | #N/A | #N/A
[8 empty] | 229 | [6 empty] | 256 | #N/A | #N/A | #N/A | #N/A | #N/A | 256 | #N/A | #N/A | #N/A | #N/A | #N/A | #N/A | #N/A | #N/A | #N/A | #N/A | #N/A | #N/A | 128 | #N/A | #N/A | #N/A | #N/A | #N/A | #N/A | #N/A | #N/A | #N/A | #N/A | #N/A | #N/A | #N/A | #N/A | #N/A | #N/A | #N/A | #N/A | #N/A | #N/A | #N/A | #N/A | 128 | #N/A | #N/A | #N/A | #N/A | #N/A | #N/A | #N/A | #N/A | #N/A | #N/A | #N/A | #N/A | #N/A | #N/A | #N/A
[8 empty] | 230 | [6 empty] | 257 | #N/A | #N/A | #N/A | #N/A | #N/A | 257 | #N/A | #N/A | #N/A | #N/A | #N/A | #N/A | #N/A | #N/A | #N/A | #N/A | #N/A | #N/A | 129 | #N/A | #N/A | #N/A | #N/A | #N/A | #N/A | #N/A | #N/A | #N/A | #N/A | #N/A | #N/A | #N/A | #N/A | #N/A | #N/A | #N/A | #N/A | #N/A | #N/A | #N/A | #N/A | 129 | #N/A | #N/A | #N/A | #N/A | #N/A | #N/A | #N/A | #N/A | #N/A | #N/A | #N/A | #N/A | #N/A | #N/A | #N/A
[8 empty] | 231 | [6 empty] | 258 | #N/A | #N/A | #N/A | #N/A | #N/A | 258 | #N/A | #N/A | #N/A | #N/A | #N/A | #N/A | #N/A | #N/A | #N/A | #N/A | #N/A | #N/A | 129 | #N/A | #N/A | #N/A | #N/A | #N/A | #N/A | #N/A | #N/A | #N/A | #N/A | #N/A | #N/A | #N/A | #N/A | #N/A | #N/A | #N/A | #N/A | #N/A | #N/A | #N/A | #N/A | 129 | #N/A | #N/A | #N/A | #N/A | #N/A | #N/A | #N/A | #N/A | #N/A | #N/A | #N/A | #N/A | #N/A | #N/A | #N/A
[8 empty] | 232 | [6 empty] | 259 | #N/A | #N/A | #N/A | #N/A | #N/A | 259 | #N/A | #N/A | #N/A | #N/A | #N/A | #N/A | #N/A | #N/A | #N/A | #N/A | #N/A | #N/A | 130 | #N/A | #N/A | #N/A | #N/A | #N/A | #N/A | #N/A | #N/A | #N/A | #N/A | #N/A | #N/A | #N/A | #N/A | #N/A | #N/A | #N/A | #N/A | #N/A | #N/A | #N/A | #N/A | 130 | #N/A | #N/A | #N/A | #N/A | #N/A | #N/A | #N/A | #N/A | #N/A | #N/A | #N/A | #N/A | #N/A | #N/A | #N/A
[8 empty] | 233 | [6 empty] | 260 | #N/A | #N/A | #N/A | #N/A | #N/A | 260 | #N/A | #N/A | #N/A | #N/A | #N/A | #N/A | #N/A | #N/A | #N/A | #N/A | #N/A | #N/A | 130 | #N/A | #N/A | #N/A | #N/A | #N/A | #N/A | #N/A | #N/A | #N/A | #N/A | #N/A | #N/A | #N/A | #N/A | #N/A | #N/A | #N/A | #N/A | #N/A | #N/A | #N/A | #N/A | 130 | #N/A | #N/A | #N/A | #N/A | #N/A | #N/A | #N/A | #N/A | #N/A | #N/A | #N/A | #N/A | #N/A | #N/A | #N/A
[8 empty] | 234 | [6 empty] | 261 | #N/A | #N/A | #N/A | #N/A | #N/A | 261 | #N/A | #N/A | #N/A | #N/A | #N/A | #N/A | #N/A | #N/A | #N/A | #N/A | #N/A | #N/A | 131 | #N/A | #N/A | #N/A | #N/A | #N/A | #N/A | #N/A | #N/A | #N/A | #N/A | #N/A | #N/A | #N/A | #N/A | #N/A | #N/A | #N/A | #N/A | #N/A | #N/A | #N/A | #N/A | 131 | #N/A | #N/A | #N/A | #N/A | #N/A | #N/A | #N/A | #N/A | #N/A | #N/A | #N/A | #N/A | #N/A | #N/A | #N/A
[8 empty] | 235 | [6 empty] | 262 | #N/A | #N/A | #N/A | #N/A | #N/A | 262 | #N/A | #N/A | #N/A | #N/A | #N/A | #N/A | #N/A | #N/A | #N/A | #N/A | #N/A | #N/A | 131 | #N/A | #N/A | #N/A | #N/A | #N/A | #N/A | #N/A | #N/A | #N/A | #N/A | #N/A | #N/A | #N/A | #N/A | #N/A | #N/A | #N/A | #N/A | #N/A | #N/A | #N/A | #N/A | 131 | #N/A | #N/A | #N/A | #N/A | #N/A | #N/A | #N/A | #N/A | #N/A | #N/A | #N/A | #N/A | #N/A | #N/A | #N/A
[8 empty] | 236 | [6 empty] | 263 | #N/A | #N/A | #N/A | #N/A | #N/A | 263 | #N/A | #N/A | #N/A | #N/A | #N/A | #N/A | #N/A | #N/A | #N/A | #N/A | #N/A | #N/A | 132 | #N/A | #N/A | #N/A | #N/A | #N/A | #N/A | #N/A | #N/A | #N/A | #N/A | #N/A | #N/A | #N/A | #N/A | #N/A | #N/A | #N/A | #N/A | #N/A | #N/A | #N/A | #N/A | 132 | #N/A | #N/A | #N/A | #N/A | #N/A | #N/A | #N/A | #N/A | #N/A | #N/A | #N/A | #N/A | #N/A | #N/A | #N/A
[8 empty] | 237 | [6 empty] | 264 | #N/A | #N/A | #N/A | #N/A | #N/A | 264 | #N/A | #N/A | #N/A | #N/A | #N/A | #N/A | #N/A | #N/A | #N/A | #N/A | #N/A | #N/A | 132 | #N/A | #N/A | #N/A | #N/A | #N/A | #N/A | #N/A | #N/A | #N/A | #N/A | #N/A | #N/A | #N/A | #N/A | #N/A | #N/A | #N/A | #N/A | #N/A | #N/A | #N/A | #N/A | 132 | #N/A | #N/A | #N/A | #N/A | #N/A | #N/A | #N/A | #N/A | #N/A | #N/A | #N/A | #N/A | #N/A | #N/A | #N/A
[8 empty] | 238 | [6 empty] | 265 | #N/A | #N/A | #N/A | #N/A | #N/A | 265 | #N/A | #N/A | #N/A | #N/A | #N/A | #N/A | #N/A | #N/A | #N/A | #N/A | #N/A | #N/A | 133 | #N/A | #N/A | #N/A | #N/A | #N/A | #N/A | #N/A | #N/A | #N/A | #N/A | #N/A | #N/A | #N/A | #N/A | #N/A | #N/A | #N/A | #N/A | #N/A | #N/A | #N/A | #N/A | 133 | #N/A | #N/A | #N/A | #N/A | #N/A | #N/A | #N/A | #N/A | #N/A | #N/A | #N/A | #N/A | #N/A | #N/A | #N/A
[8 empty] | 239 | [6 empty] | 266 | #N/A | #N/A | #N/A | #N/A | #N/A | 266 | #N/A | #N/A | #N/A | #N/A | #N/A | #N/A | #N/A | #N/A | #N/A | #N/A | #N/A | #N/A | 133 | #N/A | #N/A | #N/A | #N/A | #N/A | #N/A | #N/A | #N/A | #N/A | #N/A | #N/A | #N/A | #N/A | #N/A | #N/A | #N/A | #N/A | #N/A | #N/A | #N/A | #N/A | #N/A | 133 | #N/A | #N/A | #N/A | #N/A | #N/A | #N/A | #N/A | #N/A | #N/A | #N/A | #N/A | #N/A | #N/A | #N/A | #N/A
[8 empty] | 240 | [6 empty] | 267 | #N/A | #N/A | #N/A | #N/A | #N/A | 267 | #N/A | #N/A | #N/A | #N/A | #N/A | #N/A | #N/A | #N/A | #N/A | #N/A | #N/A | #N/A | 134 | #N/A | #N/A | #N/A | #N/A | #N/A | #N/A | #N/A | #N/A | #N/A | #N/A | #N/A | #N/A | #N/A | #N/A | #N/A | #N/A | #N/A | #N/A | #N/A | #N/A | #N/A | #N/A | 134 | #N/A | #N/A | #N/A | #N/A | #N/A | #N/A | #N/A | #N/A | #N/A | #N/A | #N/A | #N/A | #N/A | #N/A | #N/A
[8 empty] | 241 | [6 empty] | 268 | #N/A | #N/A | #N/A | #N/A | #N/A | 268 | #N/A | #N/A | #N/A | #N/A | #N/A | #N/A | #N/A | #N/A | #N/A | #N/A | #N/A | #N/A | 134 | #N/A | #N/A | #N/A | #N/A | #N/A | #N/A | #N/A | #N/A | #N/A | #N/A | #N/A | #N/A | #N/A | #N/A | #N/A | #N/A | #N/A | #N/A | #N/A | #N/A | #N/A | #N/A | 134 | #N/A | #N/A | #N/A | #N/A | #N/A | #N/A | #N/A | #N/A | #N/A | #N/A | #N/A | #N/A | #N/A | #N/A | #N/A
[8 empty] | 242 | [6 empty] | 269 | #N/A | #N/A | #N/A | #N/A | #N/A | 269 | #N/A | #N/A | #N/A | #N/A | #N/A | #N/A | #N/A | #N/A | #N/A | #N/A | #N/A | #N/A | 135 | #N/A | #N/A | #N/A | #N/A | #N/A | #N/A | #N/A | #N/A | #N/A | #N/A | #N/A | #N/A | #N/A | #N/A | #N/A | #N/A | #N/A | #N/A | #N/A | #N/A | #N/A | #N/A | 135 | #N/A | #N/A | #N/A | #N/A | #N/A | #N/A | #N/A | #N/A | #N/A | #N/A | #N/A | #N/A | #N/A | #N/A | #N/A
[8 empty] | 243 | [6 empty] | 270 | #N/A | #N/A | #N/A | #N/A | #N/A | 270 | #N/A | #N/A | #N/A | #N/A | #N/A | #N/A | #N/A | #N/A | #N/A | #N/A | #N/A | #N/A | 135 | #N/A | #N/A | #N/A | #N/A | #N/A | #N/A | #N/A | #N/A | #N/A | #N/A | #N/A | #N/A | #N/A | #N/A | #N/A | #N/A | #N/A | #N/A | #N/A | #N/A | #N/A | #N/A | 135 | #N/A | #N/A | #N/A | #N/A | #N/A | #N/A | #N/A | #N/A | #N/A | #N/A | #N/A | #N/A | #N/A | #N/A | #N/A
[8 empty] | 244 | [6 empty] | 271 | #N/A | #N/A | #N/A | #N/A | #N/A | 271 | #N/A | #N/A | #N/A | #N/A | #N/A | #N/A | #N/A | #N/A | #N/A | #N/A | #N/A | #N/A | 136 | #N/A | #N/A | #N/A | #N/A | #N/A | #N/A | #N/A | #N/A | #N/A | #N/A | #N/A | #N/A | #N/A | #N/A | #N/A | #N/A | #N/A | #N/A | #N/A | #N/A | #N/A | #N/A | 136 | #N/A | #N/A | #N/A | #N/A | #N/A | #N/A | #N/A | #N/A | #N/A | #N/A | #N/A | #N/A | #N/A | #N/A | #N/A
[8 empty] | 245 | [6 empty] | 272 | #N/A | #N/A | #N/A | #N/A | #N/A | 272 | #N/A | #N/A | #N/A | #N/A | #N/A | #N/A | #N/A | #N/A | #N/A | #N/A | #N/A | #N/A | 136 | #N/A | #N/A | #N/A | #N/A | #N/A | #N/A | #N/A | #N/A | #N/A | #N/A | #N/A | #N/A | #N/A | #N/A | #N/A | #N/A | #N/A | #N/A | #N/A | #N/A | #N/A | #N/A | 136 | #N/A | #N/A | #N/A | #N/A | #N/A | #N/A | #N/A | #N/A | #N/A | #N/A | #N/A | #N/A | #N/A | #N/A | #N/A
[8 empty] | 246 | [6 empty] | 273 | #N/A | #N/A | #N/A | #N/A | #N/A | 273 | #N/A | #N/A | #N/A | #N/A | #N/A | #N/A | #N/A | #N/A | #N/A | #N/A | #N/A | #N/A | 137 | #N/A | #N/A | #N/A | #N/A | #N/A | #N/A | #N/A | #N/A | #N/A | #N/A | #N/A | #N/A | #N/A | #N/A | #N/A | #N/A | #N/A | #N/A | #N/A | #N/A | #N/A | #N/A | 137 | #N/A | #N/A | #N/A | #N/A | #N/A | #N/A | #N/A | #N/A | #N/A | #N/A | #N/A | #N/A | #N/A | #N/A | #N/A
[8 empty] | 247 | [6 empty] | 274 | #N/A | #N/A | #N/A | #N/A | #N/A | 274 | #N/A | #N/A | #N/A | #N/A | #N/A | #N/A | #N/A | #N/A | #N/A | #N/A | #N/A | #N/A | 137 | #N/A | #N/A | #N/A | #N/A | #N/A | #N/A | #N/A | #N/A | #N/A | #N/A | #N/A | #N/A | #N/A | #N/A | #N/A | #N/A | #N/A | #N/A | #N/A | #N/A | #N/A | #N/A | 137 | #N/A | #N/A | #N/A | #N/A | #N/A | #N/A | #N/A | #N/A | #N/A | #N/A | #N/A | #N/A | #N/A | #N/A | #N/A
[8 empty] | 248 | [6 empty] | 275 | #N/A | #N/A | #N/A | #N/A | #N/A | 275 | #N/A | #N/A | #N/A | #N/A | #N/A | #N/A | #N/A | #N/A | #N/A | #N/A | #N/A | #N/A | 138 | #N/A | #N/A | #N/A | #N/A | #N/A | #N/A | #N/A | #N/A | #N/A | #N/A | #N/A | #N/A | #N/A | #N/A | #N/A | #N/A | #N/A | #N/A | #N/A | #N/A | #N/A | #N/A | 138 | #N/A | #N/A | #N/A | #N/A | #N/A | #N/A | #N/A | #N/A | #N/A | #N/A | #N/A | #N/A | #N/A | #N/A | #N/A
[8 empty] | 249 | [6 empty] | 276 | #N/A | #N/A | #N/A | #N/A | #N/A | 276 | #N/A | #N/A | #N/A | #N/A | #N/A | #N/A | #N/A | #N/A | #N/A | #N/A | #N/A | #N/A | 138 | #N/A | #N/A | #N/A | #N/A | #N/A | #N/A | #N/A | #N/A | #N/A | #N/A | #N/A | #N/A | #N/A | #N/A | #N/A | #N/A | #N/A | #N/A | #N/A | #N/A | #N/A | #N/A | 138 | #N/A | #N/A | #N/A | #N/A | #N/A | #N/A | #N/A | #N/A | #N/A | #N/A | #N/A | #N/A | #N/A | #N/A | #N/A
[8 empty] | 250 | [6 empty] | 277 | #N/A | #N/A | #N/A | #N/A | #N/A | 277 | #N/A | #N/A | #N/A | #N/A | #N/A | #N/A | #N/A | #N/A | #N/A | #N/A | #N/A | #N/A | 139 | #N/A | #N/A | #N/A | #N/A | #N/A | #N/A | #N/A | #N/A | #N/A | #N/A | #N/A | #N/A | #N/A | #N/A | #N/A | #N/A | #N/A | #N/A | #N/A | #N/A | #N/A | #N/A | 139 | #N/A | #N/A | #N/A | #N/A | #N/A | #N/A | #N/A | #N/A | #N/A | #N/A | #N/A | #N/A | #N/A | #N/A | #N/A
[8 empty] | 251 | [6 empty] | 278 | #N/A | #N/A | #N/A | #N/A | #N/A | 278 | #N/A | #N/A | #N/A | #N/A | #N/A | #N/A | #N/A | #N/A | #N/A | #N/A | #N/A | #N/A | 139 | #N/A | #N/A | #N/A | #N/A | #N/A | #N/A | #N/A | #N/A | #N/A | #N/A | #N/A | #N/A | #N/A | #N/A | #N/A | #N/A | #N/A | #N/A | #N/A | #N/A | #N/A | #N/A | 139 | #N/A | #N/A | #N/A | #N/A | #N/A | #N/A | #N/A | #N/A | #N/A | #N/A | #N/A | #N/A | #N/A | #N/A | #N/A
[8 empty] | 252 | [6 empty] | 279 | #N/A | #N/A | #N/A | #N/A | #N/A | 279 | #N/A | #N/A | #N/A | #N/A | #N/A | #N/A | #N/A | #N/A | #N/A | #N/A | #N/A | #N/A | 140 | #N/A | #N/A | #N/A | #N/A | #N/A | #N/A | #N/A | #N/A | #N/A | #N/A | #N/A | #N/A | #N/A | #N/A | #N/A | #N/A | #N/A | #N/A | #N/A | #N/A | #N/A | #N/A | 140 | #N/A | #N/A | #N/A | #N/A | #N/A | #N/A | #N/A | #N/A | #N/A | #N/A | #N/A | #N/A | #N/A | #N/A | #N/A
[8 empty] | 253 | [6 empty] | 280 | #N/A | #N/A | #N/A | #N/A | #N/A | 280 | #N/A | #N/A | #N/A | #N/A | #N/A | #N/A | #N/A | #N/A | #N/A | #N/A | #N/A | #N/A | 140 | #N/A | #N/A | #N/A | #N/A | #N/A | #N/A | #N/A | #N/A | #N/A | #N/A | #N/A | #N/A | #N/A | #N/A | #N/A | #N/A | #N/A | #N/A | #N/A | #N/A | #N/A | #N/A | 140 | #N/A | #N/A | #N/A | #N/A | #N/A | #N/A | #N/A | #N/A | #N/A | #N/A | #N/A | #N/A | #N/A | #N/A | #N/A
[8 empty] | 254 | [6 empty] | 281 | #N/A | #N/A | #N/A | #N/A | #N/A | 281 | #N/A | #N/A | #N/A | #N/A | #N/A | #N/A | #N/A | #N/A | #N/A | #N/A | #N/A | #N/A | 141 | #N/A | #N/A | #N/A | #N/A | #N/A | #N/A | #N/A | #N/A | #N/A | #N/A | #N/A | #N/A | #N/A | #N/A | #N/A | #N/A | #N/A | #N/A | #N/A | #N/A | #N/A | #N/A | 141 | #N/A | #N/A | #N/A | #N/A | #N/A | #N/A | #N/A | #N/A | #N/A | #N/A | #N/A | #N/A | #N/A | #N/A | #N/A
[8 empty] | 255 | [6 empty] | 282 | #N/A | #N/A | #N/A | #N/A | #N/A | 282 | #N/A | #N/A | #N/A | #N/A | #N/A | #N/A | #N/A | #N/A | #N/A | #N/A | #N/A | #N/A | 141 | #N/A | #N/A | #N/A | #N/A | #N/A | #N/A | #N/A | #N/A | #N/A | #N/A | #N/A | #N/A | #N/A | #N/A | #N/A | #N/A | #N/A | #N/A | #N/A | #N/A | #N/A | #N/A | 141 | #N/A | #N/A | #N/A | #N/A | #N/A | #N/A | #N/A | #N/A | #N/A | #N/A | #N/A | #N/A | #N/A | #N/A | #N/A
[8 empty] | 256 | [6 empty] | 283 | #N/A | #N/A | #N/A | #N/A | #N/A | 283 | #N/A | #N/A | #N/A | #N/A | #N/A | #N/A | #N/A | #N/A | #N/A | #N/A | #N/A | #N/A | 142 | #N/A | #N/A | #N/A | #N/A | #N/A | #N/A | #N/A | #N/A | #N/A | #N/A | #N/A | #N/A | #N/A | #N/A | #N/A | #N/A | #N/A | #N/A | #N/A | #N/A | #N/A | #N/A | 142 | #N/A | #N/A | #N/A | #N/A | #N/A | #N/A | #N/A | #N/A | #N/A | #N/A | #N/A | #N/A | #N/A | #N/A | #N/A
[8 empty] | 257 | [6 empty] | 284 | #N/A | #N/A | #N/A | #N/A | #N/A | 284 | #N/A | #N/A | #N/A | #N/A | #N/A | #N/A | #N/A | #N/A | #N/A | #N/A | #N/A | #N/A | 142 | #N/A | #N/A | #N/A | #N/A | #N/A | #N/A | #N/A | #N/A | #N/A | #N/A | #N/A | #N/A | #N/A | #N/A | #N/A | #N/A | #N/A | #N/A | #N/A | #N/A | #N/A | #N/A | 142 | #N/A | #N/A | #N/A | #N/A | #N/A | #N/A | #N/A | #N/A | #N/A | #N/A | #N/A | #N/A | #N/A | #N/A | #N/A
[8 empty] | 258 | [6 empty] | 285 | #N/A | #N/A | #N/A | #N/A | #N/A | 285 | #N/A | #N/A | #N/A | #N/A | #N/A | #N/A | #N/A | #N/A | #N/A | #N/A | #N/A | #N/A | 143 | #N/A | #N/A | #N/A | #N/A | #N/A | #N/A | #N/A | #N/A | #N/A | #N/A | #N/A | #N/A | #N/A | #N/A | #N/A | #N/A | #N/A | #N/A | #N/A | #N/A | #N/A | #N/A | 143 | #N/A | #N/A | #N/A | #N/A | #N/A | #N/A | #N/A | #N/A | #N/A | #N/A | #N/A | #N/A | #N/A | #N/A | #N/A
[8 empty] | 259 | [6 empty] | 286 | #N/A | #N/A | #N/A | #N/A | #N/A | 286 | #N/A | #N/A | #N/A | #N/A | #N/A | #N/A | #N/A | #N/A | #N/A | #N/A | #N/A | #N/A | 143 | #N/A | #N/A | #N/A | #N/A | #N/A | #N/A | #N/A | #N/A | #N/A | #N/A | #N/A | #N/A | #N/A | #N/A | #N/A | #N/A | #N/A | #N/A | #N/A | #N/A | #N/A | #N/A | 143 | #N/A | #N/A | #N/A | #N/A | #N/A | #N/A | #N/A | #N/A | #N/A | #N/A | #N/A | #N/A | #N/A | #N/A | #N/A
[8 empty] | 260 | [6 empty] | 287 | #N/A | #N/A | #N/A | #N/A | #N/A | 287 | #N/A | #N/A | #N/A | #N/A | #N/A | #N/A | #N/A | #N/A | #N/A | #N/A | #N/A | #N/A | 144 | #N/A | #N/A | #N/A | #N/A | #N/A | #N/A | #N/A | #N/A | #N/A | #N/A | #N/A | #N/A | #N/A | #N/A | #N/A | #N/A | #N/A | #N/A | #N/A | #N/A | #N/A | #N/A | 144 | #N/A | #N/A | #N/A | #N/A | #N/A | #N/A | #N/A | #N/A | #N/A | #N/A | #N/A | #N/A | #N/A | #N/A | #N/A
[8 empty] | 261 | [6 empty] | 288 | #N/A | #N/A | #N/A | #N/A | #N/A | 288 | #N/A | #N/A | #N/A | #N/A | #N/A | #N/A | #N/A | #N/A | #N/A | #N/A | #N/A | #N/A | 144 | #N/A | #N/A | #N/A | #N/A | #N/A | #N/A | #N/A | #N/A | #N/A | #N/A | #N/A | #N/A | #N/A | #N/A | #N/A | #N/A | #N/A | #N/A | #N/A | #N/A | #N/A | #N/A | 144 | #N/A | #N/A | #N/A | #N/A | #N/A | #N/A | #N/A | #N/A | #N/A | #N/A | #N/A | #N/A | #N/A | #N/A | #N/A
[8 empty] | 262 | [6 empty] | 289 | #N/A | #N/A | #N/A | #N/A | #N/A | 289 | #N/A | #N/A | #N/A | #N/A | #N/A | #N/A | #N/A | #N/A | #N/A | #N/A | #N/A | #N/A | 145 | #N/A | #N/A | #N/A | #N/A | #N/A | #N/A | #N/A | #N/A | #N/A | #N/A | #N/A | #N/A | #N/A | #N/A | #N/A | #N/A | #N/A | #N/A | #N/A | #N/A | #N/A | #N/A | 145 | #N/A | #N/A | #N/A | #N/A | #N/A | #N/A | #N/A | #N/A | #N/A | #N/A | #N/A | #N/A | #N/A | #N/A | #N/A
[8 empty] | 263 | [6 empty] | 290 | #N/A | #N/A | #N/A | #N/A | #N/A | 290 | #N/A | #N/A | #N/A | #N/A | #N/A | #N/A | #N/A | #N/A | #N/A | #N/A | #N/A | #N/A | 145 | #N/A | #N/A | #N/A | #N/A | #N/A | #N/A | #N/A | #N/A | #N/A | #N/A | #N/A | #N/A | #N/A | #N/A | #N/A | #N/A | #N/A | #N/A | #N/A | #N/A | #N/A | #N/A | 145 | #N/A | #N/A | #N/A | #N/A | #N/A | #N/A | #N/A | #N/A | #N/A | #N/A | #N/A | #N/A | #N/A | #N/A | #N/A
[8 empty] | 264 | [6 empty] | 291 | #N/A | #N/A | #N/A | #N/A | #N/A | 291 | #N/A | #N/A | #N/A | #N/A | #N/A | #N/A | #N/A | #N/A | #N/A | #N/A | #N/A | #N/A | 146 | #N/A | #N/A | #N/A | #N/A | #N/A | #N/A | #N/A | #N/A | #N/A | #N/A | #N/A | #N/A | #N/A | #N/A | #N/A | #N/A | #N/A | #N/A | #N/A | #N/A | #N/A | #N/A | 146 | #N/A | #N/A | #N/A | #N/A | #N/A | #N/A | #N/A | #N/A | #N/A | #N/A | #N/A | #N/A | #N/A | #N/A | #N/A
[8 empty] | 265 | [6 empty] | 292 | #N/A | #N/A | #N/A | #N/A | #N/A | 292 | #N/A | #N/A | #N/A | #N/A | #N/A | #N/A | #N/A | #N/A | #N/A | #N/A | #N/A | #N/A | 146 | #N/A | #N/A | #N/A | #N/A | #N/A | #N/A | #N/A | #N/A | #N/A | #N/A | #N/A | #N/A | #N/A | #N/A | #N/A | #N/A | #N/A | #N/A | #N/A | #N/A | #N/A | #N/A | 146 | #N/A | #N/A | #N/A | #N/A | #N/A | #N/A | #N/A | #N/A | #N/A | #N/A | #N/A | #N/A | #N/A | #N/A | #N/A
[8 empty] | 266 | [6 empty] | 293 | #N/A | #N/A | #N/A | #N/A | #N/A | 293 | #N/A | #N/A | #N/A | #N/A | #N/A | #N/A | #N/A | #N/A | #N/A | #N/A | #N/A | #N/A | 147 | #N/A | #N/A | #N/A | #N/A | #N/A | #N/A | #N/A | #N/A | #N/A | #N/A | #N/A | #N/A | #N/A | #N/A | #N/A | #N/A | #N/A | #N/A | #N/A | #N/A | #N/A | #N/A | 147 | #N/A | #N/A | #N/A | #N/A | #N/A | #N/A | #N/A | #N/A | #N/A | #N/A | #N/A | #N/A | #N/A | #N/A | #N/A
[8 empty] | 267 | [6 empty] | 294 | #N/A | #N/A | #N/A | #N/A | #N/A | 294 | #N/A | #N/A | #N/A | #N/A | #N/A | #N/A | #N/A | #N/A | #N/A | #N/A | #N/A | #N/A | 147 | #N/A | #N/A | #N/A | #N/A | #N/A | #N/A | #N/A | #N/A | #N/A | #N/A | #N/A | #N/A | #N/A | #N/A | #N/A | #N/A | #N/A | #N/A | #N/A | #N/A | #N/A | #N/A | 147 | #N/A | #N/A | #N/A | #N/A | #N/A | #N/A | #N/A | #N/A | #N/A | #N/A | #N/A | #N/A | #N/A | #N/A | #N/A
[8 empty] | 268 | [6 empty] | 295 | #N/A | #N/A | #N/A | #N/A | #N/A | 295 | #N/A | #N/A | #N/A | #N/A | #N/A | #N/A | #N/A | #N/A | #N/A | #N/A | #N/A | #N/A | 148 | #N/A | #N/A | #N/A | #N/A | #N/A | #N/A | #N/A | #N/A | #N/A | #N/A | #N/A | #N/A | #N/A | #N/A | #N/A | #N/A | #N/A | #N/A | #N/A | #N/A | #N/A | #N/A | 148 | #N/A | #N/A | #N/A | #N/A | #N/A | #N/A | #N/A | #N/A | #N/A | #N/A | #N/A | #N/A | #N/A | #N/A | #N/A
[8 empty] | 269 | [6 empty] | 296 | #N/A | #N/A | #N/A | #N/A | #N/A | 296 | #N/A | #N/A | #N/A | #N/A | #N/A | #N/A | #N/A | #N/A | #N/A | #N/A | #N/A | #N/A | 148 | #N/A | #N/A | #N/A | #N/A | #N/A | #N/A | #N/A | #N/A | #N/A | #N/A | #N/A | #N/A | #N/A | #N/A | #N/A | #N/A | #N/A | #N/A | #N/A | #N/A | #N/A | #N/A | 148 | #N/A | #N/A | #N/A | #N/A | #N/A | #N/A | #N/A | #N/A | #N/A | #N/A | #N/A | #N/A | #N/A | #N/A | #N/A
[8 empty] | 270 | [6 empty] | 297 | #N/A | #N/A | #N/A | #N/A | #N/A | 297 | #N/A | #N/A | #N/A | #N/A | #N/A | #N/A | #N/A | #N/A | #N/A | #N/A | #N/A | #N/A | 149 | #N/A | #N/A | #N/A | #N/A | #N/A | #N/A | #N/A | #N/A | #N/A | #N/A | #N/A | #N/A | #N/A | #N/A | #N/A | #N/A | #N/A | #N/A | #N/A | #N/A | #N/A | #N/A | 149 | #N/A | #N/A | #N/A | #N/A | #N/A | #N/A | #N/A | #N/A | #N/A | #N/A | #N/A | #N/A | #N/A | #N/A | #N/A
[8 empty] | 271 | [6 empty] | 298 | #N/A | #N/A | #N/A | #N/A | #N/A | 298 | #N/A | #N/A | #N/A | #N/A | #N/A | #N/A | #N/A | #N/A | #N/A | #N/A | #N/A | #N/A | 149 | #N/A | #N/A | #N/A | #N/A | #N/A | #N/A | #N/A | #N/A | #N/A | #N/A | #N/A | #N/A | #N/A | #N/A | #N/A | #N/A | #N/A | #N/A | #N/A | #N/A | #N/A | #N/A | 149 | #N/A | #N/A | #N/A | #N/A | #N/A | #N/A | #N/A | #N/A | #N/A | #N/A | #N/A | #N/A | #N/A | #N/A | #N/A
[8 empty] | 272 | [6 empty] | 299 | #N/A | #N/A | #N/A | #N/A | #N/A | 299 | #N/A | #N/A | #N/A | #N/A | #N/A | #N/A | #N/A | #N/A | #N/A | #N/A | #N/A | #N/A | 150 | #N/A | #N/A | #N/A | #N/A | #N/A | #N/A | #N/A | #N/A | #N/A | #N/A | #N/A | #N/A | #N/A | #N/A | #N/A | #N/A | #N/A | #N/A | #N/A | #N/A | #N/A | #N/A | 150 | #N/A | #N/A | #N/A | #N/A | #N/A | #N/A | #N/A | #N/A | #N/A | #N/A | #N/A | #N/A | #N/A | #N/A | #N/A
[8 empty] | 273 | [6 empty] | 300 | #N/A | #N/A | #N/A | #N/A | #N/A | 300 | #N/A | #N/A | #N/A | #N/A | #N/A | #N/A | #N/A | #N/A | #N/A | #N/A | #N/A | #N/A | 150 | #N/A | #N/A | #N/A | #N/A | #N/A | #N/A | #N/A | #N/A | #N/A | #N/A | #N/A | #N/A | #N/A | #N/A | #N/A | #N/A | #N/A | #N/A | #N/A | #N/A | #N/A | #N/A | 150 | #N/A | #N/A | #N/A | #N/A | #N/A | #N/A | #N/A | #N/A | #N/A | #N/A | #N/A | #N/A | #N/A | #N/A | #N/A
[8 empty] | 274 | [6 empty] | 301 | #N/A | #N/A | #N/A | #N/A | #N/A | 301 | #N/A | #N/A | #N/A | #N/A | #N/A | #N/A | #N/A | #N/A | #N/A | #N/A | #N/A | #N/A | 151 | #N/A | #N/A | #N/A | #N/A | #N/A | #N/A | #N/A | #N/A | #N/A | #N/A | #N/A | #N/A | #N/A | #N/A | #N/A | #N/A | #N/A | #N/A | #N/A | #N/A | #N/A | #N/A | 151 | #N/A | #N/A | #N/A | #N/A | #N/A | #N/A | #N/A | #N/A | #N/A | #N/A | #N/A | #N/A | #N/A | #N/A | #N/A
[8 empty] | 275 | [6 empty] | 302 | #N/A | #N/A | #N/A | #N/A | #N/A | 302 | #N/A | #N/A | #N/A | #N/A | #N/A | #N/A | #N/A | #N/A | #N/A | #N/A | #N/A | #N/A | 151 | #N/A | #N/A | #N/A | #N/A | #N/A | #N/A | #N/A | #N/A | #N/A | #N/A | #N/A | #N/A | #N/A | #N/A | #N/A | #N/A | #N/A | #N/A | #N/A | #N/A | #N/A | #N/A | 151 | #N/A | #N/A | #N/A | #N/A | #N/A | #N/A | #N/A | #N/A | #N/A | #N/A | #N/A | #N/A | #N/A | #N/A | #N/A
[8 empty] | 276 | [6 empty] | 303 | #N/A | #N/A | #N/A | #N/A | #N/A | 303 | #N/A | #N/A | #N/A | #N/A | #N/A | #N/A | #N/A | #N/A | #N/A | #N/A | #N/A | #N/A | 152 | #N/A | #N/A | #N/A | #N/A | #N/A | #N/A | #N/A | #N/A | #N/A | #N/A | #N/A | #N/A | #N/A | #N/A | #N/A | #N/A | #N/A | #N/A | #N/A | #N/A | #N/A | #N/A | 152 | #N/A | #N/A | #N/A | #N/A | #N/A | #N/A | #N/A | #N/A | #N/A | #N/A | #N/A | #N/A | #N/A | #N/A | #N/A
[8 empty] | 277 | [6 empty] | 304 | #N/A | #N/A | #N/A | #N/A | #N/A | 304 | #N/A | #N/A | #N/A | #N/A | #N/A | #N/A | #N/A | #N/A | #N/A | #N/A | #N/A | #N/A | 152 | #N/A | #N/A | #N/A | #N/A | #N/A | #N/A | #N/A | #N/A | #N/A | #N/A | #N/A | #N/A | #N/A | #N/A | #N/A | #N/A | #N/A | #N/A | #N/A | #N/A | #N/A | #N/A | 152 | #N/A | #N/A | #N/A | #N/A | #N/A | #N/A | #N/A | #N/A | #N/A | #N/A | #N/A | #N/A | #N/A | #N/A | #N/A
[8 empty] | 278 | [6 empty] | 305 | #N/A | #N/A | #N/A | #N/A | #N/A | 305 | #N/A | #N/A | #N/A | #N/A | #N/A | #N/A | #N/A | #N/A | #N/A | #N/A | #N/A | #N/A | 153 | #N/A | #N/A | #N/A | #N/A | #N/A | #N/A | #N/A | #N/A | #N/A | #N/A | #N/A | #N/A | #N/A | #N/A | #N/A | #N/A | #N/A | #N/A | #N/A | #N/A | #N/A | #N/A | 153 | #N/A | #N/A | #N/A | #N/A | #N/A | #N/A | #N/A | #N/A | #N/A | #N/A | #N/A | #N/A | #N/A | #N/A | #N/A
[8 empty] | 279 | [6 empty] | 306 | #N/A | #N/A | #N/A | #N/A | #N/A | 306 | #N/A | #N/A | #N/A | #N/A | #N/A | #N/A | #N/A | #N/A | #N/A | #N/A | #N/A | #N/A | 153 | #N/A | #N/A | #N/A | #N/A | #N/A | #N/A | #N/A | #N/A | #N/A | #N/A | #N/A | #N/A | #N/A | #N/A | #N/A | #N/A | #N/A | #N/A | #N/A | #N/A | #N/A | #N/A | 153 | #N/A | #N/A | #N/A | #N/A | #N/A | #N/A | #N/A | #N/A | #N/A | #N/A | #N/A | #N/A | #N/A | #N/A | #N/A
[8 empty] | 280 | [6 empty] | 307 | #N/A | #N/A | #N/A | #N/A | #N/A | 307 | #N/A | #N/A | #N/A | #N/A | #N/A | #N/A | #N/A | #N/A | #N/A | #N/A | #N/A | #N/A | 154 | #N/A | #N/A | #N/A | #N/A | #N/A | #N/A | #N/A | #N/A | #N/A | #N/A | #N/A | #N/A | #N/A | #N/A | #N/A | #N/A | #N/A | #N/A | #N/A | #N/A | #N/A | #N/A | 154 | #N/A | #N/A | #N/A | #N/A | #N/A | #N/A | #N/A | #N/A | #N/A | #N/A | #N/A | #N/A | #N/A | #N/A | #N/A
[8 empty] | 281 | [6 empty] | 308 | #N/A | #N/A | #N/A | #N/A | #N/A | 308 | #N/A | #N/A | #N/A | #N/A | #N/A | #N/A | #N/A | #N/A | #N/A | #N/A | #N/A | #N/A | 154 | #N/A | #N/A | #N/A | #N/A | #N/A | #N/A | #N/A | #N/A | #N/A | #N/A | #N/A | #N/A | #N/A | #N/A | #N/A | #N/A | #N/A | #N/A | #N/A | #N/A | #N/A | #N/A | 154 | #N/A | #N/A | #N/A | #N/A | #N/A | #N/A | #N/A | #N/A | #N/A | #N/A | #N/A | #N/A | #N/A | #N/A | #N/A
[8 empty] | 282 | [6 empty] | 309 | #N/A | #N/A | #N/A | #N/A | #N/A | 309 | #N/A | #N/A | #N/A | #N/A | #N/A | #N/A | #N/A | #N/A | #N/A | #N/A | #N/A | #N/A | 155 | #N/A | #N/A | #N/A | #N/A | #N/A | #N/A | #N/A | #N/A | #N/A | #N/A | #N/A | #N/A | #N/A | #N/A | #N/A | #N/A | #N/A | #N/A | #N/A | #N/A | #N/A | #N/A | 155 | #N/A | #N/A | #N/A | #N/A | #N/A | #N/A | #N/A | #N/A | #N/A | #N/A | #N/A | #N/A | #N/A | #N/A | #N/A
[8 empty] | 283 | [6 empty] | 310 | #N/A | #N/A | #N/A | #N/A | #N/A | 310 | #N/A | #N/A | #N/A | #N/A | #N/A | #N/A | #N/A | #N/A | #N/A | #N/A | #N/A | #N/A | 155 | #N/A | #N/A | #N/A | #N/A | #N/A | #N/A | #N/A | #N/A | #N/A | #N/A | #N/A | #N/A | #N/A | #N/A | #N/A | #N/A | #N/A | #N/A | #N/A | #N/A | #N/A | #N/A | 155 | #N/A | #N/A | #N/A | #N/A | #N/A | #N/A | #N/A | #N/A | #N/A | #N/A | #N/A | #N/A | #N/A | #N/A | #N/A
[8 empty] | 284 | [6 empty] | 311 | #N/A | #N/A | #N/A | #N/A | #N/A | 311 | #N/A | #N/A | #N/A | #N/A | #N/A | #N/A | #N/A | #N/A | #N/A | #N/A | #N/A | #N/A | 156 | #N/A | #N/A | #N/A | #N/A | #N/A | #N/A | #N/A | #N/A | #N/A | #N/A | #N/A | #N/A | #N/A | #N/A | #N/A | #N/A | #N/A | #N/A | #N/A | #N/A | #N/A | #N/A | 156 | #N/A | #N/A | #N/A | #N/A | #N/A | #N/A | #N/A | #N/A | #N/A | #N/A | #N/A | #N/A | #N/A | #N/A | #N/A
[8 empty] | 285 | [6 empty] | 312 | #N/A | #N/A | #N/A | #N/A | #N/A | 312 | #N/A | #N/A | #N/A | #N/A | #N/A | #N/A | #N/A | #N/A | #N/A | #N/A | #N/A | #N/A | 156 | #N/A | #N/A | #N/A | #N/A | #N/A | #N/A | #N/A | #N/A | #N/A | #N/A | #N/A | #N/A | #N/A | #N/A | #N/A | #N/A | #N/A | #N/A | #N/A | #N/A | #N/A | #N/A | 156 | #N/A | #N/A | #N/A | #N/A | #N/A | #N/A | #N/A | #N/A | #N/A | #N/A | #N/A | #N/A | #N/A | #N/A | #N/A
[8 empty] | 286 | [6 empty] | 313 | #N/A | #N/A | #N/A | #N/A | #N/A | 313 | #N/A | #N/A | #N/A | #N/A | #N/A | #N/A | #N/A | #N/A | #N/A | #N/A | #N/A | #N/A | 157 | #N/A | #N/A | #N/A | #N/A | #N/A | #N/A | #N/A | #N/A | #N/A | #N/A | #N/A | #N/A | #N/A | #N/A | #N/A | #N/A | #N/A | #N/A | #N/A | #N/A | #N/A | #N/A | 157 | #N/A | #N/A | #N/A | #N/A | #N/A | #N/A | #N/A | #N/A | #N/A | #N/A | #N/A | #N/A | #N/A | #N/A | #N/A
[8 empty] | 287 | [6 empty] | 314 | #N/A | #N/A | #N/A | #N/A | #N/A | 314 | #N/A | #N/A | #N/A | #N/A | #N/A | #N/A | #N/A | #N/A | #N/A | #N/A | #N/A | #N/A | 157 | #N/A | #N/A | #N/A | #N/A | #N/A | #N/A | #N/A | #N/A | #N/A | #N/A | #N/A | #N/A | #N/A | #N/A | #N/A | #N/A | #N/A | #N/A | #N/A | #N/A | #N/A | #N/A | 157 | #N/A | #N/A | #N/A | #N/A | #N/A | #N/A | #N/A | #N/A | #N/A | #N/A | #N/A | #N/A | #N/A | #N/A | #N/A
[8 empty] | 288 | [6 empty] | 315 | #N/A | #N/A | #N/A | #N/A | #N/A | 315 | #N/A | #N/A | #N/A | #N/A | #N/A | #N/A | #N/A | #N/A | #N/A | #N/A | #N/A | #N/A | 158 | #N/A | #N/A | #N/A | #N/A | #N/A | #N/A | #N/A | #N/A | #N/A | #N/A | #N/A | #N/A | #N/A | #N/A | #N/A | #N/A | #N/A | #N/A | #N/A | #N/A | #N/A | #N/A | 158 | #N/A | #N/A | #N/A | #N/A | #N/A | #N/A | #N/A | #N/A | #N/A | #N/A | #N/A | #N/A | #N/A | #N/A | #N/A
[8 empty] | 289 | [6 empty] | 316 | #N/A | #N/A | #N/A | #N/A | #N/A | 316 | #N/A | #N/A | #N/A | #N/A | #N/A | #N/A | #N/A | #N/A | #N/A | #N/A | #N/A | #N/A | 158 | #N/A | #N/A | #N/A | #N/A | #N/A | #N/A | #N/A | #N/A | #N/A | #N/A | #N/A | #N/A | #N/A | #N/A | #N/A | #N/A | #N/A | #N/A | #N/A | #N/A | #N/A | #N/A | 158 | #N/A | #N/A | #N/A | #N/A | #N/A | #N/A | #N/A | #N/A | #N/A | #N/A | #N/A | #N/A | #N/A | #N/A | #N/A
[8 empty] | 290 | [6 empty] | 317 | #N/A | #N/A | #N/A | #N/A | #N/A | 317 | #N/A | #N/A | #N/A | #N/A | #N/A | #N/A | #N/A | #N/A | #N/A | #N/A | #N/A | #N/A | 159 | #N/A | #N/A | #N/A | #N/A | #N/A | #N/A | #N/A | #N/A | #N/A | #N/A | #N/A | #N/A | #N/A | #N/A | #N/A | #N/A | #N/A | #N/A | #N/A | #N/A | #N/A | #N/A | 159 | #N/A | #N/A | #N/A | #N/A | #N/A | #N/A | #N/A | #N/A | #N/A | #N/A | #N/A | #N/A | #N/A | #N/A | #N/A
[8 empty] | 291 | [6 empty] | 318 | #N/A | #N/A | #N/A | #N/A | #N/A | 318 | #N/A | #N/A | #N/A | #N/A | #N/A | #N/A | #N/A | #N/A | #N/A | #N/A | #N/A | #N/A | 159 | #N/A | #N/A | #N/A | #N/A | #N/A | #N/A | #N/A | #N/A | #N/A | #N/A | #N/A | #N/A | #N/A | #N/A | #N/A | #N/A | #N/A | #N/A | #N/A | #N/A | #N/A | #N/A | 159 | #N/A | #N/A | #N/A | #N/A | #N/A | #N/A | #N/A | #N/A | #N/A | #N/A | #N/A | #N/A | #N/A | #N/A | #N/A
[8 empty] | 292 | [6 empty] | 319 | #N/A | #N/A | #N/A | #N/A | #N/A | 319 | #N/A | #N/A | #N/A | #N/A | #N/A | #N/A | #N/A | #N/A | #N/A | #N/A | #N/A | #N/A | 160 | #N/A | #N/A | #N/A | #N/A | #N/A | #N/A | #N/A | #N/A | #N/A | #N/A | #N/A | #N/A | #N/A | #N/A | #N/A | #N/A | #N/A | #N/A | #N/A | #N/A | #N/A | #N/A | 160 | #N/A | #N/A | #N/A | #N/A | #N/A | #N/A | #N/A | #N/A | #N/A | #N/A | #N/A | #N/A | #N/A | #N/A | #N/A
[8 empty] | 293 | [6 empty] | 320 | #N/A | #N/A | #N/A | #N/A | #N/A | 320 | #N/A | #N/A | #N/A | #N/A | #N/A | #N/A | #N/A | #N/A | #N/A | #N/A | #N/A | #N/A | 160 | #N/A | #N/A | #N/A | #N/A | #N/A | #N/A | #N/A | #N/A | #N/A | #N/A | #N/A | #N/A | #N/A | #N/A | #N/A | #N/A | #N/A | #N/A | #N/A | #N/A | #N/A | #N/A | 160 | #N/A | #N/A | #N/A | #N/A | #N/A | #N/A | #N/A | #N/A | #N/A | #N/A | #N/A | #N/A | #N/A | #N/A | #N/A
[8 empty] | 294 | [6 empty] | 321 | #N/A | #N/A | #N/A | #N/A | #N/A | 321 | #N/A | #N/A | #N/A | #N/A | #N/A | #N/A | #N/A | #N/A | #N/A | #N/A | #N/A | #N/A | 161 | #N/A | #N/A | #N/A | #N/A | #N/A | #N/A | #N/A | #N/A | #N/A | #N/A | #N/A | #N/A | #N/A | #N/A | #N/A | #N/A | #N/A | #N/A | #N/A | #N/A | #N/A | #N/A | 161 | #N/A | #N/A | #N/A | #N/A | #N/A | #N/A | #N/A | #N/A | #N/A | #N/A | #N/A | #N/A | #N/A | #N/A | #N/A
[8 empty] | 295 | [6 empty] | 322 | #N/A | #N/A | #N/A | #N/A | #N/A | 322 | #N/A | #N/A | #N/A | #N/A | #N/A | #N/A | #N/A | #N/A | #N/A | #N/A | #N/A | #N/A | 161 | #N/A | #N/A | #N/A | #N/A | #N/A | #N/A | #N/A | #N/A | #N/A | #N/A | #N/A | #N/A | #N/A | #N/A | #N/A | #N/A | #N/A | #N/A | #N/A | #N/A | #N/A | #N/A | 161 | #N/A | #N/A | #N/A | #N/A | #N/A | #N/A | #N/A | #N/A | #N/A | #N/A | #N/A | #N/A | #N/A | #N/A | #N/A
[8 empty] | 296 | [6 empty] | 323 | #N/A | #N/A | #N/A | #N/A | #N/A | 323 | #N/A | #N/A | #N/A | #N/A | #N/A | #N/A | #N/A | #N/A | #N/A | #N/A | #N/A | #N/A | 162 | #N/A | #N/A | #N/A | #N/A | #N/A | #N/A | #N/A | #N/A | #N/A | #N/A | #N/A | #N/A | #N/A | #N/A | #N/A | #N/A | #N/A | #N/A | #N/A | #N/A | #N/A | #N/A | 162 | #N/A | #N/A | #N/A | #N/A | #N/A | #N/A | #N/A | #N/A | #N/A | #N/A | #N/A | #N/A | #N/A | #N/A | #N/A
[8 empty] | 297 | [6 empty] | 324 | #N/A | #N/A | #N/A | #N/A | #N/A | 324 | #N/A | #N/A | #N/A | #N/A | #N/A | #N/A | #N/A | #N/A | #N/A | #N/A | #N/A | #N/A | 162 | #N/A | #N/A | #N/A | #N/A | #N/A | #N/A | #N/A | #N/A | #N/A | #N/A | #N/A | #N/A | #N/A | #N/A | #N/A | #N/A | #N/A | #N/A | #N/A | #N/A | #N/A | #N/A | 162 | #N/A | #N/A | #N/A | #N/A | #N/A | #N/A | #N/A | #N/A | #N/A | #N/A | #N/A | #N/A | #N/A | #N/A | #N/A
[8 empty] | 298 | [6 empty] | 325 | #N/A | #N/A | #N/A | #N/A | #N/A | 325 | #N/A | #N/A | #N/A | #N/A | #N/A | #N/A | #N/A | #N/A | #N/A | #N/A | #N/A | #N/A | 163 | #N/A | #N/A | #N/A | #N/A | #N/A | #N/A | #N/A | #N/A | #N/A | #N/A | #N/A | #N/A | #N/A | #N/A | #N/A | #N/A | #N/A | #N/A | #N/A | #N/A | #N/A | #N/A | 163 | #N/A | #N/A | #N/A | #N/A | #N/A | #N/A | #N/A | #N/A | #N/A | #N/A | #N/A | #N/A | #N/A | #N/A | #N/A
[8 empty] | 299 | [6 empty] | 326 | #N/A | #N/A | #N/A | #N/A | #N/A | 326 | #N/A | #N/A | #N/A | #N/A | #N/A | #N/A | #N/A | #N/A | #N/A | #N/A | #N/A | #N/A | 163 | #N/A | #N/A | #N/A | #N/A | #N/A | #N/A | #N/A | #N/A | #N/A | #N/A | #N/A | #N/A | #N/A | #N/A | #N/A | #N/A | #N/A | #N/A | #N/A | #N/A | #N/A | #N/A | 163 | #N/A | #N/A | #N/A | #N/A | #N/A | #N/A | #N/A | #N/A | #N/A | #N/A | #N/A | #N/A | #N/A | #N/A | #N/A
[8 empty] | 300 | [6 empty] | 327 | #N/A | #N/A | #N/A | #N/A | #N/A | 327 | #N/A | #N/A | #N/A | #N/A | #N/A | #N/A | #N/A | #N/A | #N/A | #N/A | #N/A | #N/A | 164 | #N/A | #N/A | #N/A | #N/A | #N/A | #N/A | #N/A | #N/A | #N/A | #N/A | #N/A | #N/A | #N/A | #N/A | #N/A | #N/A | #N/A | #N/A | #N/A | #N/A | #N/A | #N/A | 164 | #N/A | #N/A | #N/A | #N/A | #N/A | #N/A | #N/A | #N/A | #N/A | #N/A | #N/A | #N/A | #N/A | #N/A | #N/A
[8 empty] | 301 | [6 empty] | 328 | #N/A | #N/A | #N/A | #N/A | #N/A | 328 | #N/A | #N/A | #N/A | #N/A | #N/A | #N/A | #N/A | #N/A | #N/A | #N/A | #N/A | #N/A | 164 | #N/A | #N/A | #N/A | #N/A | #N/A | #N/A | #N/A | #N/A | #N/A | #N/A | #N/A | #N/A | #N/A | #N/A | #N/A | #N/A | #N/A | #N/A | #N/A | #N/A | #N/A | #N/A | 164 | #N/A | #N/A | #N/A | #N/A | #N/A | #N/A | #N/A | #N/A | #N/A | #N/A | #N/A | #N/A | #N/A | #N/A | #N/A
[8 empty] | 302 | [6 empty] | 329 | #N/A | #N/A | #N/A | #N/A | #N/A | 329 | #N/A | #N/A | #N/A | #N/A | #N/A | #N/A | #N/A | #N/A | #N/A | #N/A | #N/A | #N/A | 165 | #N/A | #N/A | #N/A | #N/A | #N/A | #N/A | #N/A | #N/A | #N/A | #N/A | #N/A | #N/A | #N/A | #N/A | #N/A | #N/A | #N/A | #N/A | #N/A | #N/A | #N/A | #N/A | 165 | #N/A | #N/A | #N/A | #N/A | #N/A | #N/A | #N/A | #N/A | #N/A | #N/A | #N/A | #N/A | #N/A | #N/A | #N/A
[8 empty] | 303 | [6 empty] | 330 | #N/A | #N/A | #N/A | #N/A | #N/A | 330 | #N/A | #N/A | #N/A | #N/A | #N/A | #N/A | #N/A | #N/A | #N/A | #N/A | #N/A | #N/A | 165 | #N/A | #N/A | #N/A | #N/A | #N/A | #N/A | #N/A | #N/A | #N/A | #N/A | #N/A | #N/A | #N/A | #N/A | #N/A | #N/A | #N/A | #N/A | #N/A | #N/A | #N/A | #N/A | 165 | #N/A | #N/A | #N/A | #N/A | #N/A | #N/A | #N/A | #N/A | #N/A | #N/A | #N/A | #N/A | #N/A | #N/A | #N/A
[8 empty] | 304 | [25 empty] | 166 | #N/A | #N/A | #N/A | #N/A | #N/A | #N/A | #N/A | #N/A | #N/A | #N/A | #N/A | #N/A | #N/A | #N/A | #N/A | #N/A | #N/A | #N/A | 0 | #N/A | #N/A | #N/A | 166 | #N/A | #N/A | #N/A | #N/A | #N/A | #N/A | #N/A | #N/A | #N/A | #N/A | #N/A | #N/A | #N/A | #N/A | #N/A
[8 empty] | 305 | [25 empty] | 166 | #N/A | #N/A | #N/A | #N/A | #N/A | #N/A | #N/A | #N/A | #N/A | #N/A | #N/A | #N/A | #N/A | #N/A | #N/A | [7 empty] | 166 | #N/A | #N/A | #N/A | #N/A | #N/A | #N/A | #N/A | #N/A | #N/A | #N/A | #N/A | #N/A | #N/A | #N/A | #N/A
[8 empty] | 306 | [25 empty] | 167 | #N/A | #N/A | #N/A | #N/A | #N/A | #N/A | #N/A | #N/A | #N/A | #N/A | #N/A | #N/A | #N/A | #N/A | #N/A | [7 empty] | 167 | #N/A | #N/A | #N/A | #N/A | #N/A | #N/A | #N/A | #N/A | #N/A | #N/A | #N/A | #N/A | #N/A | #N/A | #N/A
[8 empty] | 307 | [25 empty] | 167 | #N/A | #N/A | #N/A | #N/A | #N/A | #N/A | #N/A | #N/A | #N/A | #N/A | #N/A | #N/A | #N/A | #N/A | #N/A | [7 empty] | 167 | #N/A | #N/A | #N/A | #N/A | #N/A | #N/A | #N/A | #N/A | #N/A | #N/A | #N/A | #N/A | #N/A | #N/A | #N/A
[8 empty] | 308 | [25 empty] | 168 | #N/A | #N/A | #N/A | #N/A | #N/A | #N/A | #N/A | #N/A | #N/A | #N/A | #N/A | #N/A | #N/A | #N/A | #N/A | [7 empty] | 168 | #N/A | #N/A | #N/A | #N/A | #N/A | #N/A | #N/A | #N/A | #N/A | #N/A | #N/A | #N/A | #N/A | #N/A | #N/A
[8 empty] | 309 | [25 empty] | 168 | #N/A | #N/A | #N/A | #N/A | #N/A | #N/A | #N/A | #N/A | #N/A | #N/A | #N/A | #N/A | #N/A | #N/A | #N/A | [7 empty] | 168 | #N/A | #N/A | #N/A | #N/A | #N/A | #N/A | #N/A | #N/A | #N/A | #N/A | #N/A | #N/A | #N/A | #N/A | #N/A
[8 empty] | 310 | [25 empty] | 169 | #N/A | #N/A | #N/A | #N/A | #N/A | #N/A | #N/A | #N/A | #N/A | #N/A | #N/A | #N/A | #N/A | #N/A | #N/A | [7 empty] | 169 | #N/A | #N/A | #N/A | #N/A | #N/A | #N/A | #N/A | #N/A | #N/A | #N/A | #N/A | #N/A | #N/A | #N/A | #N/A
[8 empty] | 311 | [25 empty] | 169 | #N/A | #N/A | #N/A | #N/A | #N/A | #N/A | #N/A | #N/A | #N/A | #N/A | #N/A | #N/A | #N/A | #N/A | #N/A | [7 empty] | 169 | #N/A | #N/A | #N/A | #N/A | #N/A | #N/A | #N/A | #N/A | #N/A | #N/A | #N/A | #N/A | #N/A | #N/A | #N/A
[8 empty] | 312 | [25 empty] | 170 | #N/A | #N/A | #N/A | #N/A | #N/A | #N/A | #N/A | #N/A | #N/A | #N/A | #N/A | #N/A | #N/A | #N/A | #N/A | [7 empty] | 170 | #N/A | #N/A | #N/A | #N/A | #N/A | #N/A | #N/A | #N/A | #N/A | #N/A | #N/A | #N/A | #N/A | #N/A | #N/A
[8 empty] | 313 | [25 empty] | 170 | #N/A | #N/A | #N/A | #N/A | #N/A | #N/A | #N/A | #N/A | #N/A | #N/A | #N/A | #N/A | #N/A | #N/A | #N/A | [7 empty] | 170 | #N/A | #N/A | #N/A | #N/A | #N/A | #N/A | #N/A | #N/A | #N/A | #N/A | #N/A | #N/A | #N/A | #N/A | #N/A
[8 empty] | 314 | [25 empty] | 171 | #N/A | #N/A | #N/A | #N/A | #N/A | #N/A | #N/A | #N/A | #N/A | #N/A | #N/A | #N/A | #N/A | #N/A | #N/A | [7 empty] | 171 | #N/A | #N/A | #N/A | #N/A | #N/A | #N/A | #N/A | #N/A | #N/A | #N/A | #N/A | #N/A | #N/A | #N/A | #N/A
[8 empty] | 315 | [25 empty] | 171 | #N/A | #N/A | #N/A | #N/A | #N/A | #N/A | #N/A | #N/A | #N/A | #N/A | #N/A | #N/A | #N/A | #N/A | #N/A | [7 empty] | 171 | #N/A | #N/A | #N/A | #N/A | #N/A | #N/A | #N/A | #N/A | #N/A | #N/A | #N/A | #N/A | #N/A | #N/A | #N/A
[8 empty] | 316 | [25 empty] | 172 | #N/A | #N/A | #N/A | #N/A | #N/A | #N/A | #N/A | #N/A | #N/A | #N/A | #N/A | #N/A | #N/A | #N/A | #N/A | [7 empty] | 172 | #N/A | #N/A | #N/A | #N/A | #N/A | #N/A | #N/A | #N/A | #N/A | #N/A | #N/A | #N/A | #N/A | #N/A | #N/A
[8 empty] | 317 | [25 empty] | 172 | #N/A | #N/A | #N/A | #N/A | #N/A | #N/A | #N/A | #N/A | #N/A | #N/A | #N/A | #N/A | #N/A | #N/A | #N/A | [7 empty] | 172 | #N/A | #N/A | #N/A | #N/A | #N/A | #N/A | #N/A | #N/A | #N/A | #N/A | #N/A | #N/A | #N/A | #N/A | #N/A
[8 empty] | 318 | [25 empty] | 173 | #N/A | #N/A | #N/A | #N/A | #N/A | #N/A | #N/A | #N/A | #N/A | #N/A | #N/A | #N/A | #N/A | #N/A | #N/A | [7 empty] | 173 | #N/A | #N/A | #N/A | #N/A | #N/A | #N/A | #N/A | #N/A | #N/A | #N/A | #N/A | #N/A | #N/A | #N/A | #N/A
[8 empty] | 319 | [25 empty] | 173 | #N/A | #N/A | #N/A | #N/A | #N/A | #N/A | #N/A | #N/A | #N/A | #N/A | #N/A | #N/A | #N/A | #N/A | #N/A | [7 empty] | 173 | #N/A | #N/A | #N/A | #N/A | #N/A | #N/A | #N/A | #N/A | #N/A | #N/A | #N/A | #N/A | #N/A | #N/A | #N/A
[8 empty] | 320 | [25 empty] | 174 | #N/A | #N/A | #N/A | #N/A | #N/A | #N/A | #N/A | #N/A | #N/A | #N/A | #N/A | #N/A | #N/A | #N/A | #N/A | [7 empty] | 174 | #N/A | #N/A | #N/A | #N/A | #N/A | #N/A | #N/A | #N/A | #N/A | #N/A | #N/A | #N/A | #N/A | #N/A | #N/A
[8 empty] | 321 | [25 empty] | 174 | #N/A | #N/A | #N/A | #N/A | #N/A | #N/A | #N/A | #N/A | #N/A | #N/A | #N/A | #N/A | #N/A | #N/A | #N/A | [7 empty] | 174 | #N/A | #N/A | #N/A | #N/A | #N/A | #N/A | #N/A | #N/A | #N/A | #N/A | #N/A | #N/A | #N/A | #N/A | #N/A
[8 empty] | 322 | [25 empty] | 175 | #N/A | #N/A | #N/A | #N/A | #N/A | #N/A | #N/A | #N/A | #N/A | #N/A | #N/A | #N/A | #N/A | #N/A | #N/A | [7 empty] | 175 | #N/A | #N/A | #N/A | #N/A | #N/A | #N/A | #N/A | #N/A | #N/A | #N/A | #N/A | #N/A | #N/A | #N/A | #N/A
[8 empty] | 323 | [25 empty] | 175 | #N/A | #N/A | #N/A | #N/A | #N/A | #N/A | #N/A | #N/A | #N/A | #N/A | #N/A | #N/A | #N/A | #N/A | #N/A | [7 empty] | 175 | #N/A | #N/A | #N/A | #N/A | #N/A | #N/A | #N/A | #N/A | #N/A | #N/A | #N/A | #N/A | #N/A | #N/A | #N/A
[8 empty] | 324 | [25 empty] | 176 | #N/A | #N/A | #N/A | #N/A | #N/A | #N/A | #N/A | #N/A | #N/A | #N/A | #N/A | #N/A | #N/A | #N/A | #N/A | [7 empty] | 176 | #N/A | #N/A | #N/A | #N/A | #N/A | #N/A | #N/A | #N/A | #N/A | #N/A | #N/A | #N/A | #N/A | #N/A | #N/A
[8 empty] | 325 | [25 empty] | 176 | #N/A | #N/A | #N/A | #N/A | #N/A | #N/A | #N/A | #N/A | #N/A | #N/A | #N/A | #N/A | #N/A | #N/A | #N/A | [7 empty] | 176 | #N/A | #N/A | #N/A | #N/A | #N/A | #N/A | #N/A | #N/A | #N/A | #N/A | #N/A | #N/A | #N/A | #N/A | #N/A
[8 empty] | 326 | [25 empty] | 177 | #N/A | #N/A | #N/A | #N/A | #N/A | #N/A | #N/A | #N/A | #N/A | #N/A | #N/A | #N/A | #N/A | #N/A | #N/A | [7 empty] | 177 | #N/A | #N/A | #N/A | #N/A | #N/A | #N/A | #N/A | #N/A | #N/A | #N/A | #N/A | #N/A | #N/A | #N/A | #N/A
[8 empty] | 327 | [25 empty] | 177 | #N/A | #N/A | #N/A | #N/A | #N/A | #N/A | #N/A | #N/A | #N/A | #N/A | #N/A | #N/A | #N/A | #N/A | #N/A | [7 empty] | 177 | #N/A | #N/A | #N/A | #N/A | #N/A | #N/A | #N/A | #N/A | #N/A | #N/A | #N/A | #N/A | #N/A | #N/A | #N/A
[8 empty] | 328 | [25 empty] | 178 | #N/A | #N/A | #N/A | #N/A | #N/A | #N/A | #N/A | #N/A | #N/A | #N/A | #N/A | #N/A | #N/A | #N/A | #N/A | [7 empty] | 178 | #N/A | #N/A | #N/A | #N/A | #N/A | #N/A | #N/A | #N/A | #N/A | #N/A | #N/A | #N/A | #N/A | #N/A | #N/A
[8 empty] | 329 | [25 empty] | 178 | #N/A | #N/A | #N/A | #N/A | #N/A | #N/A | #N/A | #N/A | #N/A | #N/A | #N/A | #N/A | #N/A | #N/A | #N/A | [7 empty] | 178 | #N/A | #N/A | #N/A | #N/A | #N/A | #N/A | #N/A | #N/A | #N/A | #N/A | #N/A | #N/A | #N/A | #N/A | #N/A
[8 empty] | 330 | [25 empty] | 179 | #N/A | #N/A | #N/A | #N/A | #N/A | #N/A | #N/A | #N/A | #N/A | #N/A | #N/A | #N/A | #N/A | #N/A | #N/A | [7 empty] | 179 | #N/A | #N/A | #N/A | #N/A | #N/A | #N/A | #N/A | #N/A | #N/A | #N/A | #N/A | #N/A | #N/A | #N/A | #N/A
[34 empty] | 179 | #N/A | #N/A | #N/A | #N/A | #N/A | #N/A | #N/A | #N/A | #N/A | #N/A | #N/A | #N/A | #N/A | #N/A | #N/A | [7 empty] | 179 | #N/A | #N/A | #N/A | #N/A | #N/A | #N/A | #N/A | #N/A | #N/A | #N/A | #N/A | #N/A | #N/A | #N/A | #N/A
[34 empty] | 180 | #N/A | #N/A | #N/A | #N/A | #N/A | #N/A | #N/A | #N/A | #N/A | #N/A | #N/A | #N/A | #N/A | #N/A | #N/A | [7 empty] | 180 | #N/A | #N/A | #N/A | #N/A | #N/A | #N/A | #N/A | #N/A | #N/A | #N/A | #N/A | #N/A | #N/A | #N/A | #N/A
[34 empty] | 180 | #N/A | #N/A | #N/A | #N/A | #N/A | #N/A | #N/A | #N/A | #N/A | #N/A | #N/A | #N/A | #N/A | #N/A | #N/A | [7 empty] | 180 | #N/A | #N/A | #N/A | #N/A | #N/A | #N/A | #N/A | #N/A | #N/A | #N/A | #N/A | #N/A | #N/A | #N/A | #N/A
[34 empty] | 181 | #N/A | #N/A | #N/A | #N/A | #N/A | #N/A | #N/A | #N/A | #N/A | #N/A | #N/A | #N/A | #N/A | #N/A | #N/A | [7 empty] | 181 | #N/A | #N/A | #N/A | #N/A | #N/A | #N/A | #N/A | #N/A | #N/A | #N/A | #N/A | #N/A | #N/A | #N/A | #N/A
[34 empty] | 181 | #N/A | #N/A | #N/A | #N/A | #N/A | #N/A | #N/A | #N/A | #N/A | #N/A | #N/A | #N/A | #N/A | #N/A | #N/A | [7 empty] | 181 | #N/A | #N/A | #N/A | #N/A | #N/A | #N/A | #N/A | #N/A | #N/A | #N/A | #N/A | #N/A | #N/A | #N/A | #N/A
[34 empty] | 182 | #N/A | #N/A | #N/A | #N/A | #N/A | #N/A | #N/A | #N/A | #N/A | #N/A | #N/A | #N/A | #N/A | #N/A | #N/A | [7 empty] | 182 | #N/A | #N/A | #N/A | #N/A | #N/A | #N/A | #N/A | #N/A | #N/A | #N/A | #N/A | #N/A | #N/A | #N/A | #N/A
[34 empty] | 182 | #N/A | #N/A | #N/A | #N/A | #N/A | #N/A | #N/A | #N/A | #N/A | #N/A | #N/A | #N/A | #N/A | #N/A | #N/A | [7 empty] | 182 | #N/A | #N/A | #N/A | #N/A | #N/A | #N/A | #N/A | #N/A | #N/A | #N/A | #N/A | #N/A | #N/A | #N/A | #N/A
[34 empty] | 183 | #N/A | #N/A | #N/A | #N/A | #N/A | #N/A | #N/A | #N/A | #N/A | #N/A | #N/A | #N/A | #N/A | #N/A | #N/A | [7 empty] | 183 | #N/A | #N/A | #N/A | #N/A | #N/A | #N/A | #N/A | #N/A | #N/A | #N/A | #N/A | #N/A | #N/A | #N/A | #N/A
[34 empty] | 183 | #N/A | #N/A | #N/A | #N/A | #N/A | #N/A | #N/A | #N/A | #N/A | #N/A | #N/A | #N/A | #N/A | #N/A | #N/A | [7 empty] | 183 | #N/A | #N/A | #N/A | #N/A | #N/A | #N/A | #N/A | #N/A | #N/A | #N/A | #N/A | #N/A | #N/A | #N/A | #N/A
[34 empty] | 184 | #N/A | #N/A | #N/A | #N/A | #N/A | #N/A | #N/A | #N/A | #N/A | #N/A | #N/A | #N/A | #N/A | #N/A | #N/A | [7 empty] | 184 | #N/A | #N/A | #N/A | #N/A | #N/A | #N/A | #N/A | #N/A | #N/A | #N/A | #N/A | #N/A | #N/A | #N/A | #N/A
[34 empty] | 184 | #N/A | #N/A | #N/A | #N/A | #N/A | #N/A | #N/A | #N/A | #N/A | #N/A | #N/A | #N/A | #N/A | #N/A | #N/A | [7 empty] | 184 | #N/A | #N/A | #N/A | #N/A | #N/A | #N/A | #N/A | #N/A | #N/A | #N/A | #N/A | #N/A | #N/A | #N/A | #N/A
[34 empty] | 185 | #N/A | #N/A | #N/A | #N/A | #N/A | #N/A | #N/A | #N/A | #N/A | #N/A | #N/A | #N/A | #N/A | #N/A | #N/A | [7 empty] | 185 | #N/A | #N/A | #N/A | #N/A | #N/A | #N/A | #N/A | #N/A | #N/A | #N/A | #N/A | #N/A | #N/A | #N/A | #N/A
[34 empty] | 185 | #N/A | #N/A | #N/A | #N/A | #N/A | #N/A | #N/A | #N/A | #N/A | #N/A | #N/A | #N/A | #N/A | #N/A | #N/A | [7 empty] | 185 | #N/A | #N/A | #N/A | #N/A | #N/A | #N/A | #N/A | #N/A | #N/A | #N/A | #N/A | #N/A | #N/A | #N/A | #N/A
[34 empty] | 186 | #N/A | #N/A | #N/A | #N/A | #N/A | #N/A | #N/A | #N/A | #N/A | #N/A | #N/A | #N/A | #N/A | #N/A | #N/A | [7 empty] | 186 | #N/A | #N/A | #N/A | #N/A | #N/A | #N/A | #N/A | #N/A | #N/A | #N/A | #N/A | #N/A | #N/A | #N/A | #N/A
[34 empty] | 186 | #N/A | #N/A | #N/A | #N/A | #N/A | #N/A | #N/A | #N/A | #N/A | #N/A | #N/A | #N/A | #N/A | #N/A | #N/A | [7 empty] | 186 | #N/A | #N/A | #N/A | #N/A | #N/A | #N/A | #N/A | #N/A | #N/A | #N/A | #N/A | #N/A | #N/A | #N/A | #N/A
[34 empty] | 187 | #N/A | #N/A | #N/A | #N/A | #N/A | #N/A | #N/A | #N/A | #N/A | #N/A | #N/A | #N/A | #N/A | #N/A | #N/A | [7 empty] | 187 | #N/A | #N/A | #N/A | #N/A | #N/A | #N/A | #N/A | #N/A | #N/A | #N/A | #N/A | #N/A | #N/A | #N/A | #N/A
[34 empty] | 187 | #N/A | #N/A | #N/A | #N/A | #N/A | #N/A | #N/A | #N/A | #N/A | #N/A | #N/A | #N/A | #N/A | #N/A | #N/A | [7 empty] | 187 | #N/A | #N/A | #N/A | #N/A | #N/A | #N/A | #N/A | #N/A | #N/A | #N/A | #N/A | #N/A | #N/A | #N/A | #N/A
[34 empty] | 188 | #N/A | #N/A | #N/A | #N/A | #N/A | #N/A | #N/A | #N/A | #N/A | #N/A | #N/A | #N/A | #N/A | #N/A | #N/A | [7 empty] | 188 | #N/A | #N/A | #N/A | #N/A | #N/A | #N/A | #N/A | #N/A | #N/A | #N/A | #N/A | #N/A | #N/A | #N/A | #N/A
[34 empty] | 188 | #N/A | #N/A | #N/A | #N/A | #N/A | #N/A | #N/A | #N/A | #N/A | #N/A | #N/A | #N/A | #N/A | #N/A | #N/A | [7 empty] | 188 | #N/A | #N/A | #N/A | #N/A | #N/A | #N/A | #N/A | #N/A | #N/A | #N/A | #N/A | #N/A | #N/A | #N/A | #N/A
[34 empty] | 189 | #N/A | #N/A | #N/A | #N/A | #N/A | #N/A | #N/A | #N/A | #N/A | #N/A | #N/A | #N/A | #N/A | #N/A | #N/A | [7 empty] | 189 | #N/A | #N/A | #N/A | #N/A | #N/A | #N/A | #N/A | #N/A | #N/A | #N/A | #N/A | #N/A | #N/A | #N/A | #N/A
[34 empty] | 189 | #N/A | #N/A | #N/A | #N/A | #N/A | #N/A | #N/A | #N/A | #N/A | #N/A | #N/A | #N/A | #N/A | #N/A | #N/A | [7 empty] | 189 | #N/A | #N/A | #N/A | #N/A | #N/A | #N/A | #N/A | #N/A | #N/A | #N/A | #N/A | #N/A | #N/A | #N/A | #N/A
[34 empty] | 190 | #N/A | #N/A | #N/A | #N/A | #N/A | #N/A | #N/A | #N/A | #N/A | #N/A | #N/A | #N/A | #N/A | #N/A | #N/A | [7 empty] | 190 | #N/A | #N/A | #N/A | #N/A | #N/A | #N/A | #N/A | #N/A | #N/A | #N/A | #N/A | #N/A | #N/A | #N/A | #N/A
[34 empty] | 190 | #N/A | #N/A | #N/A | #N/A | #N/A | #N/A | #N/A | #N/A | #N/A | #N/A | #N/A | #N/A | #N/A | #N/A | #N/A | [7 empty] | 190 | #N/A | #N/A | #N/A | #N/A | #N/A | #N/A | #N/A | #N/A | #N/A | #N/A | #N/A | #N/A | #N/A | #N/A | #N/A
[34 empty] | 191 | #N/A | #N/A | #N/A | #N/A | #N/A | #N/A | #N/A | #N/A | #N/A | #N/A | #N/A | #N/A | #N/A | #N/A | #N/A | [7 empty] | 191 | #N/A | #N/A | #N/A | #N/A | #N/A | #N/A | #N/A | #N/A | #N/A | #N/A | #N/A | #N/A | #N/A | #N/A | #N/A
[34 empty] | 191 | #N/A | #N/A | #N/A | #N/A | #N/A | #N/A | #N/A | #N/A | #N/A | #N/A | #N/A | #N/A | #N/A | #N/A | #N/A | [7 empty] | 191 | #N/A | #N/A | #N/A | #N/A | #N/A | #N/A | #N/A | #N/A | #N/A | #N/A | #N/A | #N/A | #N/A | #N/A | #N/A
[34 empty] | 192 | #N/A | #N/A | #N/A | #N/A | #N/A | #N/A | #N/A | #N/A | #N/A | #N/A | #N/A | #N/A | #N/A | #N/A | #N/A | [7 empty] | 192 | #N/A | #N/A | #N/A | #N/A | #N/A | #N/A | #N/A | #N/A | #N/A | #N/A | #N/A | #N/A | #N/A | #N/A | #N/A
[34 empty] | 192 | #N/A | #N/A | #N/A | #N/A | #N/A | #N/A | #N/A | #N/A | #N/A | #N/A | #N/A | #N/A | #N/A | #N/A | #N/A | [7 empty] | 192 | #N/A | #N/A | #N/A | #N/A | #N/A | #N/A | #N/A | #N/A | #N/A | #N/A | #N/A | #N/A | #N/A | #N/A | #N/A
[34 empty] | 193 | #N/A | #N/A | #N/A | #N/A | #N/A | #N/A | #N/A | #N/A | #N/A | #N/A | #N/A | #N/A | #N/A | #N/A | #N/A | [7 empty] | 193 | #N/A | #N/A | #N/A | #N/A | #N/A | #N/A | #N/A | #N/A | #N/A | #N/A | #N/A | #N/A | #N/A | #N/A | #N/A
[34 empty] | 193 | #N/A | #N/A | #N/A | #N/A | #N/A | #N/A | #N/A | #N/A | #N/A | #N/A | #N/A | #N/A | #N/A | #N/A | #N/A | [7 empty] | 193 | #N/A | #N/A | #N/A | #N/A | #N/A | #N/A | #N/A | #N/A | #N/A | #N/A | #N/A | #N/A | #N/A | #N/A | #N/A
[34 empty] | 194 | #N/A | #N/A | #N/A | #N/A | #N/A | #N/A | #N/A | #N/A | #N/A | #N/A | #N/A | #N/A | #N/A | #N/A | #N/A | [7 empty] | 194 | #N/A | #N/A | #N/A | #N/A | #N/A | #N/A | #N/A | #N/A | #N/A | #N/A | #N/A | #N/A | #N/A | #N/A | #N/A
[34 empty] | 194 | #N/A | #N/A | #N/A | #N/A | #N/A | #N/A | #N/A | #N/A | #N/A | #N/A | #N/A | #N/A | #N/A | #N/A | #N/A | [7 empty] | 194 | #N/A | #N/A | #N/A | #N/A | #N/A | #N/A | #N/A | #N/A | #N/A | #N/A | #N/A | #N/A | #N/A | #N/A | #N/A
[34 empty] | 195 | #N/A | #N/A | #N/A | #N/A | #N/A | #N/A | #N/A | #N/A | #N/A | #N/A | #N/A | #N/A | #N/A | #N/A | #N/A | [7 empty] | 195 | #N/A | #N/A | #N/A | #N/A | #N/A | #N/A | #N/A | #N/A | #N/A | #N/A | #N/A | #N/A | #N/A | #N/A | #N/A
[34 empty] | 195 | #N/A | #N/A | #N/A | #N/A | #N/A | #N/A | #N/A | #N/A | #N/A | #N/A | #N/A | #N/A | #N/A | #N/A | #N/A | [7 empty] | 195 | #N/A | #N/A | #N/A | #N/A | #N/A | #N/A | #N/A | #N/A | #N/A | #N/A | #N/A | #N/A | #N/A | #N/A | #N/A
[34 empty] | 196 | #N/A | #N/A | #N/A | #N/A | #N/A | #N/A | #N/A | #N/A | #N/A | #N/A | #N/A | #N/A | #N/A | #N/A | #N/A | [7 empty] | 196 | #N/A | #N/A | #N/A | #N/A | #N/A | #N/A | #N/A | #N/A | #N/A | #N/A | #N/A | #N/A | #N/A | #N/A | #N/A
[34 empty] | 196 | #N/A | #N/A | #N/A | #N/A | #N/A | #N/A | #N/A | #N/A | #N/A | #N/A | #N/A | #N/A | #N/A | #N/A | #N/A | [7 empty] | 196 | #N/A | #N/A | #N/A | #N/A | #N/A | #N/A | #N/A | #N/A | #N/A | #N/A | #N/A | #N/A | #N/A | #N/A | #N/A
[34 empty] | 197 | #N/A | #N/A | #N/A | #N/A | #N/A | #N/A | #N/A | #N/A | #N/A | #N/A | #N/A | #N/A | #N/A | #N/A | #N/A | [7 empty] | 197 | #N/A | #N/A | #N/A | #N/A | #N/A | #N/A | #N/A | #N/A | #N/A | #N/A | #N/A | #N/A | #N/A | #N/A | #N/A
[34 empty] | 197 | #N/A | #N/A | #N/A | #N/A | #N/A | #N/A | #N/A | #N/A | #N/A | #N/A | #N/A | #N/A | #N/A | #N/A | #N/A | [7 empty] | 197 | #N/A | #N/A | #N/A | #N/A | #N/A | #N/A | #N/A | #N/A | #N/A | #N/A | #N/A | #N/A | #N/A | #N/A | #N/A
[34 empty] | 198 | #N/A | #N/A | #N/A | #N/A | #N/A | #N/A | #N/A | #N/A | #N/A | #N/A | #N/A | #N/A | #N/A | #N/A | #N/A | [7 empty] | 198 | #N/A | #N/A | #N/A | #N/A | #N/A | #N/A | #N/A | #N/A | #N/A | #N/A | #N/A | #N/A | #N/A | #N/A | #N/A
[34 empty] | 198 | #N/A | #N/A | #N/A | #N/A | #N/A | #N/A | #N/A | #N/A | #N/A | #N/A | #N/A | #N/A | #N/A | #N/A | #N/A | [7 empty] | 198 | #N/A | #N/A | #N/A | #N/A | #N/A | #N/A | #N/A | #N/A | #N/A | #N/A | #N/A | #N/A | #N/A | #N/A | #N/A
[34 empty] | 199 | #N/A | #N/A | #N/A | #N/A | #N/A | #N/A | #N/A | #N/A | #N/A | #N/A | #N/A | #N/A | #N/A | #N/A | #N/A | [7 empty] | 199 | #N/A | #N/A | #N/A | #N/A | #N/A | #N/A | #N/A | #N/A | #N/A | #N/A | #N/A | #N/A | #N/A | #N/A | #N/A
[34 empty] | 199 | #N/A | #N/A | #N/A | #N/A | #N/A | #N/A | #N/A | #N/A | #N/A | #N/A | #N/A | #N/A | #N/A | #N/A | #N/A | [7 empty] | 199 | #N/A | #N/A | #N/A | #N/A | #N/A | #N/A | #N/A | #N/A | #N/A | #N/A | #N/A | #N/A | #N/A | #N/A | #N/A
[34 empty] | 200 | #N/A | #N/A | #N/A | #N/A | #N/A | #N/A | #N/A | #N/A | #N/A | #N/A | #N/A | #N/A | #N/A | #N/A | #N/A | [7 empty] | 200 | #N/A | #N/A | #N/A | #N/A | #N/A | #N/A | #N/A | #N/A | #N/A | #N/A | #N/A | #N/A | #N/A | #N/A | #N/A
[34 empty] | 200 | #N/A | #N/A | #N/A | #N/A | #N/A | #N/A | #N/A | #N/A | #N/A | #N/A | #N/A | #N/A | #N/A | #N/A | #N/A | [7 empty] | 200 | #N/A | #N/A | #N/A | #N/A | #N/A | #N/A | #N/A | #N/A | #N/A | #N/A | #N/A | #N/A | #N/A | #N/A | #N/A
[34 empty] | 201 | #N/A | #N/A | #N/A | #N/A | #N/A | #N/A | #N/A | #N/A | #N/A | #N/A | #N/A | #N/A | #N/A | #N/A | #N/A | [7 empty] | 201 | #N/A | #N/A | #N/A | #N/A | #N/A | #N/A | #N/A | #N/A | #N/A | #N/A | #N/A | #N/A | #N/A | #N/A | #N/A
[34 empty] | 201 | #N/A | #N/A | #N/A | #N/A | #N/A | #N/A | #N/A | #N/A | #N/A | #N/A | #N/A | #N/A | #N/A | #N/A | #N/A | [7 empty] | 201 | #N/A | #N/A | #N/A | #N/A | #N/A | #N/A | #N/A | #N/A | #N/A | #N/A | #N/A | #N/A | #N/A | #N/A | #N/A
[34 empty] | 202 | #N/A | #N/A | #N/A | #N/A | #N/A | #N/A | #N/A | #N/A | #N/A | #N/A | #N/A | #N/A | #N/A | #N/A | #N/A | [7 empty] | 202 | #N/A | #N/A | #N/A | #N/A | #N/A | #N/A | #N/A | #N/A | #N/A | #N/A | #N/A | #N/A | #N/A | #N/A | #N/A
[34 empty] | 202 | #N/A | #N/A | #N/A | #N/A | #N/A | #N/A | #N/A | #N/A | #N/A | #N/A | #N/A | #N/A | #N/A | #N/A | #N/A | [7 empty] | 202 | #N/A | #N/A | #N/A | #N/A | #N/A | #N/A | #N/A | #N/A | #N/A | #N/A | #N/A | #N/A | #N/A | #N/A | #N/A
[34 empty] | 203 | #N/A | #N/A | #N/A | #N/A | #N/A | #N/A | #N/A | #N/A | #N/A | #N/A | #N/A | #N/A | #N/A | #N/A | #N/A | [7 empty] | 203 | #N/A | #N/A | #N/A | #N/A | #N/A | #N/A | #N/A | #N/A | #N/A | #N/A | #N/A | #N/A | #N/A | #N/A | #N/A
[34 empty] | 203 | #N/A | #N/A | #N/A | #N/A | #N/A | #N/A | #N/A | #N/A | #N/A | #N/A | #N/A | #N/A | #N/A | #N/A | #N/A | [7 empty] | 203 | #N/A | #N/A | #N/A | #N/A | #N/A | #N/A | #N/A | #N/A | #N/A | #N/A | #N/A | #N/A | #N/A | #N/A | #N/A
[34 empty] | 204 | #N/A | #N/A | #N/A | #N/A | #N/A | #N/A | #N/A | #N/A | #N/A | #N/A | #N/A | #N/A | #N/A | #N/A | #N/A | [7 empty] | 204 | #N/A | #N/A | #N/A | #N/A | #N/A | #N/A | #N/A | #N/A | #N/A | #N/A | #N/A | #N/A | #N/A | #N/A | #N/A
[34 empty] | 204 | #N/A | #N/A | #N/A | #N/A | #N/A | #N/A | #N/A | #N/A | #N/A | #N/A | #N/A | #N/A | #N/A | #N/A | #N/A | [7 empty] | 204 | #N/A | #N/A | #N/A | #N/A | #N/A | #N/A | #N/A | #N/A | #N/A | #N/A | #N/A | #N/A | #N/A | #N/A | #N/A
[34 empty] | 205 | #N/A | #N/A | #N/A | #N/A | #N/A | #N/A | #N/A | #N/A | #N/A | #N/A | #N/A | #N/A | #N/A | #N/A | #N/A | [7 empty] | 205 | #N/A | #N/A | #N/A | #N/A | #N/A | #N/A | #N/A | #N/A | #N/A | #N/A | #N/A | #N/A | #N/A | #N/A | #N/A
[34 empty] | 205 | #N/A | #N/A | #N/A | #N/A | #N/A | #N/A | #N/A | #N/A | #N/A | #N/A | #N/A | #N/A | #N/A | #N/A | #N/A | [7 empty] | 205 | #N/A | #N/A | #N/A | #N/A | #N/A | #N/A | #N/A | #N/A | #N/A | #N/A | #N/A | #N/A | #N/A | #N/A | #N/A
[34 empty] | 206 | #N/A | #N/A | #N/A | #N/A | #N/A | #N/A | #N/A | #N/A | #N/A | #N/A | #N/A | #N/A | #N/A | #N/A | #N/A | [7 empty] | 206 | #N/A | #N/A | #N/A | #N/A | #N/A | #N/A | #N/A | #N/A | #N/A | #N/A | #N/A | #N/A | #N/A | #N/A | #N/A
[34 empty] | 206 | #N/A | #N/A | #N/A | #N/A | #N/A | #N/A | #N/A | #N/A | #N/A | #N/A | #N/A | #N/A | #N/A | #N/A | #N/A | [7 empty] | 206 | #N/A | #N/A | #N/A | #N/A | #N/A | #N/A | #N/A | #N/A | #N/A | #N/A | #N/A | #N/A | #N/A | #N/A | #N/A
[34 empty] | 207 | #N/A | #N/A | #N/A | #N/A | #N/A | #N/A | #N/A | #N/A | #N/A | #N/A | #N/A | #N/A | #N/A | #N/A | #N/A | [7 empty] | 207 | #N/A | #N/A | #N/A | #N/A | #N/A | #N/A | #N/A | #N/A | #N/A | #N/A | #N/A | #N/A | #N/A | #N/A | #N/A
[34 empty] | 207 | #N/A | #N/A | #N/A | #N/A | #N/A | #N/A | #N/A | #N/A | #N/A | #N/A | #N/A | #N/A | #N/A | #N/A | #N/A | [7 empty] | 207 | #N/A | #N/A | #N/A | #N/A | #N/A | #N/A | #N/A | #N/A | #N/A | #N/A | #N/A | #N/A | #N/A | #N/A | #N/A
[34 empty] | 208 | #N/A | #N/A | #N/A | #N/A | #N/A | #N/A | #N/A | #N/A | #N/A | #N/A | #N/A | #N/A | #N/A | #N/A | #N/A | [7 empty] | 208 | #N/A | #N/A | #N/A | #N/A | #N/A | #N/A | #N/A | #N/A | #N/A | #N/A | #N/A | #N/A | #N/A | #N/A | #N/A
[34 empty] | 208 | #N/A | #N/A | #N/A | #N/A | #N/A | #N/A | #N/A | #N/A | #N/A | #N/A | #N/A | #N/A | #N/A | #N/A | #N/A | [7 empty] | 208 | #N/A | #N/A | #N/A | #N/A | #N/A | #N/A | #N/A | #N/A | #N/A | #N/A | #N/A | #N/A | #N/A | #N/A | #N/A
[34 empty] | 209 | #N/A | #N/A | #N/A | #N/A | #N/A | #N/A | #N/A | #N/A | #N/A | #N/A | #N/A | #N/A | #N/A | #N/A | #N/A | [7 empty] | 209 | #N/A | #N/A | #N/A | #N/A | #N/A | #N/A | #N/A | #N/A | #N/A | #N/A | #N/A | #N/A | #N/A | #N/A | #N/A
[34 empty] | 209 | #N/A | #N/A | #N/A | #N/A | #N/A | #N/A | #N/A | #N/A | #N/A | #N/A | #N/A | #N/A | #N/A | #N/A | #N/A | [7 empty] | 209 | #N/A | #N/A | #N/A | #N/A | #N/A | #N/A | #N/A | #N/A | #N/A | #N/A | #N/A | #N/A | #N/A | #N/A | #N/A
[34 empty] | 210 | #N/A | #N/A | #N/A | #N/A | #N/A | #N/A | #N/A | #N/A | #N/A | #N/A | #N/A | #N/A | #N/A | #N/A | #N/A | [7 empty] | 210 | #N/A | #N/A | #N/A | #N/A | #N/A | #N/A | #N/A | #N/A | #N/A | #N/A | #N/A | #N/A | #N/A | #N/A | #N/A
[34 empty] | 210 | #N/A | #N/A | #N/A | #N/A | #N/A | #N/A | #N/A | #N/A | #N/A | #N/A | #N/A | #N/A | #N/A | #N/A | #N/A | [7 empty] | 210 | #N/A | #N/A | #N/A | #N/A | #N/A | #N/A | #N/A | #N/A | #N/A | #N/A | #N/A | #N/A | #N/A | #N/A | #N/A
[34 empty] | 211 | #N/A | #N/A | #N/A | #N/A | #N/A | #N/A | #N/A | #N/A | #N/A | #N/A | #N/A | #N/A | #N/A | #N/A | #N/A | [7 empty] | 211 | #N/A | #N/A | #N/A | #N/A | #N/A | #N/A | #N/A | #N/A | #N/A | #N/A | #N/A | #N/A | #N/A | #N/A | #N/A
[34 empty] | 211 | #N/A | #N/A | #N/A | #N/A | #N/A | #N/A | #N/A | #N/A | #N/A | #N/A | #N/A | #N/A | #N/A | #N/A | #N/A | [7 empty] | 211 | #N/A | #N/A | #N/A | #N/A | #N/A | #N/A | #N/A | #N/A | #N/A | #N/A | #N/A | #N/A | #N/A | #N/A | #N/A
[34 empty] | 212 | #N/A | #N/A | #N/A | #N/A | #N/A | #N/A | #N/A | #N/A | #N/A | #N/A | #N/A | #N/A | #N/A | #N/A | #N/A | [7 empty] | 212 | #N/A | #N/A | #N/A | #N/A | #N/A | #N/A | #N/A | #N/A | #N/A | #N/A | #N/A | #N/A | #N/A | #N/A | #N/A
[34 empty] | 212 | #N/A | #N/A | #N/A | #N/A | #N/A | #N/A | #N/A | #N/A | #N/A | #N/A | #N/A | #N/A | #N/A | #N/A | #N/A | [7 empty] | 212 | #N/A | #N/A | #N/A | #N/A | #N/A | #N/A | #N/A | #N/A | #N/A | #N/A | #N/A | #N/A | #N/A | #N/A | #N/A
[34 empty] | 213 | #N/A | #N/A | #N/A | #N/A | #N/A | #N/A | #N/A | #N/A | #N/A | #N/A | #N/A | #N/A | #N/A | #N/A | #N/A | [7 empty] | 213 | #N/A | #N/A | #N/A | #N/A | #N/A | #N/A | #N/A | #N/A | #N/A | #N/A | #N/A | #N/A | #N/A | #N/A | #N/A
[34 empty] | 213 | #N/A | #N/A | #N/A | #N/A | #N/A | #N/A | #N/A | #N/A | #N/A | #N/A | #N/A | #N/A | #N/A | #N/A | #N/A | [7 empty] | 213 | #N/A | #N/A | #N/A | #N/A | #N/A | #N/A | #N/A | #N/A | #N/A | #N/A | #N/A | #N/A | #N/A | #N/A | #N/A
[34 empty] | 214 | #N/A | #N/A | #N/A | #N/A | #N/A | #N/A | #N/A | #N/A | #N/A | #N/A | #N/A | #N/A | #N/A | #N/A | #N/A | [7 empty] | 214 | #N/A | #N/A | #N/A | #N/A | #N/A | #N/A | #N/A | #N/A | #N/A | #N/A | #N/A | #N/A | #N/A | #N/A | #N/A
[34 empty] | 214 | #N/A | #N/A | #N/A | #N/A | #N/A | #N/A | #N/A | #N/A | #N/A | #N/A | #N/A | #N/A | #N/A | #N/A | #N/A | [7 empty] | 214 | #N/A | #N/A | #N/A | #N/A | #N/A | #N/A | #N/A | #N/A | #N/A | #N/A | #N/A | #N/A | #N/A | #N/A | #N/A
[34 empty] | 215 | #N/A | #N/A | #N/A | #N/A | #N/A | #N/A | #N/A | #N/A | #N/A | #N/A | #N/A | #N/A | #N/A | #N/A | #N/A | [7 empty] | 215 | #N/A | #N/A | #N/A | #N/A | #N/A | #N/A | #N/A | #N/A | #N/A | #N/A | #N/A | #N/A | #N/A | #N/A | #N/A
[34 empty] | 215 | #N/A | #N/A | #N/A | #N/A | #N/A | #N/A | #N/A | #N/A | #N/A | #N/A | #N/A | #N/A | #N/A | #N/A | #N/A | [7 empty] | 215 | #N/A | #N/A | #N/A | #N/A | #N/A | #N/A | #N/A | #N/A | #N/A | #N/A | #N/A | #N/A | #N/A | #N/A | #N/A
[34 empty] | 216 | #N/A | #N/A | #N/A | #N/A | #N/A | #N/A | #N/A | #N/A | #N/A | #N/A | #N/A | #N/A | #N/A | #N/A | #N/A | [7 empty] | 216 | #N/A | #N/A | #N/A | #N/A | #N/A | #N/A | #N/A | #N/A | #N/A | #N/A | #N/A | #N/A | #N/A | #N/A | #N/A
[34 empty] | 216 | #N/A | #N/A | #N/A | #N/A | #N/A | #N/A | #N/A | #N/A | #N/A | #N/A | #N/A | #N/A | #N/A | #N/A | #N/A | [7 empty] | 216 | #N/A | #N/A | #N/A | #N/A | #N/A | #N/A | #N/A | #N/A | #N/A | #N/A | #N/A | #N/A | #N/A | #N/A | #N/A
[34 empty] | 217 | #N/A | #N/A | #N/A | #N/A | #N/A | #N/A | #N/A | #N/A | #N/A | #N/A | #N/A | #N/A | #N/A | #N/A | #N/A | [7 empty] | 217 | #N/A | #N/A | #N/A | #N/A | #N/A | #N/A | #N/A | #N/A | #N/A | #N/A | #N/A | #N/A | #N/A | #N/A | #N/A
[34 empty] | 217 | #N/A | #N/A | #N/A | #N/A | #N/A | #N/A | #N/A | #N/A | #N/A | #N/A | #N/A | #N/A | #N/A | #N/A | #N/A | [7 empty] | 217 | #N/A | #N/A | #N/A | #N/A | #N/A | #N/A | #N/A | #N/A | #N/A | #N/A | #N/A | #N/A | #N/A | #N/A | #N/A
[34 empty] | 218 | #N/A | #N/A | #N/A | #N/A | #N/A | #N/A | #N/A | #N/A | #N/A | #N/A | #N/A | #N/A | #N/A | #N/A | #N/A | [7 empty] | 218 | #N/A | #N/A | #N/A | #N/A | #N/A | #N/A | #N/A | #N/A | #N/A | #N/A | #N/A | #N/A | #N/A | #N/A | #N/A
[34 empty] | 218 | #N/A | #N/A | #N/A | #N/A | #N/A | #N/A | #N/A | #N/A | #N/A | #N/A | #N/A | #N/A | #N/A | #N/A | #N/A | [7 empty] | 218 | #N/A | #N/A | #N/A | #N/A | #N/A | #N/A | #N/A | #N/A | #N/A | #N/A | #N/A | #N/A | #N/A | #N/A | #N/A
[34 empty] | 219 | #N/A | #N/A | #N/A | #N/A | #N/A | #N/A | #N/A | #N/A | #N/A | #N/A | #N/A | #N/A | #N/A | #N/A | #N/A | [7 empty] | 219 | #N/A | #N/A | #N/A | #N/A | #N/A | #N/A | #N/A | #N/A | #N/A | #N/A | #N/A | #N/A | #N/A | #N/A | #N/A
[34 empty] | 219 | #N/A | #N/A | #N/A | #N/A | #N/A | #N/A | #N/A | #N/A | #N/A | #N/A | #N/A | #N/A | #N/A | #N/A | #N/A | [7 empty] | 219 | #N/A | #N/A | #N/A | #N/A | #N/A | #N/A | #N/A | #N/A | #N/A | #N/A | #N/A | #N/A | #N/A | #N/A | #N/A
[34 empty] | 220 | #N/A | #N/A | #N/A | #N/A | #N/A | #N/A | #N/A | #N/A | #N/A | #N/A | #N/A | #N/A | #N/A | #N/A | #N/A | [7 empty] | 220 | #N/A | #N/A | #N/A | #N/A | #N/A | #N/A | #N/A | #N/A | #N/A | #N/A | #N/A | #N/A | #N/A | #N/A | #N/A
[34 empty] | 220 | #N/A | #N/A | #N/A | #N/A | #N/A | #N/A | #N/A | #N/A | #N/A | #N/A | #N/A | #N/A | #N/A | #N/A | #N/A | [7 empty] | 220 | #N/A | #N/A | #N/A | #N/A | #N/A | #N/A | #N/A | #N/A | #N/A | #N/A | #N/A | #N/A | #N/A | #N/A | #N/A
[34 empty] | 221 | #N/A | #N/A | #N/A | #N/A | #N/A | #N/A | #N/A | #N/A | #N/A | #N/A | #N/A | #N/A | #N/A | #N/A | #N/A | [7 empty] | 221 | #N/A | #N/A | #N/A | #N/A | #N/A | #N/A | #N/A | #N/A | #N/A | #N/A | #N/A | #N/A | #N/A | #N/A | #N/A
[34 empty] | 221 | #N/A | #N/A | #N/A | #N/A | #N/A | #N/A | #N/A | #N/A | #N/A | #N/A | #N/A | #N/A | #N/A | #N/A | #N/A | [7 empty] | 221 | #N/A | #N/A | #N/A | #N/A | #N/A | #N/A | #N/A | #N/A | #N/A | #N/A | #N/A | #N/A | #N/A | #N/A | #N/A
[34 empty] | 222 | #N/A | #N/A | #N/A | #N/A | #N/A | #N/A | #N/A | #N/A | #N/A | #N/A | #N/A | #N/A | #N/A | #N/A | #N/A | [7 empty] | 222 | #N/A | #N/A | #N/A | #N/A | #N/A | #N/A | #N/A | #N/A | #N/A | #N/A | #N/A | #N/A | #N/A | #N/A | #N/A
[34 empty] | 222 | #N/A | #N/A | #N/A | #N/A | #N/A | #N/A | #N/A | #N/A | #N/A | #N/A | #N/A | #N/A | #N/A | #N/A | #N/A | [7 empty] | 222 | #N/A | #N/A | #N/A | #N/A | #N/A | #N/A | #N/A | #N/A | #N/A | #N/A | #N/A | #N/A | #N/A | #N/A | #N/A
[34 empty] | 223 | #N/A | #N/A | #N/A | #N/A | #N/A | #N/A | #N/A | #N/A | #N/A | #N/A | #N/A | #N/A | #N/A | #N/A | #N/A | [7 empty] | 223 | #N/A | #N/A | #N/A | #N/A | #N/A | #N/A | #N/A | #N/A | #N/A | #N/A | #N/A | #N/A | #N/A | #N/A | #N/A
[34 empty] | 223 | #N/A | #N/A | #N/A | #N/A | #N/A | #N/A | #N/A | #N/A | #N/A | #N/A | #N/A | #N/A | #N/A | #N/A | #N/A | [7 empty] | 223 | #N/A | #N/A | #N/A | #N/A | #N/A | #N/A | #N/A | #N/A | #N/A | #N/A | #N/A | #N/A | #N/A | #N/A | #N/A
[34 empty] | 224 | #N/A | #N/A | #N/A | #N/A | #N/A | #N/A | #N/A | #N/A | #N/A | #N/A | #N/A | #N/A | #N/A | #N/A | #N/A | [7 empty] | 224 | #N/A | #N/A | #N/A | #N/A | #N/A | #N/A | #N/A | #N/A | #N/A | #N/A | #N/A | #N/A | #N/A | #N/A | #N/A
[34 empty] | 224 | #N/A | #N/A | #N/A | #N/A | #N/A | #N/A | #N/A | #N/A | #N/A | #N/A | #N/A | #N/A | #N/A | #N/A | #N/A | [7 empty] | 224 | #N/A | #N/A | #N/A | #N/A | #N/A | #N/A | #N/A | #N/A | #N/A | #N/A | #N/A | #N/A | #N/A | #N/A | #N/A
[34 empty] | 225 | #N/A | #N/A | #N/A | #N/A | #N/A | #N/A | #N/A | #N/A | #N/A | #N/A | #N/A | #N/A | #N/A | #N/A | #N/A | [7 empty] | 225 | #N/A | #N/A | #N/A | #N/A | #N/A | #N/A | #N/A | #N/A | #N/A | #N/A | #N/A | #N/A | #N/A | #N/A | #N/A
[34 empty] | 225 | #N/A | #N/A | #N/A | #N/A | #N/A | #N/A | #N/A | #N/A | #N/A | #N/A | #N/A | #N/A | #N/A | #N/A | #N/A | [7 empty] | 225 | #N/A | #N/A | #N/A | #N/A | #N/A | #N/A | #N/A | #N/A | #N/A | #N/A | #N/A | #N/A | #N/A | #N/A | #N/A
[34 empty] | 226 | #N/A | #N/A | #N/A | #N/A | #N/A | #N/A | #N/A | #N/A | #N/A | #N/A | #N/A | #N/A | #N/A | #N/A | #N/A | [7 empty] | 226 | #N/A | #N/A | #N/A | #N/A | #N/A | #N/A | #N/A | #N/A | #N/A | #N/A | #N/A | #N/A | #N/A | #N/A | #N/A
[34 empty] | 226 | #N/A | #N/A | #N/A | #N/A | #N/A | #N/A | #N/A | #N/A | #N/A | #N/A | #N/A | #N/A | #N/A | #N/A | #N/A | [7 empty] | 226 | #N/A | #N/A | #N/A | #N/A | #N/A | #N/A | #N/A | #N/A | #N/A | #N/A | #N/A | #N/A | #N/A | #N/A | #N/A
[34 empty] | 227 | #N/A | #N/A | #N/A | #N/A | #N/A | #N/A | #N/A | #N/A | #N/A | #N/A | #N/A | #N/A | #N/A | #N/A | #N/A | [7 empty] | 227 | #N/A | #N/A | #N/A | #N/A | #N/A | #N/A | #N/A | #N/A | #N/A | #N/A | #N/A | #N/A | #N/A | #N/A | #N/A
[34 empty] | 227 | #N/A | #N/A | #N/A | #N/A | #N/A | #N/A | #N/A | #N/A | #N/A | #N/A | #N/A | #N/A | #N/A | #N/A | #N/A | [7 empty] | 227 | #N/A | #N/A | #N/A | #N/A | #N/A | #N/A | #N/A | #N/A | #N/A | #N/A | #N/A | #N/A | #N/A | #N/A | #N/A
[34 empty] | 228 | #N/A | #N/A | #N/A | #N/A | #N/A | #N/A | #N/A | #N/A | #N/A | #N/A | #N/A | #N/A | #N/A | #N/A | #N/A | [7 empty] | 228 | #N/A | #N/A | #N/A | #N/A | #N/A | #N/A | #N/A | #N/A | #N/A | #N/A | #N/A | #N/A | #N/A | #N/A | #N/A
[34 empty] | 228 | #N/A | #N/A | #N/A | #N/A | #N/A | #N/A | #N/A | #N/A | #N/A | #N/A | #N/A | #N/A | #N/A | #N/A | #N/A | [7 empty] | 228 | #N/A | #N/A | #N/A | #N/A | #N/A | #N/A | #N/A | #N/A | #N/A | #N/A | #N/A | #N/A | #N/A | #N/A | #N/A
[34 empty] | 229 | #N/A | #N/A | #N/A | #N/A | #N/A | #N/A | #N/A | #N/A | #N/A | #N/A | #N/A | #N/A | #N/A | #N/A | #N/A | [7 empty] | 229 | #N/A | #N/A | #N/A | #N/A | #N/A | #N/A | #N/A | #N/A | #N/A | #N/A | #N/A | #N/A | #N/A | #N/A | #N/A
[34 empty] | 229 | #N/A | #N/A | #N/A | #N/A | #N/A | #N/A | #N/A | #N/A | #N/A | #N/A | #N/A | #N/A | #N/A | #N/A | #N/A | [7 empty] | 229 | #N/A | #N/A | #N/A | #N/A | #N/A | #N/A | #N/A | #N/A | #N/A | #N/A | #N/A | #N/A | #N/A | #N/A | #N/A
[34 empty] | 230 | #N/A | #N/A | #N/A | #N/A | #N/A | #N/A | #N/A | #N/A | #N/A | #N/A | #N/A | #N/A | #N/A | #N/A | #N/A | [7 empty] | 230 | #N/A | #N/A | #N/A | #N/A | #N/A | #N/A | #N/A | #N/A | #N/A | #N/A | #N/A | #N/A | #N/A | #N/A | #N/A
[34 empty] | 230 | #N/A | #N/A | #N/A | #N/A | #N/A | #N/A | #N/A | #N/A | #N/A | #N/A | #N/A | #N/A | #N/A | #N/A | #N/A | [7 empty] | 230 | #N/A | #N/A | #N/A | #N/A | #N/A | #N/A | #N/A | #N/A | #N/A | #N/A | #N/A | #N/A | #N/A | #N/A | #N/A
[34 empty] | 231 | #N/A | #N/A | #N/A | #N/A | #N/A | #N/A | #N/A | #N/A | #N/A | #N/A | #N/A | #N/A | #N/A | #N/A | #N/A | [7 empty] | 231 | #N/A | #N/A | #N/A | #N/A | #N/A | #N/A | #N/A | #N/A | #N/A | #N/A | #N/A | #N/A | #N/A | #N/A | #N/A
[34 empty] | 231 | #N/A | #N/A | #N/A | #N/A | #N/A | #N/A | #N/A | #N/A | #N/A | #N/A | #N/A | #N/A | #N/A | #N/A | #N/A | [7 empty] | 231 | #N/A | #N/A | #N/A | #N/A | #N/A | #N/A | #N/A | #N/A | #N/A | #N/A | #N/A | #N/A | #N/A | #N/A | #N/A
[34 empty] | 232 | #N/A | #N/A | #N/A | #N/A | #N/A | #N/A | #N/A | #N/A | #N/A | #N/A | #N/A | #N/A | #N/A | #N/A | #N/A | [7 empty] | 232 | #N/A | #N/A | #N/A | #N/A | #N/A | #N/A | #N/A | #N/A | #N/A | #N/A | #N/A | #N/A | #N/A | #N/A | #N/A
[34 empty] | 232 | #N/A | #N/A | #N/A | #N/A | #N/A | #N/A | #N/A | #N/A | #N/A | #N/A | #N/A | #N/A | #N/A | #N/A | #N/A | [7 empty] | 232 | #N/A | #N/A | #N/A | #N/A | #N/A | #N/A | #N/A | #N/A | #N/A | #N/A | #N/A | #N/A | #N/A | #N/A | #N/A
[34 empty] | 233 | #N/A | #N/A | #N/A | #N/A | #N/A | #N/A | #N/A | #N/A | #N/A | #N/A | #N/A | #N/A | #N/A | #N/A | #N/A | [7 empty] | 233 | #N/A | #N/A | #N/A | #N/A | #N/A | #N/A | #N/A | #N/A | #N/A | #N/A | #N/A | #N/A | #N/A | #N/A | #N/A
[34 empty] | 233 | #N/A | #N/A | #N/A | #N/A | #N/A | #N/A | #N/A | #N/A | #N/A | #N/A | #N/A | #N/A | #N/A | #N/A | #N/A | [7 empty] | 233 | #N/A | #N/A | #N/A | #N/A | #N/A | #N/A | #N/A | #N/A | #N/A | #N/A | #N/A | #N/A | #N/A | #N/A | #N/A
[34 empty] | 234 | #N/A | #N/A | #N/A | #N/A | #N/A | #N/A | #N/A | #N/A | #N/A | #N/A | #N/A | #N/A | #N/A | #N/A | #N/A | [7 empty] | 234 | #N/A | #N/A | #N/A | #N/A | #N/A | #N/A | #N/A | #N/A | #N/A | #N/A | #N/A | #N/A | #N/A | #N/A | #N/A
[34 empty] | 234 | #N/A | #N/A | #N/A | #N/A | #N/A | #N/A | #N/A | #N/A | #N/A | #N/A | #N/A | #N/A | #N/A | #N/A | #N/A | [7 empty] | 234 | #N/A | #N/A | #N/A | #N/A | #N/A | #N/A | #N/A | #N/A | #N/A | #N/A | #N/A | #N/A | #N/A | #N/A | #N/A
[34 empty] | 235 | #N/A | #N/A | #N/A | #N/A | #N/A | #N/A | #N/A | #N/A | #N/A | #N/A | #N/A | #N/A | #N/A | #N/A | #N/A | [7 empty] | 235 | #N/A | #N/A | #N/A | #N/A | #N/A | #N/A | #N/A | #N/A | #N/A | #N/A | #N/A | #N/A | #N/A | #N/A | #N/A
[34 empty] | 235 | #N/A | #N/A | #N/A | #N/A | #N/A | #N/A | #N/A | #N/A | #N/A | #N/A | #N/A | #N/A | #N/A | #N/A | #N/A | [7 empty] | 235 | #N/A | #N/A | #N/A | #N/A | #N/A | #N/A | #N/A | #N/A | #N/A | #N/A | #N/A | #N/A | #N/A | #N/A | #N/A
[34 empty] | 236 | #N/A | #N/A | #N/A | #N/A | #N/A | #N/A | #N/A | #N/A | #N/A | #N/A | #N/A | #N/A | #N/A | #N/A | #N/A | [7 empty] | 236 | #N/A | #N/A | #N/A | #N/A | #N/A | #N/A | #N/A | #N/A | #N/A | #N/A | #N/A | #N/A | #N/A | #N/A | #N/A
[34 empty] | 236 | #N/A | #N/A | #N/A | #N/A | #N/A | #N/A | #N/A | #N/A | #N/A | #N/A | #N/A | #N/A | #N/A | #N/A | #N/A | [7 empty] | 236 | #N/A | #N/A | #N/A | #N/A | #N/A | #N/A | #N/A | #N/A | #N/A | #N/A | #N/A | #N/A | #N/A | #N/A | #N/A
[34 empty] | 237 | #N/A | #N/A | #N/A | #N/A | #N/A | #N/A | #N/A | #N/A | #N/A | #N/A | #N/A | #N/A | #N/A | #N/A | #N/A | [7 empty] | 237 | #N/A | #N/A | #N/A | #N/A | #N/A | #N/A | #N/A | #N/A | #N/A | #N/A | #N/A | #N/A | #N/A | #N/A | #N/A
[34 empty] | 237 | #N/A | #N/A | #N/A | #N/A | #N/A | #N/A | #N/A | #N/A | #N/A | #N/A | #N/A | #N/A | #N/A | #N/A | #N/A | [7 empty] | 237 | #N/A | #N/A | #N/A | #N/A | #N/A | #N/A | #N/A | #N/A | #N/A | #N/A | #N/A | #N/A | #N/A | #N/A | #N/A
[34 empty] | 238 | #N/A | #N/A | #N/A | #N/A | #N/A | #N/A | #N/A | #N/A | #N/A | #N/A | #N/A | #N/A | #N/A | #N/A | #N/A | [7 empty] | 238 | #N/A | #N/A | #N/A | #N/A | #N/A | #N/A | #N/A | #N/A | #N/A | #N/A | #N/A | #N/A | #N/A | #N/A | #N/A
[34 empty] | 238 | #N/A | #N/A | #N/A | #N/A | #N/A | #N/A | #N/A | #N/A | #N/A | #N/A | #N/A | #N/A | #N/A | #N/A | #N/A | [7 empty] | 238 | #N/A | #N/A | #N/A | #N/A | #N/A | #N/A | #N/A | #N/A | #N/A | #N/A | #N/A | #N/A | #N/A | #N/A | #N/A
[34 empty] | 239 | #N/A | #N/A | #N/A | #N/A | #N/A | #N/A | #N/A | #N/A | #N/A | #N/A | #N/A | #N/A | #N/A | #N/A | #N/A | [7 empty] | 239 | #N/A | #N/A | #N/A | #N/A | #N/A | #N/A | #N/A | #N/A | #N/A | #N/A | #N/A | #N/A | #N/A | #N/A | #N/A
[34 empty] | 239 | #N/A | #N/A | #N/A | #N/A | #N/A | #N/A | #N/A | #N/A | #N/A | #N/A | #N/A | #N/A | #N/A | #N/A | #N/A | [7 empty] | 239 | #N/A | #N/A | #N/A | #N/A | #N/A | #N/A | #N/A | #N/A | #N/A | #N/A | #N/A | #N/A | #N/A | #N/A | #N/A
[34 empty] | 240 | #N/A | #N/A | #N/A | #N/A | #N/A | #N/A | #N/A | #N/A | #N/A | #N/A | #N/A | #N/A | #N/A | #N/A | #N/A | [7 empty] | 240 | #N/A | #N/A | #N/A | #N/A | #N/A | #N/A | #N/A | #N/A | #N/A | #N/A | #N/A | #N/A | #N/A | #N/A | #N/A
[34 empty] | 240 | #N/A | #N/A | #N/A | #N/A | #N/A | #N/A | #N/A | #N/A | #N/A | #N/A | #N/A | #N/A | #N/A | #N/A | #N/A | [7 empty] | 240 | #N/A | #N/A | #N/A | #N/A | #N/A | #N/A | #N/A | #N/A | #N/A | #N/A | #N/A | #N/A | #N/A | #N/A | #N/A
[34 empty] | 241 | #N/A | #N/A | #N/A | #N/A | #N/A | #N/A | #N/A | #N/A | #N/A | #N/A | #N/A | #N/A | #N/A | #N/A | #N/A | [7 empty] | 241 | #N/A | #N/A | #N/A | #N/A | #N/A | #N/A | #N/A | #N/A | #N/A | #N/A | #N/A | #N/A | #N/A | #N/A | #N/A
[34 empty] | 241 | #N/A | #N/A | #N/A | #N/A | #N/A | #N/A | #N/A | #N/A | #N/A | #N/A | #N/A | #N/A | #N/A | #N/A | #N/A | [7 empty] | 241 | #N/A | #N/A | #N/A | #N/A | #N/A | #N/A | #N/A | #N/A | #N/A | #N/A | #N/A | #N/A | #N/A | #N/A | #N/A
[34 empty] | 242 | #N/A | #N/A | #N/A | #N/A | #N/A | #N/A | #N/A | #N/A | #N/A | #N/A | #N/A | #N/A | #N/A | #N/A | #N/A | [7 empty] | 242 | #N/A | #N/A | #N/A | #N/A | #N/A | #N/A | #N/A | #N/A | #N/A | #N/A | #N/A | #N/A | #N/A | #N/A | #N/A
[34 empty] | 242 | #N/A | #N/A | #N/A | #N/A | #N/A | #N/A | #N/A | #N/A | #N/A | #N/A | #N/A | #N/A | #N/A | #N/A | #N/A | [7 empty] | 242 | #N/A | #N/A | #N/A | #N/A | #N/A | #N/A | #N/A | #N/A | #N/A | #N/A | #N/A | #N/A | #N/A | #N/A | #N/A
[34 empty] | 243 | #N/A | #N/A | #N/A | #N/A | #N/A | #N/A | #N/A | #N/A | #N/A | #N/A | #N/A | #N/A | #N/A | #N/A | #N/A | [7 empty] | 243 | #N/A | #N/A | #N/A | #N/A | #N/A | #N/A | #N/A | #N/A | #N/A | #N/A | #N/A | #N/A | #N/A | #N/A | #N/A
[34 empty] | 243 | #N/A | #N/A | #N/A | #N/A | #N/A | #N/A | #N/A | #N/A | #N/A | #N/A | #N/A | #N/A | #N/A | #N/A | #N/A | [7 empty] | 243 | #N/A | #N/A | #N/A | #N/A | #N/A | #N/A | #N/A | #N/A | #N/A | #N/A | #N/A | #N/A | #N/A | #N/A | #N/A
[34 empty] | 244 | #N/A | #N/A | #N/A | #N/A | #N/A | #N/A | #N/A | #N/A | #N/A | #N/A | #N/A | #N/A | #N/A | #N/A | #N/A | [7 empty] | 244 | #N/A | #N/A | #N/A | #N/A | #N/A | #N/A | #N/A | #N/A | #N/A | #N/A | #N/A | #N/A | #N/A | #N/A | #N/A
[34 empty] | 244 | #N/A | #N/A | #N/A | #N/A | #N/A | #N/A | #N/A | #N/A | #N/A | #N/A | #N/A | #N/A | #N/A | #N/A | #N/A | [7 empty] | 244 | #N/A | #N/A | #N/A | #N/A | #N/A | #N/A | #N/A | #N/A | #N/A | #N/A | #N/A | #N/A | #N/A | #N/A | #N/A
[34 empty] | 245 | #N/A | #N/A | #N/A | #N/A | #N/A | #N/A | #N/A | #N/A | #N/A | #N/A | #N/A | #N/A | #N/A | #N/A | #N/A | [7 empty] | 245 | #N/A | #N/A | #N/A | #N/A | #N/A | #N/A | #N/A | #N/A | #N/A | #N/A | #N/A | #N/A | #N/A | #N/A | #N/A
[34 empty] | 245 | #N/A | #N/A | #N/A | #N/A | #N/A | #N/A | #N/A | #N/A | #N/A | #N/A | #N/A | #N/A | #N/A | #N/A | #N/A | [7 empty] | 245 | #N/A | #N/A | #N/A | #N/A | #N/A | #N/A | #N/A | #N/A | #N/A | #N/A | #N/A | #N/A | #N/A | #N/A | #N/A
[34 empty] | 246 | #N/A | #N/A | #N/A | #N/A | #N/A | #N/A | #N/A | #N/A | #N/A | #N/A | #N/A | #N/A | #N/A | #N/A | #N/A | [7 empty] | 246 | #N/A | #N/A | #N/A | #N/A | #N/A | #N/A | #N/A | #N/A | #N/A | #N/A | #N/A | #N/A | #N/A | #N/A | #N/A
[34 empty] | 246 | #N/A | #N/A | #N/A | #N/A | #N/A | #N/A | #N/A | #N/A | #N/A | #N/A | #N/A | #N/A | #N/A | #N/A | #N/A | [7 empty] | 246 | #N/A | #N/A | #N/A | #N/A | #N/A | #N/A | #N/A | #N/A | #N/A | #N/A | #N/A | #N/A | #N/A | #N/A | #N/A
[34 empty] | 247 | #N/A | #N/A | #N/A | #N/A | #N/A | #N/A | #N/A | #N/A | #N/A | #N/A | #N/A | #N/A | #N/A | #N/A | #N/A | [7 empty] | 247 | #N/A | #N/A | #N/A | #N/A | #N/A | #N/A | #N/A | #N/A | #N/A | #N/A | #N/A | #N/A | #N/A | #N/A | #N/A
[34 empty] | 247 | #N/A | #N/A | #N/A | #N/A | #N/A | #N/A | #N/A | #N/A | #N/A | #N/A | #N/A | #N/A | #N/A | #N/A | #N/A | [7 empty] | 247 | #N/A | #N/A | #N/A | #N/A | #N/A | #N/A | #N/A | #N/A | #N/A | #N/A | #N/A | #N/A | #N/A | #N/A | #N/A
[34 empty] | 248 | #N/A | #N/A | #N/A | #N/A | #N/A | #N/A | #N/A | #N/A | #N/A | #N/A | #N/A | #N/A | #N/A | #N/A | #N/A | [7 empty] | 248 | #N/A | #N/A | #N/A | #N/A | #N/A | #N/A | #N/A | #N/A | #N/A | #N/A | #N/A | #N/A | #N/A | #N/A | #N/A
[34 empty] | 248 | #N/A | #N/A | #N/A | #N/A | #N/A | #N/A | #N/A | #N/A | #N/A | #N/A | #N/A | #N/A | #N/A | #N/A | #N/A | [7 empty] | 248 | #N/A | #N/A | #N/A | #N/A | #N/A | #N/A | #N/A | #N/A | #N/A | #N/A | #N/A | #N/A | #N/A | #N/A | #N/A
[34 empty] | 249 | #N/A | #N/A | #N/A | #N/A | #N/A | #N/A | #N/A | #N/A | #N/A | #N/A | #N/A | #N/A | #N/A | #N/A | #N/A | [7 empty] | 249 | #N/A | #N/A | #N/A | #N/A | #N/A | #N/A | #N/A | #N/A | #N/A | #N/A | #N/A | #N/A | #N/A | #N/A | #N/A
[34 empty] | 249 | #N/A | #N/A | #N/A | #N/A | #N/A | #N/A | #N/A | #N/A | #N/A | #N/A | #N/A | #N/A | #N/A | #N/A | #N/A | [7 empty] | 249 | #N/A | #N/A | #N/A | #N/A | #N/A | #N/A | #N/A | #N/A | #N/A | #N/A | #N/A | #N/A | #N/A | #N/A | #N/A
[34 empty] | 250 | #N/A | #N/A | #N/A | #N/A | #N/A | #N/A | #N/A | #N/A | #N/A | #N/A | #N/A | #N/A | #N/A | #N/A | #N/A | [7 empty] | 250 | #N/A | #N/A | #N/A | #N/A | #N/A | #N/A | #N/A | #N/A | #N/A | #N/A | #N/A | #N/A | #N/A | #N/A | #N/A
[34 empty] | 250 | #N/A | #N/A | #N/A | #N/A | #N/A | #N/A | #N/A | #N/A | #N/A | #N/A | #N/A | #N/A | #N/A | #N/A | #N/A | [7 empty] | 250 | #N/A | #N/A | #N/A | #N/A | #N/A | #N/A | #N/A | #N/A | #N/A | #N/A | #N/A | #N/A | #N/A | #N/A | #N/A
[34 empty] | 251 | #N/A | #N/A | #N/A | #N/A | #N/A | #N/A | #N/A | #N/A | #N/A | #N/A | #N/A | #N/A | #N/A | #N/A | #N/A | [7 empty] | 251 | #N/A | #N/A | #N/A | #N/A | #N/A | #N/A | #N/A | #N/A | #N/A | #N/A | #N/A | #N/A | #N/A | #N/A | #N/A
[34 empty] | 251 | #N/A | #N/A | #N/A | #N/A | #N/A | #N/A | #N/A | #N/A | #N/A | #N/A | #N/A | #N/A | #N/A | #N/A | #N/A | [7 empty] | 251 | #N/A | #N/A | #N/A | #N/A | #N/A | #N/A | #N/A | #N/A | #N/A | #N/A | #N/A | #N/A | #N/A | #N/A | #N/A
[34 empty] | 252 | #N/A | #N/A | #N/A | #N/A | #N/A | #N/A | #N/A | #N/A | #N/A | #N/A | #N/A | #N/A | #N/A | #N/A | #N/A | [7 empty] | 252 | #N/A | #N/A | #N/A | #N/A | #N/A | #N/A | #N/A | #N/A | #N/A | #N/A | #N/A | #N/A | #N/A | #N/A | #N/A
[34 empty] | 252 | #N/A | #N/A | #N/A | #N/A | #N/A | #N/A | #N/A | #N/A | #N/A | #N/A | #N/A | #N/A | #N/A | #N/A | #N/A | [7 empty] | 252 | #N/A | #N/A | #N/A | #N/A | #N/A | #N/A | #N/A | #N/A | #N/A | #N/A | #N/A | #N/A | #N/A | #N/A | #N/A
[34 empty] | 253 | #N/A | #N/A | #N/A | #N/A | #N/A | #N/A | #N/A | #N/A | #N/A | #N/A | #N/A | #N/A | #N/A | #N/A | #N/A | [7 empty] | 253 | #N/A | #N/A | #N/A | #N/A | #N/A | #N/A | #N/A | #N/A | #N/A | #N/A | #N/A | #N/A | #N/A | #N/A | #N/A
[34 empty] | 253 | #N/A | #N/A | #N/A | #N/A | #N/A | #N/A | #N/A | #N/A | #N/A | #N/A | #N/A | #N/A | #N/A | #N/A | #N/A | [7 empty] | 253 | #N/A | #N/A | #N/A | #N/A | #N/A | #N/A | #N/A | #N/A | #N/A | #N/A | #N/A | #N/A | #N/A | #N/A | #N/A
[34 empty] | 254 | #N/A | #N/A | #N/A | #N/A | #N/A | #N/A | #N/A | #N/A | #N/A | #N/A | #N/A | #N/A | #N/A | #N/A | #N/A | [7 empty] | 254 | #N/A | #N/A | #N/A | #N/A | #N/A | #N/A | #N/A | #N/A | #N/A | #N/A | #N/A | #N/A | #N/A | #N/A | #N/A
[34 empty] | 254 | #N/A | #N/A | #N/A | #N/A | #N/A | #N/A | #N/A | #N/A | #N/A | #N/A | #N/A | #N/A | #N/A | #N/A | #N/A | [7 empty] | 254 | #N/A | #N/A | #N/A | #N/A | #N/A | #N/A | #N/A | #N/A | #N/A | #N/A | #N/A | #N/A | #N/A | #N/A | #N/A
[34 empty] | 255 | #N/A | #N/A | #N/A | #N/A | #N/A | #N/A | #N/A | #N/A | #N/A | #N/A | #N/A | #N/A | #N/A | #N/A | #N/A | [7 empty] | 255 | #N/A | #N/A | #N/A | #N/A | #N/A | #N/A | #N/A | #N/A | #N/A | #N/A | #N/A | #N/A | #N/A | #N/A | #N/A
[34 empty] | 255 | #N/A | #N/A | #N/A | #N/A | #N/A | #N/A | #N/A | #N/A | #N/A | #N/A | #N/A | #N/A | #N/A | #N/A | #N/A | [7 empty] | 255 | #N/A | #N/A | #N/A | #N/A | #N/A | #N/A | #N/A | #N/A | #N/A | #N/A | #N/A | #N/A | #N/A | #N/A | #N/A
[34 empty] | 256 | #N/A | #N/A | #N/A | #N/A | #N/A | #N/A | #N/A | #N/A | #N/A | #N/A | #N/A | #N/A | #N/A | #N/A | #N/A | [7 empty] | 256 | #N/A | #N/A | #N/A | #N/A | #N/A | #N/A | #N/A | #N/A | #N/A | #N/A | #N/A | #N/A | #N/A | #N/A | #N/A
[34 empty] | 256 | #N/A | #N/A | #N/A | #N/A | #N/A | #N/A | #N/A | #N/A | #N/A | #N/A | #N/A | #N/A | #N/A | #N/A | #N/A | [7 empty] | 256 | #N/A | #N/A | #N/A | #N/A | #N/A | #N/A | #N/A | #N/A | #N/A | #N/A | #N/A | #N/A | #N/A | #N/A | #N/A
[34 empty] | 257 | #N/A | #N/A | #N/A | #N/A | #N/A | #N/A | #N/A | #N/A | #N/A | #N/A | #N/A | #N/A | #N/A | #N/A | #N/A | [7 empty] | 257 | #N/A | #N/A | #N/A | #N/A | #N/A | #N/A | #N/A | #N/A | #N/A | #N/A | #N/A | #N/A | #N/A | #N/A | #N/A
[34 empty] | 257 | #N/A | #N/A | #N/A | #N/A | #N/A | #N/A | #N/A | #N/A | #N/A | #N/A | #N/A | #N/A | #N/A | #N/A | #N/A | [7 empty] | 257 | #N/A | #N/A | #N/A | #N/A | #N/A | #N/A | #N/A | #N/A | #N/A | #N/A | #N/A | #N/A | #N/A | #N/A | #N/A
[34 empty] | 258 | #N/A | #N/A | #N/A | #N/A | #N/A | #N/A | #N/A | #N/A | #N/A | #N/A | #N/A | #N/A | #N/A | #N/A | #N/A | [7 empty] | 258 | #N/A | #N/A | #N/A | #N/A | #N/A | #N/A | #N/A | #N/A | #N/A | #N/A | #N/A | #N/A | #N/A | #N/A | #N/A
[34 empty] | 258 | #N/A | #N/A | #N/A | #N/A | #N/A | #N/A | #N/A | #N/A | #N/A | #N/A | #N/A | #N/A | #N/A | #N/A | #N/A | [7 empty] | 258 | #N/A | #N/A | #N/A | #N/A | #N/A | #N/A | #N/A | #N/A | #N/A | #N/A | #N/A | #N/A | #N/A | #N/A | #N/A
[34 empty] | 259 | #N/A | #N/A | #N/A | #N/A | #N/A | #N/A | #N/A | #N/A | #N/A | #N/A | #N/A | #N/A | #N/A | #N/A | #N/A | [7 empty] | 259 | #N/A | #N/A | #N/A | #N/A | #N/A | #N/A | #N/A | #N/A | #N/A | #N/A | #N/A | #N/A | #N/A | #N/A | #N/A
[34 empty] | 259 | #N/A | #N/A | #N/A | #N/A | #N/A | #N/A | #N/A | #N/A | #N/A | #N/A | #N/A | #N/A | #N/A | #N/A | #N/A | [7 empty] | 259 | #N/A | #N/A | #N/A | #N/A | #N/A | #N/A | #N/A | #N/A | #N/A | #N/A | #N/A | #N/A | #N/A | #N/A | #N/A
[34 empty] | 260 | #N/A | #N/A | #N/A | #N/A | #N/A | #N/A | #N/A | #N/A | #N/A | #N/A | #N/A | #N/A | #N/A | #N/A | #N/A | [7 empty] | 260 | #N/A | #N/A | #N/A | #N/A | #N/A | #N/A | #N/A | #N/A | #N/A | #N/A | #N/A | #N/A | #N/A | #N/A | #N/A
[34 empty] | 260 | #N/A | #N/A | #N/A | #N/A | #N/A | #N/A | #N/A | #N/A | #N/A | #N/A | #N/A | #N/A | #N/A | #N/A | #N/A | [7 empty] | 260 | #N/A | #N/A | #N/A | #N/A | #N/A | #N/A | #N/A | #N/A | #N/A | #N/A | #N/A | #N/A | #N/A | #N/A | #N/A
[34 empty] | 261 | #N/A | #N/A | #N/A | #N/A | #N/A | #N/A | #N/A | #N/A | #N/A | #N/A | #N/A | #N/A | #N/A | #N/A | #N/A | [7 empty] | 261 | #N/A | #N/A | #N/A | #N/A | #N/A | #N/A | #N/A | #N/A | #N/A | #N/A | #N/A | #N/A | #N/A | #N/A | #N/A
[34 empty] | 261 | #N/A | #N/A | #N/A | #N/A | #N/A | #N/A | #N/A | #N/A | #N/A | #N/A | #N/A | #N/A | #N/A | #N/A | #N/A | [7 empty] | 261 | #N/A | #N/A | #N/A | #N/A | #N/A | #N/A | #N/A | #N/A | #N/A | #N/A | #N/A | #N/A | #N/A | #N/A | #N/A
[34 empty] | 262 | #N/A | #N/A | #N/A | #N/A | #N/A | #N/A | #N/A | #N/A | #N/A | #N/A | #N/A | #N/A | #N/A | #N/A | #N/A | [7 empty] | 262 | #N/A | #N/A | #N/A | #N/A | #N/A | #N/A | #N/A | #N/A | #N/A | #N/A | #N/A | #N/A | #N/A | #N/A | #N/A
[34 empty] | 262 | #N/A | #N/A | #N/A | #N/A | #N/A | #N/A | #N/A | #N/A | #N/A | #N/A | #N/A | #N/A | #N/A | #N/A | #N/A | [7 empty] | 262 | #N/A | #N/A | #N/A | #N/A | #N/A | #N/A | #N/A | #N/A | #N/A | #N/A | #N/A | #N/A | #N/A | #N/A | #N/A
[34 empty] | 263 | #N/A | #N/A | #N/A | #N/A | #N/A | #N/A | #N/A | #N/A | #N/A | #N/A | #N/A | #N/A | #N/A | #N/A | #N/A | [7 empty] | 263 | #N/A | #N/A | #N/A | #N/A | #N/A | #N/A | #N/A | #N/A | #N/A | #N/A | #N/A | #N/A | #N/A | #N/A | #N/A
[34 empty] | 263 | #N/A | #N/A | #N/A | #N/A | #N/A | #N/A | #N/A | #N/A | #N/A | #N/A | #N/A | #N/A | #N/A | #N/A | #N/A | [7 empty] | 263 | #N/A | #N/A | #N/A | #N/A | #N/A | #N/A | #N/A | #N/A | #N/A | #N/A | #N/A | #N/A | #N/A | #N/A | #N/A
[34 empty] | 264 | #N/A | #N/A | #N/A | #N/A | #N/A | #N/A | #N/A | #N/A | #N/A | #N/A | #N/A | #N/A | #N/A | #N/A | #N/A | [7 empty] | 264 | #N/A | #N/A | #N/A | #N/A | #N/A | #N/A | #N/A | #N/A | #N/A | #N/A | #N/A | #N/A | #N/A | #N/A | #N/A
[34 empty] | 264 | #N/A | #N/A | #N/A | #N/A | #N/A | #N/A | #N/A | #N/A | #N/A | #N/A | #N/A | #N/A | #N/A | #N/A | #N/A | [7 empty] | 264 | #N/A | #N/A | #N/A | #N/A | #N/A | #N/A | #N/A | #N/A | #N/A | #N/A | #N/A | #N/A | #N/A | #N/A | #N/A
[34 empty] | 265 | #N/A | #N/A | #N/A | #N/A | #N/A | #N/A | #N/A | #N/A | #N/A | #N/A | #N/A | #N/A | #N/A | #N/A | #N/A | [7 empty] | 265 | #N/A | #N/A | #N/A | #N/A | #N/A | #N/A | #N/A | #N/A | #N/A | #N/A | #N/A | #N/A | #N/A | #N/A | #N/A
[34 empty] | 265 | #N/A | #N/A | #N/A | #N/A | #N/A | #N/A | #N/A | #N/A | #N/A | #N/A | #N/A | #N/A | #N/A | #N/A | #N/A | [7 empty] | 265 | #N/A | #N/A | #N/A | #N/A | #N/A | #N/A | #N/A | #N/A | #N/A | #N/A | #N/A | #N/A | #N/A | #N/A | #N/A
[34 empty] | 266 | #N/A | #N/A | #N/A | #N/A | #N/A | #N/A | #N/A | #N/A | #N/A | #N/A | #N/A | #N/A | #N/A | #N/A | #N/A | [7 empty] | 266 | #N/A | #N/A | #N/A | #N/A | #N/A | #N/A | #N/A | #N/A | #N/A | #N/A | #N/A | #N/A | #N/A | #N/A | #N/A
[34 empty] | 266 | #N/A | #N/A | #N/A | #N/A | #N/A | #N/A | #N/A | #N/A | #N/A | #N/A | #N/A | #N/A | #N/A | #N/A | #N/A | [7 empty] | 266 | #N/A | #N/A | #N/A | #N/A | #N/A | #N/A | #N/A | #N/A | #N/A | #N/A | #N/A | #N/A | #N/A | #N/A | #N/A
[34 empty] | 267 | #N/A | #N/A | #N/A | #N/A | #N/A | #N/A | #N/A | #N/A | #N/A | #N/A | #N/A | #N/A | #N/A | #N/A | #N/A | [7 empty] | 267 | #N/A | #N/A | #N/A | #N/A | #N/A | #N/A | #N/A | #N/A | #N/A | #N/A | #N/A | #N/A | #N/A | #N/A | #N/A
[34 empty] | 267 | #N/A | #N/A | #N/A | #N/A | #N/A | #N/A | #N/A | #N/A | #N/A | #N/A | #N/A | #N/A | #N/A | #N/A | #N/A | [7 empty] | 267 | #N/A | #N/A | #N/A | #N/A | #N/A | #N/A | #N/A | #N/A | #N/A | #N/A | #N/A | #N/A | #N/A | #N/A | #N/A
[34 empty] | 268 | #N/A | #N/A | #N/A | #N/A | #N/A | #N/A | #N/A | #N/A | #N/A | #N/A | #N/A | #N/A | #N/A | #N/A | #N/A | [7 empty] | 268 | #N/A | #N/A | #N/A | #N/A | #N/A | #N/A | #N/A | #N/A | #N/A | #N/A | #N/A | #N/A | #N/A | #N/A | #N/A
[34 empty] | 268 | #N/A | #N/A | #N/A | #N/A | #N/A | #N/A | #N/A | #N/A | #N/A | #N/A | #N/A | #N/A | #N/A | #N/A | #N/A | [7 empty] | 268 | #N/A | #N/A | #N/A | #N/A | #N/A | #N/A | #N/A | #N/A | #N/A | #N/A | #N/A | #N/A | #N/A | #N/A | #N/A
[34 empty] | 269 | #N/A | #N/A | #N/A | #N/A | #N/A | #N/A | #N/A | #N/A | #N/A | #N/A | #N/A | #N/A | #N/A | #N/A | #N/A | [7 empty] | 269 | #N/A | #N/A | #N/A | #N/A | #N/A | #N/A | #N/A | #N/A | #N/A | #N/A | #N/A | #N/A | #N/A | #N/A | #N/A
[34 empty] | 269 | #N/A | #N/A | #N/A | #N/A | #N/A | #N/A | #N/A | #N/A | #N/A | #N/A | #N/A | #N/A | #N/A | #N/A | #N/A | [7 empty] | 269 | #N/A | #N/A | #N/A | #N/A | #N/A | #N/A | #N/A | #N/A | #N/A | #N/A | #N/A | #N/A | #N/A | #N/A | #N/A
[34 empty] | 270 | #N/A | #N/A | #N/A | #N/A | #N/A | #N/A | #N/A | #N/A | #N/A | #N/A | #N/A | #N/A | #N/A | #N/A | #N/A | [7 empty] | 270 | #N/A | #N/A | #N/A | #N/A | #N/A | #N/A | #N/A | #N/A | #N/A | #N/A | #N/A | #N/A | #N/A | #N/A | #N/A
[34 empty] | 270 | #N/A | #N/A | #N/A | #N/A | #N/A | #N/A | #N/A | #N/A | #N/A | #N/A | #N/A | #N/A | #N/A | #N/A | #N/A | [7 empty] | 270 | #N/A | #N/A | #N/A | #N/A | #N/A | #N/A | #N/A | #N/A | #N/A | #N/A | #N/A | #N/A | #N/A | #N/A | #N/A
[34 empty] | 271 | #N/A | #N/A | #N/A | #N/A | #N/A | #N/A | #N/A | #N/A | #N/A | #N/A | #N/A | #N/A | #N/A | #N/A | #N/A | [7 empty] | 271 | #N/A | #N/A | #N/A | #N/A | #N/A | #N/A | #N/A | #N/A | #N/A | #N/A | #N/A | #N/A | #N/A | #N/A | #N/A
[34 empty] | 271 | #N/A | #N/A | #N/A | #N/A | #N/A | #N/A | #N/A | #N/A | #N/A | #N/A | #N/A | #N/A | #N/A | #N/A | #N/A | [7 empty] | 271 | #N/A | #N/A | #N/A | #N/A | #N/A | #N/A | #N/A | #N/A | #N/A | #N/A | #N/A | #N/A | #N/A | #N/A | #N/A
[34 empty] | 272 | #N/A | #N/A | #N/A | #N/A | #N/A | #N/A | #N/A | #N/A | #N/A | #N/A | #N/A | #N/A | #N/A | #N/A | #N/A | [7 empty] | 272 | #N/A | #N/A | #N/A | #N/A | #N/A | #N/A | #N/A | #N/A | #N/A | #N/A | #N/A | #N/A | #N/A | #N/A | #N/A
[34 empty] | 272 | #N/A | #N/A | #N/A | #N/A | #N/A | #N/A | #N/A | #N/A | #N/A | #N/A | #N/A | #N/A | #N/A | #N/A | #N/A | [7 empty] | 272 | #N/A | #N/A | #N/A | #N/A | #N/A | #N/A | #N/A | #N/A | #N/A | #N/A | #N/A | #N/A | #N/A | #N/A | #N/A
[34 empty] | 273 | #N/A | #N/A | #N/A | #N/A | #N/A | #N/A | #N/A | #N/A | #N/A | #N/A | #N/A | #N/A | #N/A | #N/A | #N/A | [7 empty] | 273 | #N/A | #N/A | #N/A | #N/A | #N/A | #N/A | #N/A | #N/A | #N/A | #N/A | #N/A | #N/A | #N/A | #N/A | #N/A
[34 empty] | 273 | #N/A | #N/A | #N/A | #N/A | #N/A | #N/A | #N/A | #N/A | #N/A | #N/A | #N/A | #N/A | #N/A | #N/A | #N/A | [7 empty] | 273 | #N/A | #N/A | #N/A | #N/A | #N/A | #N/A | #N/A | #N/A | #N/A | #N/A | #N/A | #N/A | #N/A | #N/A | #N/A
[34 empty] | 274 | #N/A | #N/A | #N/A | #N/A | #N/A | #N/A | #N/A | #N/A | #N/A | #N/A | #N/A | #N/A | #N/A | #N/A | #N/A | [7 empty] | 274 | #N/A | #N/A | #N/A | #N/A | #N/A | #N/A | #N/A | #N/A | #N/A | #N/A | #N/A | #N/A | #N/A | #N/A | #N/A
[34 empty] | 274 | #N/A | #N/A | #N/A | #N/A | #N/A | #N/A | #N/A | #N/A | #N/A | #N/A | #N/A | #N/A | #N/A | #N/A | #N/A | [7 empty] | 274 | #N/A | #N/A | #N/A | #N/A | #N/A | #N/A | #N/A | #N/A | #N/A | #N/A | #N/A | #N/A | #N/A | #N/A | #N/A
[34 empty] | 275 | #N/A | #N/A | #N/A | #N/A | #N/A | #N/A | #N/A | #N/A | #N/A | #N/A | #N/A | #N/A | #N/A | #N/A | #N/A | [7 empty] | 275 | #N/A | #N/A | #N/A | #N/A | #N/A | #N/A | #N/A | #N/A | #N/A | #N/A | #N/A | #N/A | #N/A | #N/A | #N/A
[34 empty] | 275 | #N/A | #N/A | #N/A | #N/A | #N/A | #N/A | #N/A | #N/A | #N/A | #N/A | #N/A | #N/A | #N/A | #N/A | #N/A | [7 empty] | 275 | #N/A | #N/A | #N/A | #N/A | #N/A | #N/A | #N/A | #N/A | #N/A | #N/A | #N/A | #N/A | #N/A | #N/A | #N/A
[34 empty] | 276 | #N/A | #N/A | #N/A | #N/A | #N/A | #N/A | #N/A | #N/A | #N/A | #N/A | #N/A | #N/A | #N/A | #N/A | #N/A | [7 empty] | 276 | #N/A | #N/A | #N/A | #N/A | #N/A | #N/A | #N/A | #N/A | #N/A | #N/A | #N/A | #N/A | #N/A | #N/A | #N/A
[34 empty] | 276 | #N/A | #N/A | #N/A | #N/A | #N/A | #N/A | #N/A | #N/A | #N/A | #N/A | #N/A | #N/A | #N/A | #N/A | #N/A | [7 empty] | 276 | #N/A | #N/A | #N/A | #N/A | #N/A | #N/A | #N/A | #N/A | #N/A | #N/A | #N/A | #N/A | #N/A | #N/A | #N/A
[34 empty] | 277 | #N/A | #N/A | #N/A | #N/A | #N/A | #N/A | #N/A | #N/A | #N/A | #N/A | #N/A | #N/A | #N/A | #N/A | #N/A | [7 empty] | 277 | #N/A | #N/A | #N/A | #N/A | #N/A | #N/A | #N/A | #N/A | #N/A | #N/A | #N/A | #N/A | #N/A | #N/A | #N/A
[34 empty] | 277 | #N/A | #N/A | #N/A | #N/A | #N/A | #N/A | #N/A | #N/A | #N/A | #N/A | #N/A | #N/A | #N/A | #N/A | #N/A | [7 empty] | 277 | #N/A | #N/A | #N/A | #N/A | #N/A | #N/A | #N/A | #N/A | #N/A | #N/A | #N/A | #N/A | #N/A | #N/A | #N/A
[34 empty] | 278 | #N/A | #N/A | #N/A | #N/A | #N/A | #N/A | #N/A | #N/A | #N/A | #N/A | #N/A | #N/A | #N/A | #N/A | #N/A | [7 empty] | 278 | #N/A | #N/A | #N/A | #N/A | #N/A | #N/A | #N/A | #N/A | #N/A | #N/A | #N/A | #N/A | #N/A | #N/A | #N/A
[34 empty] | 278 | #N/A | #N/A | #N/A | #N/A | #N/A | #N/A | #N/A | #N/A | #N/A | #N/A | #N/A | #N/A | #N/A | #N/A | #N/A | [7 empty] | 278 | #N/A | #N/A | #N/A | #N/A | #N/A | #N/A | #N/A | #N/A | #N/A | #N/A | #N/A | #N/A | #N/A | #N/A | #N/A
[34 empty] | 279 | #N/A | #N/A | #N/A | #N/A | #N/A | #N/A | #N/A | #N/A | #N/A | #N/A | #N/A | #N/A | #N/A | #N/A | #N/A | [7 empty] | 279 | #N/A | #N/A | #N/A | #N/A | #N/A | #N/A | #N/A | #N/A | #N/A | #N/A | #N/A | #N/A | #N/A | #N/A | #N/A
[34 empty] | 279 | #N/A | #N/A | #N/A | #N/A | #N/A | #N/A | #N/A | #N/A | #N/A | #N/A | #N/A | #N/A | #N/A | #N/A | #N/A | [7 empty] | 279 | #N/A | #N/A | #N/A | #N/A | #N/A | #N/A | #N/A | #N/A | #N/A | #N/A | #N/A | #N/A | #N/A | #N/A | #N/A
[34 empty] | 280 | #N/A | #N/A | #N/A | #N/A | #N/A | #N/A | #N/A | #N/A | #N/A | #N/A | #N/A | #N/A | #N/A | #N/A | #N/A | [7 empty] | 280 | #N/A | #N/A | #N/A | #N/A | #N/A | #N/A | #N/A | #N/A | #N/A | #N/A | #N/A | #N/A | #N/A | #N/A | #N/A
[34 empty] | 280 | #N/A | #N/A | #N/A | #N/A | #N/A | #N/A | #N/A | #N/A | #N/A | #N/A | #N/A | #N/A | #N/A | #N/A | #N/A | [7 empty] | 280 | #N/A | #N/A | #N/A | #N/A | #N/A | #N/A | #N/A | #N/A | #N/A | #N/A | #N/A | #N/A | #N/A | #N/A | #N/A
[34 empty] | 281 | #N/A | #N/A | #N/A | #N/A | #N/A | #N/A | #N/A | #N/A | #N/A | #N/A | #N/A | #N/A | #N/A | #N/A | #N/A | [7 empty] | 281 | #N/A | #N/A | #N/A | #N/A | #N/A | #N/A | #N/A | #N/A | #N/A | #N/A | #N/A | #N/A | #N/A | #N/A | #N/A
[34 empty] | 281 | #N/A | #N/A | #N/A | #N/A | #N/A | #N/A | #N/A | #N/A | #N/A | #N/A | #N/A | #N/A | #N/A | #N/A | #N/A | [7 empty] | 281 | #N/A | #N/A | #N/A | #N/A | #N/A | #N/A | #N/A | #N/A | #N/A | #N/A | #N/A | #N/A | #N/A | #N/A | #N/A
[34 empty] | 282 | #N/A | #N/A | #N/A | #N/A | #N/A | #N/A | #N/A | #N/A | #N/A | #N/A | #N/A | #N/A | #N/A | #N/A | #N/A | [7 empty] | 282 | #N/A | #N/A | #N/A | #N/A | #N/A | #N/A | #N/A | #N/A | #N/A | #N/A | #N/A | #N/A | #N/A | #N/A | #N/A
[34 empty] | 282 | #N/A | #N/A | #N/A | #N/A | #N/A | #N/A | #N/A | #N/A | #N/A | #N/A | #N/A | #N/A | #N/A | #N/A | #N/A | [7 empty] | 282 | #N/A | #N/A | #N/A | #N/A | #N/A | #N/A | #N/A | #N/A | #N/A | #N/A | #N/A | #N/A | #N/A | #N/A | #N/A
[34 empty] | 283 | #N/A | #N/A | #N/A | #N/A | #N/A | #N/A | #N/A | #N/A | #N/A | #N/A | #N/A | #N/A | #N/A | #N/A | #N/A | [7 empty] | 283 | #N/A | #N/A | #N/A | #N/A | #N/A | #N/A | #N/A | #N/A | #N/A | #N/A | #N/A | #N/A | #N/A | #N/A | #N/A
[34 empty] | 283 | #N/A | #N/A | #N/A | #N/A | #N/A | #N/A | #N/A | #N/A | #N/A | #N/A | #N/A | #N/A | #N/A | #N/A | #N/A | [7 empty] | 283 | #N/A | #N/A | #N/A | #N/A | #N/A | #N/A | #N/A | #N/A | #N/A | #N/A | #N/A | #N/A | #N/A | #N/A | #N/A
[34 empty] | 284 | #N/A | #N/A | #N/A | #N/A | #N/A | #N/A | #N/A | #N/A | #N/A | #N/A | #N/A | #N/A | #N/A | #N/A | #N/A | [7 empty] | 284 | #N/A | #N/A | #N/A | #N/A | #N/A | #N/A | #N/A | #N/A | #N/A | #N/A | #N/A | #N/A | #N/A | #N/A | #N/A
[34 empty] | 284 | #N/A | #N/A | #N/A | #N/A | #N/A | #N/A | #N/A | #N/A | #N/A | #N/A | #N/A | #N/A | #N/A | #N/A | #N/A | [7 empty] | 284 | #N/A | #N/A | #N/A | #N/A | #N/A | #N/A | #N/A | #N/A | #N/A | #N/A | #N/A | #N/A | #N/A | #N/A | #N/A
[34 empty] | 285 | #N/A | #N/A | #N/A | #N/A | #N/A | #N/A | #N/A | #N/A | #N/A | #N/A | #N/A | #N/A | #N/A | #N/A | #N/A | [7 empty] | 285 | #N/A | #N/A | #N/A | #N/A | #N/A | #N/A | #N/A | #N/A | #N/A | #N/A | #N/A | #N/A | #N/A | #N/A | #N/A
[34 empty] | 285 | #N/A | #N/A | #N/A | #N/A | #N/A | #N/A | #N/A | #N/A | #N/A | #N/A | #N/A | #N/A | #N/A | #N/A | #N/A | [7 empty] | 285 | #N/A | #N/A | #N/A | #N/A | #N/A | #N/A | #N/A | #N/A | #N/A | #N/A | #N/A | #N/A | #N/A | #N/A | #N/A
[34 empty] | 286 | #N/A | #N/A | #N/A | #N/A | #N/A | #N/A | #N/A | #N/A | #N/A | #N/A | #N/A | #N/A | #N/A | #N/A | #N/A | [7 empty] | 286 | #N/A | #N/A | #N/A | #N/A | #N/A | #N/A | #N/A | #N/A | #N/A | #N/A | #N/A | #N/A | #N/A | #N/A | #N/A
[34 empty] | 286 | #N/A | #N/A | #N/A | #N/A | #N/A | #N/A | #N/A | #N/A | #N/A | #N/A | #N/A | #N/A | #N/A | #N/A | #N/A | [7 empty] | 286 | #N/A | #N/A | #N/A | #N/A | #N/A | #N/A | #N/A | #N/A | #N/A | #N/A | #N/A | #N/A | #N/A | #N/A | #N/A
[34 empty] | 287 | #N/A | #N/A | #N/A | #N/A | #N/A | #N/A | #N/A | #N/A | #N/A | #N/A | #N/A | #N/A | #N/A | #N/A | #N/A | [7 empty] | 287 | #N/A | #N/A | #N/A | #N/A | #N/A | #N/A | #N/A | #N/A | #N/A | #N/A | #N/A | #N/A | #N/A | #N/A | #N/A
[34 empty] | 287 | #N/A | #N/A | #N/A | #N/A | #N/A | #N/A | #N/A | #N/A | #N/A | #N/A | #N/A | #N/A | #N/A | #N/A | #N/A | [7 empty] | 287 | #N/A | #N/A | #N/A | #N/A | #N/A | #N/A | #N/A | #N/A | #N/A | #N/A | #N/A | #N/A | #N/A | #N/A | #N/A
[34 empty] | 288 | #N/A | #N/A | #N/A | #N/A | #N/A | #N/A | #N/A | #N/A | #N/A | #N/A | #N/A | #N/A | #N/A | #N/A | #N/A | [7 empty] | 288 | #N/A | #N/A | #N/A | #N/A | #N/A | #N/A | #N/A | #N/A | #N/A | #N/A | #N/A | #N/A | #N/A | #N/A | #N/A
[34 empty] | 288 | #N/A | #N/A | #N/A | #N/A | #N/A | #N/A | #N/A | #N/A | #N/A | #N/A | #N/A | #N/A | #N/A | #N/A | #N/A | [7 empty] | 288 | #N/A | #N/A | #N/A | #N/A | #N/A | #N/A | #N/A | #N/A | #N/A | #N/A | #N/A | #N/A | #N/A | #N/A | #N/A
[34 empty] | 289 | #N/A | #N/A | #N/A | #N/A | #N/A | #N/A | #N/A | #N/A | #N/A | #N/A | #N/A | #N/A | #N/A | #N/A | #N/A | [7 empty] | 289 | #N/A | #N/A | #N/A | #N/A | #N/A | #N/A | #N/A | #N/A | #N/A | #N/A | #N/A | #N/A | #N/A | #N/A | #N/A
[34 empty] | 289 | #N/A | #N/A | #N/A | #N/A | #N/A | #N/A | #N/A | #N/A | #N/A | #N/A | #N/A | #N/A | #N/A | #N/A | #N/A | [7 empty] | 289 | #N/A | #N/A | #N/A | #N/A | #N/A | #N/A | #N/A | #N/A | #N/A | #N/A | #N/A | #N/A | #N/A | #N/A | #N/A
[34 empty] | 290 | #N/A | #N/A | #N/A | #N/A | #N/A | #N/A | #N/A | #N/A | #N/A | #N/A | #N/A | #N/A | #N/A | #N/A | #N/A | [7 empty] | 290 | #N/A | #N/A | #N/A | #N/A | #N/A | #N/A | #N/A | #N/A | #N/A | #N/A | #N/A | #N/A | #N/A | #N/A | #N/A
[34 empty] | 290 | #N/A | #N/A | #N/A | #N/A | #N/A | #N/A | #N/A | #N/A | #N/A | #N/A | #N/A | #N/A | #N/A | #N/A | #N/A | [7 empty] | 290 | #N/A | #N/A | #N/A | #N/A | #N/A | #N/A | #N/A | #N/A | #N/A | #N/A | #N/A | #N/A | #N/A | #N/A | #N/A
[34 empty] | 291 | #N/A | #N/A | #N/A | #N/A | #N/A | #N/A | #N/A | #N/A | #N/A | #N/A | #N/A | #N/A | #N/A | #N/A | #N/A | [7 empty] | 291 | #N/A | #N/A | #N/A | #N/A | #N/A | #N/A | #N/A | #N/A | #N/A | #N/A | #N/A | #N/A | #N/A | #N/A | #N/A
[34 empty] | 291 | #N/A | #N/A | #N/A | #N/A | #N/A | #N/A | #N/A | #N/A | #N/A | #N/A | #N/A | #N/A | #N/A | #N/A | #N/A | [7 empty] | 291 | #N/A | #N/A | #N/A | #N/A | #N/A | #N/A | #N/A | #N/A | #N/A | #N/A | #N/A | #N/A | #N/A | #N/A | #N/A
[34 empty] | 292 | #N/A | #N/A | #N/A | #N/A | #N/A | #N/A | #N/A | #N/A | #N/A | #N/A | #N/A | #N/A | #N/A | #N/A | #N/A | [7 empty] | 292 | #N/A | #N/A | #N/A | #N/A | #N/A | #N/A | #N/A | #N/A | #N/A | #N/A | #N/A | #N/A | #N/A | #N/A | #N/A
[34 empty] | 292 | #N/A | #N/A | #N/A | #N/A | #N/A | #N/A | #N/A | #N/A | #N/A | #N/A | #N/A | #N/A | #N/A | #N/A | #N/A | [7 empty] | 292 | #N/A | #N/A | #N/A | #N/A | #N/A | #N/A | #N/A | #N/A | #N/A | #N/A | #N/A | #N/A | #N/A | #N/A | #N/A
[34 empty] | 293 | #N/A | #N/A | #N/A | #N/A | #N/A | #N/A | #N/A | #N/A | #N/A | #N/A | #N/A | #N/A | #N/A | #N/A | #N/A | [7 empty] | 293 | #N/A | #N/A | #N/A | #N/A | #N/A | #N/A | #N/A | #N/A | #N/A | #N/A | #N/A | #N/A | #N/A | #N/A | #N/A
[34 empty] | 293 | #N/A | #N/A | #N/A | #N/A | #N/A | #N/A | #N/A | #N/A | #N/A | #N/A | #N/A | #N/A | #N/A | #N/A | #N/A | [7 empty] | 293 | #N/A | #N/A | #N/A | #N/A | #N/A | #N/A | #N/A | #N/A | #N/A | #N/A | #N/A | #N/A | #N/A | #N/A | #N/A
[34 empty] | 294 | #N/A | #N/A | #N/A | #N/A | #N/A | #N/A | #N/A | #N/A | #N/A | #N/A | #N/A | #N/A | #N/A | #N/A | #N/A | [7 empty] | 294 | #N/A | #N/A | #N/A | #N/A | #N/A | #N/A | #N/A | #N/A | #N/A | #N/A | #N/A | #N/A | #N/A | #N/A | #N/A
[34 empty] | 294 | #N/A | #N/A | #N/A | #N/A | #N/A | #N/A | #N/A | #N/A | #N/A | #N/A | #N/A | #N/A | #N/A | #N/A | #N/A | [7 empty] | 294 | #N/A | #N/A | #N/A | #N/A | #N/A | #N/A | #N/A | #N/A | #N/A | #N/A | #N/A | #N/A | #N/A | #N/A | #N/A
[34 empty] | 295 | #N/A | #N/A | #N/A | #N/A | #N/A | #N/A | #N/A | #N/A | #N/A | #N/A | #N/A | #N/A | #N/A | #N/A | #N/A | [7 empty] | 295 | #N/A | #N/A | #N/A | #N/A | #N/A | #N/A | #N/A | #N/A | #N/A | #N/A | #N/A | #N/A | #N/A | #N/A | #N/A
[34 empty] | 295 | #N/A | #N/A | #N/A | #N/A | #N/A | #N/A | #N/A | #N/A | #N/A | #N/A | #N/A | #N/A | #N/A | #N/A | #N/A | [7 empty] | 295 | #N/A | #N/A | #N/A | #N/A | #N/A | #N/A | #N/A | #N/A | #N/A | #N/A | #N/A | #N/A | #N/A | #N/A | #N/A
[34 empty] | 296 | #N/A | #N/A | #N/A | #N/A | #N/A | #N/A | #N/A | #N/A | #N/A | #N/A | #N/A | #N/A | #N/A | #N/A | #N/A | [7 empty] | 296 | #N/A | #N/A | #N/A | #N/A | #N/A | #N/A | #N/A | #N/A | #N/A | #N/A | #N/A | #N/A | #N/A | #N/A | #N/A
[34 empty] | 296 | #N/A | #N/A | #N/A | #N/A | #N/A | #N/A | #N/A | #N/A | #N/A | #N/A | #N/A | #N/A | #N/A | #N/A | #N/A | [7 empty] | 296 | #N/A | #N/A | #N/A | #N/A | #N/A | #N/A | #N/A | #N/A | #N/A | #N/A | #N/A | #N/A | #N/A | #N/A | #N/A
[34 empty] | 297 | #N/A | #N/A | #N/A | #N/A | #N/A | #N/A | #N/A | #N/A | #N/A | #N/A | #N/A | #N/A | #N/A | #N/A | #N/A | [7 empty] | 297 | #N/A | #N/A | #N/A | #N/A | #N/A | #N/A | #N/A | #N/A | #N/A | #N/A | #N/A | #N/A | #N/A | #N/A | #N/A
[34 empty] | 297 | #N/A | #N/A | #N/A | #N/A | #N/A | #N/A | #N/A | #N/A | #N/A | #N/A | #N/A | #N/A | #N/A | #N/A | #N/A | [7 empty] | 297 | #N/A | #N/A | #N/A | #N/A | #N/A | #N/A | #N/A | #N/A | #N/A | #N/A | #N/A | #N/A | #N/A | #N/A | #N/A
[34 empty] | 298 | #N/A | #N/A | #N/A | #N/A | #N/A | #N/A | #N/A | #N/A | #N/A | #N/A | #N/A | #N/A | #N/A | #N/A | #N/A | [7 empty] | 298 | #N/A | #N/A | #N/A | #N/A | #N/A | #N/A | #N/A | #N/A | #N/A | #N/A | #N/A | #N/A | #N/A | #N/A | #N/A
[34 empty] | 298 | #N/A | #N/A | #N/A | #N/A | #N/A | #N/A | #N/A | #N/A | #N/A | #N/A | #N/A | #N/A | #N/A | #N/A | #N/A | [7 empty] | 298 | #N/A | #N/A | #N/A | #N/A | #N/A | #N/A | #N/A | #N/A | #N/A | #N/A | #N/A | #N/A | #N/A | #N/A | #N/A
[34 empty] | 299 | #N/A | #N/A | #N/A | #N/A | #N/A | #N/A | #N/A | #N/A | #N/A | #N/A | #N/A | #N/A | #N/A | #N/A | #N/A | [7 empty] | 299 | #N/A | #N/A | #N/A | #N/A | #N/A | #N/A | #N/A | #N/A | #N/A | #N/A | #N/A | #N/A | #N/A | #N/A | #N/A
[34 empty] | 299 | #N/A | #N/A | #N/A | #N/A | #N/A | #N/A | #N/A | #N/A | #N/A | #N/A | #N/A | #N/A | #N/A | #N/A | #N/A | [7 empty] | 299 | #N/A | #N/A | #N/A | #N/A | #N/A | #N/A | #N/A | #N/A | #N/A | #N/A | #N/A | #N/A | #N/A | #N/A | #N/A
[34 empty] | 300 | #N/A | #N/A | #N/A | #N/A | #N/A | #N/A | #N/A | #N/A | #N/A | #N/A | #N/A | #N/A | #N/A | #N/A | #N/A | [7 empty] | 300 | #N/A | #N/A | #N/A | #N/A | #N/A | #N/A | #N/A | #N/A | #N/A | #N/A | #N/A | #N/A | #N/A | #N/A | #N/A
[34 empty] | 300 | #N/A | #N/A | #N/A | #N/A | #N/A | #N/A | #N/A | #N/A | #N/A | #N/A | #N/A | #N/A | #N/A | #N/A | #N/A | [7 empty] | 300 | #N/A | #N/A | #N/A | #N/A | #N/A | #N/A | #N/A | #N/A | #N/A | #N/A | #N/A | #N/A | #N/A | #N/A | #N/A
[34 empty] | 301 | #N/A | #N/A | #N/A | #N/A | #N/A | #N/A | #N/A | #N/A | #N/A | #N/A | #N/A | #N/A | #N/A | #N/A | #N/A | [7 empty] | 301 | #N/A | #N/A | #N/A | #N/A | #N/A | #N/A | #N/A | #N/A | #N/A | #N/A | #N/A | #N/A | #N/A | #N/A | #N/A
[34 empty] | 301 | #N/A | #N/A | #N/A | #N/A | #N/A | #N/A | #N/A | #N/A | #N/A | #N/A | #N/A | #N/A | #N/A | #N/A | #N/A | [7 empty] | 301 | #N/A | #N/A | #N/A | #N/A | #N/A | #N/A | #N/A | #N/A | #N/A | #N/A | #N/A | #N/A | #N/A | #N/A | #N/A
[34 empty] | 302 | #N/A | #N/A | #N/A | #N/A | #N/A | #N/A | #N/A | #N/A | #N/A | #N/A | #N/A | #N/A | #N/A | #N/A | #N/A | [7 empty] | 302 | #N/A | #N/A | #N/A | #N/A | #N/A | #N/A | #N/A | #N/A | #N/A | #N/A | #N/A | #N/A | #N/A | #N/A | #N/A
[34 empty] | 302 | #N/A | #N/A | #N/A | #N/A | #N/A | #N/A | #N/A | #N/A | #N/A | #N/A | #N/A | #N/A | #N/A | #N/A | #N/A | [7 empty] | 302 | #N/A | #N/A | #N/A | #N/A | #N/A | #N/A | #N/A | #N/A | #N/A | #N/A | #N/A | #N/A | #N/A | #N/A | #N/A
[34 empty] | 303 | #N/A | #N/A | #N/A | #N/A | #N/A | #N/A | #N/A | #N/A | #N/A | #N/A | #N/A | #N/A | #N/A | #N/A | #N/A | [7 empty] | 303 | #N/A | #N/A | #N/A | #N/A | #N/A | #N/A | #N/A | #N/A | #N/A | #N/A | #N/A | #N/A | #N/A | #N/A | #N/A
[34 empty] | 303 | #N/A | #N/A | #N/A | #N/A | #N/A | #N/A | #N/A | #N/A | #N/A | #N/A | #N/A | #N/A | #N/A | #N/A | #N/A | [7 empty] | 303 | #N/A | #N/A | #N/A | #N/A | #N/A | #N/A | #N/A | #N/A | #N/A | #N/A | #N/A | #N/A | #N/A | #N/A | #N/A
[34 empty] | 304 | #N/A | #N/A | #N/A | #N/A | #N/A | #N/A | #N/A | #N/A | #N/A | #N/A | #N/A | #N/A | #N/A | #N/A | #N/A | [7 empty] | 304 | #N/A | #N/A | #N/A | #N/A | #N/A | #N/A | #N/A | #N/A | #N/A | #N/A | #N/A | #N/A | #N/A | #N/A | #N/A
[34 empty] | 304 | #N/A | #N/A | #N/A | #N/A | #N/A | #N/A | #N/A | #N/A | #N/A | #N/A | #N/A | #N/A | #N/A | #N/A | #N/A | [7 empty] | 304 | #N/A | #N/A | #N/A | #N/A | #N/A | #N/A | #N/A | #N/A | #N/A | #N/A | #N/A | #N/A | #N/A | #N/A | #N/A
[34 empty] | 305 | #N/A | #N/A | #N/A | #N/A | #N/A | #N/A | #N/A | #N/A | #N/A | #N/A | #N/A | #N/A | #N/A | #N/A | #N/A | [7 empty] | 305 | #N/A | #N/A | #N/A | #N/A | #N/A | #N/A | #N/A | #N/A | #N/A | #N/A | #N/A | #N/A | #N/A | #N/A | #N/A
[34 empty] | 305 | #N/A | #N/A | #N/A | #N/A | #N/A | #N/A | #N/A | #N/A | #N/A | #N/A | #N/A | #N/A | #N/A | #N/A | #N/A | [7 empty] | 305 | #N/A | #N/A | #N/A | #N/A | #N/A | #N/A | #N/A | #N/A | #N/A | #N/A | #N/A | #N/A | #N/A | #N/A | #N/A
[34 empty] | 306 | #N/A | #N/A | #N/A | #N/A | #N/A | #N/A | #N/A | #N/A | #N/A | #N/A | #N/A | #N/A | #N/A | #N/A | #N/A | [7 empty] | 306 | #N/A | #N/A | #N/A | #N/A | #N/A | #N/A | #N/A | #N/A | #N/A | #N/A | #N/A | #N/A | #N/A | #N/A | #N/A
[34 empty] | 306 | #N/A | #N/A | #N/A | #N/A | #N/A | #N/A | #N/A | #N/A | #N/A | #N/A | #N/A | #N/A | #N/A | #N/A | #N/A | [7 empty] | 306 | #N/A | #N/A | #N/A | #N/A | #N/A | #N/A | #N/A | #N/A | #N/A | #N/A | #N/A | #N/A | #N/A | #N/A | #N/A
[34 empty] | 307 | #N/A | #N/A | #N/A | #N/A | #N/A | #N/A | #N/A | #N/A | #N/A | #N/A | #N/A | #N/A | #N/A | #N/A | #N/A | [7 empty] | 307 | #N/A | #N/A | #N/A | #N/A | #N/A | #N/A | #N/A | #N/A | #N/A | #N/A | #N/A | #N/A | #N/A | #N/A | #N/A
[34 empty] | 307 | #N/A | #N/A | #N/A | #N/A | #N/A | #N/A | #N/A | #N/A | #N/A | #N/A | #N/A | #N/A | #N/A | #N/A | #N/A | [7 empty] | 307 | #N/A | #N/A | #N/A | #N/A | #N/A | #N/A | #N/A | #N/A | #N/A | #N/A | #N/A | #N/A | #N/A | #N/A | #N/A
[34 empty] | 308 | #N/A | #N/A | #N/A | #N/A | #N/A | #N/A | #N/A | #N/A | #N/A | #N/A | #N/A | #N/A | #N/A | #N/A | #N/A | [7 empty] | 308 | #N/A | #N/A | #N/A | #N/A | #N/A | #N/A | #N/A | #N/A | #N/A | #N/A | #N/A | #N/A | #N/A | #N/A | #N/A
[34 empty] | 308 | #N/A | #N/A | #N/A | #N/A | #N/A | #N/A | #N/A | #N/A | #N/A | #N/A | #N/A | #N/A | #N/A | #N/A | #N/A | [7 empty] | 308 | #N/A | #N/A | #N/A | #N/A | #N/A | #N/A | #N/A | #N/A | #N/A | #N/A | #N/A | #N/A | #N/A | #N/A | #N/A
[34 empty] | 309 | #N/A | #N/A | #N/A | #N/A | #N/A | #N/A | #N/A | #N/A | #N/A | #N/A | #N/A | #N/A | #N/A | #N/A | #N/A | [7 empty] | 309 | #N/A | #N/A | #N/A | #N/A | #N/A | #N/A | #N/A | #N/A | #N/A | #N/A | #N/A | #N/A | #N/A | #N/A | #N/A
[34 empty] | 309 | #N/A | #N/A | #N/A | #N/A | #N/A | #N/A | #N/A | #N/A | #N/A | #N/A | #N/A | #N/A | #N/A | #N/A | #N/A | [7 empty] | 309 | #N/A | #N/A | #N/A | #N/A | #N/A | #N/A | #N/A | #N/A | #N/A | #N/A | #N/A | #N/A | #N/A | #N/A | #N/A
[34 empty] | 310 | #N/A | #N/A | #N/A | #N/A | #N/A | #N/A | #N/A | #N/A | #N/A | #N/A | #N/A | #N/A | #N/A | #N/A | #N/A | [7 empty] | 310 | #N/A | #N/A | #N/A | #N/A | #N/A | #N/A | #N/A | #N/A | #N/A | #N/A | #N/A | #N/A | #N/A | #N/A | #N/A
[34 empty] | 310 | #N/A | #N/A | #N/A | #N/A | #N/A | #N/A | #N/A | #N/A | #N/A | #N/A | #N/A | #N/A | #N/A | #N/A | #N/A | [7 empty] | 310 | #N/A | #N/A | #N/A | #N/A | #N/A | #N/A | #N/A | #N/A | #N/A | #N/A | #N/A | #N/A | #N/A | #N/A | #N/A
[34 empty] | 311 | #N/A | #N/A | #N/A | #N/A | #N/A | #N/A | #N/A | #N/A | #N/A | #N/A | #N/A | #N/A | #N/A | #N/A | #N/A | [7 empty] | 311 | #N/A | #N/A | #N/A | #N/A | #N/A | #N/A | #N/A | #N/A | #N/A | #N/A | #N/A | #N/A | #N/A | #N/A | #N/A
[34 empty] | 311 | #N/A | #N/A | #N/A | #N/A | #N/A | #N/A | #N/A | #N/A | #N/A | #N/A | #N/A | #N/A | #N/A | #N/A | #N/A | [7 empty] | 311 | #N/A | #N/A | #N/A | #N/A | #N/A | #N/A | #N/A | #N/A | #N/A | #N/A | #N/A | #N/A | #N/A | #N/A | #N/A
[34 empty] | 312 | #N/A | #N/A | #N/A | #N/A | #N/A | #N/A | #N/A | #N/A | #N/A | #N/A | #N/A | #N/A | #N/A | #N/A | #N/A | [7 empty] | 312 | #N/A | #N/A | #N/A | #N/A | #N/A | #N/A | #N/A | #N/A | #N/A | #N/A | #N/A | #N/A | #N/A | #N/A | #N/A
[34 empty] | 312 | #N/A | #N/A | #N/A | #N/A | #N/A | #N/A | #N/A | #N/A | #N/A | #N/A | #N/A | #N/A | #N/A | #N/A | #N/A | [7 empty] | 312 | #N/A | #N/A | #N/A | #N/A | #N/A | #N/A | #N/A | #N/A | #N/A | #N/A | #N/A | #N/A | #N/A | #N/A | #N/A
[34 empty] | 313 | #N/A | #N/A | #N/A | #N/A | #N/A | #N/A | #N/A | #N/A | #N/A | #N/A | #N/A | #N/A | #N/A | #N/A | #N/A | [7 empty] | 313 | #N/A | #N/A | #N/A | #N/A | #N/A | #N/A | #N/A | #N/A | #N/A | #N/A | #N/A | #N/A | #N/A | #N/A | #N/A
[34 empty] | 313 | #N/A | #N/A | #N/A | #N/A | #N/A | #N/A | #N/A | #N/A | #N/A | #N/A | #N/A | #N/A | #N/A | #N/A | #N/A | [7 empty] | 313 | #N/A | #N/A | #N/A | #N/A | #N/A | #N/A | #N/A | #N/A | #N/A | #N/A | #N/A | #N/A | #N/A | #N/A | #N/A
[34 empty] | 314 | #N/A | #N/A | #N/A | #N/A | #N/A | #N/A | #N/A | #N/A | #N/A | #N/A | #N/A | #N/A | #N/A | #N/A | #N/A | [7 empty] | 314 | #N/A | #N/A | #N/A | #N/A | #N/A | #N/A | #N/A | #N/A | #N/A | #N/A | #N/A | #N/A | #N/A | #N/A | #N/A
[34 empty] | 314 | #N/A | #N/A | #N/A | #N/A | #N/A | #N/A | #N/A | #N/A | #N/A | #N/A | #N/A | #N/A | #N/A | #N/A | #N/A | [7 empty] | 314 | #N/A | #N/A | #N/A | #N/A | #N/A | #N/A | #N/A | #N/A | #N/A | #N/A | #N/A | #N/A | #N/A | #N/A | #N/A
[34 empty] | 315 | #N/A | #N/A | #N/A | #N/A | #N/A | #N/A | #N/A | #N/A | #N/A | #N/A | #N/A | #N/A | #N/A | #N/A | #N/A | [7 empty] | 315 | #N/A | #N/A | #N/A | #N/A | #N/A | #N/A | #N/A | #N/A | #N/A | #N/A | #N/A | #N/A | #N/A | #N/A | #N/A
[34 empty] | 315 | #N/A | #N/A | #N/A | #N/A | #N/A | #N/A | #N/A | #N/A | #N/A | #N/A | #N/A | #N/A | #N/A | #N/A | #N/A | [7 empty] | 315 | #N/A | #N/A | #N/A | #N/A | #N/A | #N/A | #N/A | #N/A | #N/A | #N/A | #N/A | #N/A | #N/A | #N/A | #N/A
[34 empty] | 316 | #N/A | #N/A | #N/A | #N/A | #N/A | #N/A | #N/A | #N/A | #N/A | #N/A | #N/A | #N/A | #N/A | #N/A | #N/A | [7 empty] | 316 | #N/A | #N/A | #N/A | #N/A | #N/A | #N/A | #N/A | #N/A | #N/A | #N/A | #N/A | #N/A | #N/A | #N/A | #N/A
[34 empty] | 316 | #N/A | #N/A | #N/A | #N/A | #N/A | #N/A | #N/A | #N/A | #N/A | #N/A | #N/A | #N/A | #N/A | #N/A | #N/A | [7 empty] | 316 | #N/A | #N/A | #N/A | #N/A | #N/A | #N/A | #N/A | #N/A | #N/A | #N/A | #N/A | #N/A | #N/A | #N/A | #N/A
[34 empty] | 317 | #N/A | #N/A | #N/A | #N/A | #N/A | #N/A | #N/A | #N/A | #N/A | #N/A | #N/A | #N/A | #N/A | #N/A | #N/A | [7 empty] | 317 | #N/A | #N/A | #N/A | #N/A | #N/A | #N/A | #N/A | #N/A | #N/A | #N/A | #N/A | #N/A | #N/A | #N/A | #N/A
[34 empty] | 317 | #N/A | #N/A | #N/A | #N/A | #N/A | #N/A | #N/A | #N/A | #N/A | #N/A | #N/A | #N/A | #N/A | #N/A | #N/A | [7 empty] | 317 | #N/A | #N/A | #N/A | #N/A | #N/A | #N/A | #N/A | #N/A | #N/A | #N/A | #N/A | #N/A | #N/A | #N/A | #N/A
[34 empty] | 318 | #N/A | #N/A | #N/A | #N/A | #N/A | #N/A | #N/A | #N/A | #N/A | #N/A | #N/A | #N/A | #N/A | #N/A | #N/A | [7 empty] | 318 | #N/A | #N/A | #N/A | #N/A | #N/A | #N/A | #N/A | #N/A | #N/A | #N/A | #N/A | #N/A | #N/A | #N/A | #N/A
[34 empty] | 318 | #N/A | #N/A | #N/A | #N/A | #N/A | #N/A | #N/A | #N/A | #N/A | #N/A | #N/A | #N/A | #N/A | #N/A | #N/A | [7 empty] | 318 | #N/A | #N/A | #N/A | #N/A | #N/A | #N/A | #N/A | #N/A | #N/A | #N/A | #N/A | #N/A | #N/A | #N/A | #N/A
[34 empty] | 319 | #N/A | #N/A | #N/A | #N/A | #N/A | #N/A | #N/A | #N/A | #N/A | #N/A | #N/A | #N/A | #N/A | #N/A | #N/A | [7 empty] | 319 | #N/A | #N/A | #N/A | #N/A | #N/A | #N/A | #N/A | #N/A | #N/A | #N/A | #N/A | #N/A | #N/A | #N/A | #N/A
[34 empty] | 319 | #N/A | #N/A | #N/A | #N/A | #N/A | #N/A | #N/A | #N/A | #N/A | #N/A | #N/A | #N/A | #N/A | #N/A | #N/A | [7 empty] | 319 | #N/A | #N/A | #N/A | #N/A | #N/A | #N/A | #N/A | #N/A | #N/A | #N/A | #N/A | #N/A | #N/A | #N/A | #N/A
[34 empty] | 320 | #N/A | #N/A | #N/A | #N/A | #N/A | #N/A | #N/A | #N/A | #N/A | #N/A | #N/A | #N/A | #N/A | #N/A | #N/A | [7 empty] | 320 | #N/A | #N/A | #N/A | #N/A | #N/A | #N/A | #N/A | #N/A | #N/A | #N/A | #N/A | #N/A | #N/A | #N/A | #N/A
[34 empty] | 320 | #N/A | #N/A | #N/A | #N/A | #N/A | #N/A | #N/A | #N/A | #N/A | #N/A | #N/A | #N/A | #N/A | #N/A | #N/A | [7 empty] | 320 | #N/A | #N/A | #N/A | #N/A | #N/A | #N/A | #N/A | #N/A | #N/A | #N/A | #N/A | #N/A | #N/A | #N/A | #N/A
[34 empty] | 321 | #N/A | #N/A | #N/A | #N/A | #N/A | #N/A | #N/A | #N/A | #N/A | #N/A | #N/A | #N/A | #N/A | #N/A | #N/A | [7 empty] | 321 | #N/A | #N/A | #N/A | #N/A | #N/A | #N/A | #N/A | #N/A | #N/A | #N/A | #N/A | #N/A | #N/A | #N/A | #N/A
[34 empty] | 321 | #N/A | #N/A | #N/A | #N/A | #N/A | #N/A | #N/A | #N/A | #N/A | #N/A | #N/A | #N/A | #N/A | #N/A | #N/A | [7 empty] | 321 | #N/A | #N/A | #N/A | #N/A | #N/A | #N/A | #N/A | #N/A | #N/A | #N/A | #N/A | #N/A | #N/A | #N/A | #N/A
[34 empty] | 322 | #N/A | #N/A | #N/A | #N/A | #N/A | #N/A | #N/A | #N/A | #N/A | #N/A | #N/A | #N/A | #N/A | #N/A | #N/A | [7 empty] | 322 | #N/A | #N/A | #N/A | #N/A | #N/A | #N/A | #N/A | #N/A | #N/A | #N/A | #N/A | #N/A | #N/A | #N/A | #N/A
[34 empty] | 322 | #N/A | #N/A | #N/A | #N/A | #N/A | #N/A | #N/A | #N/A | #N/A | #N/A | #N/A | #N/A | #N/A | #N/A | #N/A | [7 empty] | 322 | #N/A | #N/A | #N/A | #N/A | #N/A | #N/A | #N/A | #N/A | #N/A | #N/A | #N/A | #N/A | #N/A | #N/A | #N/A
[34 empty] | 323 | #N/A | #N/A | #N/A | #N/A | #N/A | #N/A | #N/A | #N/A | #N/A | #N/A | #N/A | #N/A | #N/A | #N/A | #N/A | [7 empty] | 323 | #N/A | #N/A | #N/A | #N/A | #N/A | #N/A | #N/A | #N/A | #N/A | #N/A | #N/A | #N/A | #N/A | #N/A | #N/A
[34 empty] | 323 | #N/A | #N/A | #N/A | #N/A | #N/A | #N/A | #N/A | #N/A | #N/A | #N/A | #N/A | #N/A | #N/A | #N/A | #N/A | [7 empty] | 323 | #N/A | #N/A | #N/A | #N/A | #N/A | #N/A | #N/A | #N/A | #N/A | #N/A | #N/A | #N/A | #N/A | #N/A | #N/A
[34 empty] | 324 | #N/A | #N/A | #N/A | #N/A | #N/A | #N/A | #N/A | #N/A | #N/A | #N/A | #N/A | #N/A | #N/A | #N/A | #N/A | [7 empty] | 324 | #N/A | #N/A | #N/A | #N/A | #N/A | #N/A | #N/A | #N/A | #N/A | #N/A | #N/A | #N/A | #N/A | #N/A | #N/A
[34 empty] | 324 | #N/A | #N/A | #N/A | #N/A | #N/A | #N/A | #N/A | #N/A | #N/A | #N/A | #N/A | #N/A | #N/A | #N/A | #N/A | [7 empty] | 324 | #N/A | #N/A | #N/A | #N/A | #N/A | #N/A | #N/A | #N/A | #N/A | #N/A | #N/A | #N/A | #N/A | #N/A | #N/A
[34 empty] | 325 | #N/A | #N/A | #N/A | #N/A | #N/A | #N/A | #N/A | #N/A | #N/A | #N/A | #N/A | #N/A | #N/A | #N/A | #N/A | [7 empty] | 325 | #N/A | #N/A | #N/A | #N/A | #N/A | #N/A | #N/A | #N/A | #N/A | #N/A | #N/A | #N/A | #N/A | #N/A | #N/A
[34 empty] | 325 | #N/A | #N/A | #N/A | #N/A | #N/A | #N/A | #N/A | #N/A | #N/A | #N/A | #N/A | #N/A | #N/A | #N/A | #N/A | [7 empty] | 325 | #N/A | #N/A | #N/A | #N/A | #N/A | #N/A | #N/A | #N/A | #N/A | #N/A | #N/A | #N/A | #N/A | #N/A | #N/A
[34 empty] | 326 | #N/A | #N/A | #N/A | #N/A | #N/A | #N/A | #N/A | #N/A | #N/A | #N/A | #N/A | #N/A | #N/A | #N/A | #N/A | [7 empty] | 326 | #N/A | #N/A | #N/A | #N/A | #N/A | #N/A | #N/A | #N/A | #N/A | #N/A | #N/A | #N/A | #N/A | #N/A | #N/A
[34 empty] | 326 | #N/A | #N/A | #N/A | #N/A | #N/A | #N/A | #N/A | #N/A | #N/A | #N/A | #N/A | #N/A | #N/A | #N/A | #N/A | [7 empty] | 326 | #N/A | #N/A | #N/A | #N/A | #N/A | #N/A | #N/A | #N/A | #N/A | #N/A | #N/A | #N/A | #N/A | #N/A | #N/A
[34 empty] | 327 | #N/A | #N/A | #N/A | #N/A | #N/A | #N/A | #N/A | #N/A | #N/A | #N/A | #N/A | #N/A | #N/A | #N/A | #N/A | [7 empty] | 327 | #N/A | #N/A | #N/A | #N/A | #N/A | #N/A | #N/A | #N/A | #N/A | #N/A | #N/A | #N/A | #N/A | #N/A | #N/A
[34 empty] | 327 | #N/A | #N/A | #N/A | #N/A | #N/A | #N/A | #N/A | #N/A | #N/A | #N/A | #N/A | #N/A | #N/A | #N/A | #N/A | [7 empty] | 327 | #N/A | #N/A | #N/A | #N/A | #N/A | #N/A | #N/A | #N/A | #N/A | #N/A | #N/A | #N/A | #N/A | #N/A | #N/A
[34 empty] | 328 | #N/A | #N/A | #N/A | #N/A | #N/A | #N/A | #N/A | #N/A | #N/A | #N/A | #N/A | #N/A | #N/A | #N/A | #N/A | [7 empty] | 328 | #N/A | #N/A | #N/A | #N/A | #N/A | #N/A | #N/A | #N/A | #N/A | #N/A | #N/A | #N/A | #N/A | #N/A | #N/A
[34 empty] | 328 | #N/A | #N/A | #N/A | #N/A | #N/A | #N/A | #N/A | #N/A | #N/A | #N/A | #N/A | #N/A | #N/A | #N/A | #N/A | [7 empty] | 328 | #N/A | #N/A | #N/A | #N/A | #N/A | #N/A | #N/A | #N/A | #N/A | #N/A | #N/A | #N/A | #N/A | #N/A | #N/A
[34 empty] | 329 | #N/A | #N/A | #N/A | #N/A | #N/A | #N/A | #N/A | #N/A | #N/A | #N/A | #N/A | #N/A | #N/A | #N/A | #N/A | [7 empty] | 329 | #N/A | #N/A | #N/A | #N/A | #N/A | #N/A | #N/A | #N/A | #N/A | #N/A | #N/A | #N/A | #N/A | #N/A | #N/A
[34 empty] | 329 | #N/A | #N/A | #N/A | #N/A | #N/A | #N/A | #N/A | #N/A | #N/A | #N/A | #N/A | #N/A | #N/A | #N/A | #N/A | [7 empty] | 329 | #N/A | #N/A | #N/A | #N/A | #N/A | #N/A | #N/A | #N/A | #N/A | #N/A | #N/A | #N/A | #N/A | #N/A | #N/A
[34 empty] | 330 | #N/A | #N/A | #N/A | #N/A | #N/A | #N/A | #N/A | #N/A | #N/A | #N/A | #N/A | #N/A | #N/A | #N/A | #N/A | [7 empty] | 330 | #N/A | #N/A | #N/A | #N/A | #N/A | #N/A | #N/A | #N/A | #N/A | #N/A | #N/A | #N/A | #N/A | #N/A | #N/A
[34 empty] | 330 | #N/A | #N/A | #N/A | #N/A | #N/A | #N/A | #N/A | #N/A | #N/A | #N/A | #N/A | #N/A | #N/A | #N/A | #N/A | [7 empty] | 330 | #N/A | #N/A | #N/A | #N/A | #N/A | #N/A | #N/A | #N/A | #N/A | #N/A | #N/A | #N/A | #N/A | #N/A | #N/A
[34 empty] | 331 | #N/A | #N/A | #N/A | #N/A | #N/A | #N/A | #N/A | #N/A | #N/A | #N/A | #N/A | #N/A | #N/A | #N/A | #N/A | [7 empty] | 331 | #N/A | #N/A | #N/A | #N/A | #N/A | #N/A | #N/A | #N/A | #N/A | #N/A | #N/A | #N/A | #N/A | #N/A | #N/A
Note on C45: Display only those zones that have greater than or equal to this number of project opportunity areas within 10 km of surface freshwater. If set to 0, then all zones will be displayed.

## PV_Zone_Ranking
RENEWABLE ENERGY ZONES SUPPLY CURVE TOOL
DROP-DOWN ENTRY
COUNTRY | angola
TECHNOLOGY | PV
Approximate projected demand in 2030 | 20294 | GWh
PV generation target | 4000 | GWh
Reference to be displayed on supply curve | PV generation target
Supply curve display cut-off | 15000 | GWh
Resource quality threshold used for analysis
Annual Average GHI | 250 | W/m2
Annual Average GHI | 6 | kWh/m2/day | [24 empty] | COMPUTATIONS FOR THE PLOT: DO NOT ALTER | [22 empty] | COMPUTATIONS FOR THE PLOT: DO NOT ALTER
Substation OR transmission line data for computing transmission costs | transmission line | [25 empty] | Worksheet | TX/SS | angola_PV | 2030 Demand | PV generation target | PV generation target
Scoring scale for LCOE | country-specific | [25 empty] | angola_PV | TX | 0 | 1955-07-24 | 1910-12-13 | 1910-12-13
Scoring weights for Levelized Cost of Energy (LCOE) (see Cost Criteria) | LCOE total | [27 empty] | 150 | 1955-07-24 | 1910-12-13 | 1910-12-13
[27 empty] | Supply curve sorted by Total LCOE |  |  |  | Label heuristics | 8000 | 20 | [7 empty] | 1 | 0.9 | 0.8 | 0.7 | 0.6 | 0.5 | 0.4 | 0.3 | 0.2 | Supply curve sorted by Total Score |  |  |  | Label heuristics | 8000 | 20 | [7 empty] | 1 | 0.9 | 0.8 | 0.7 | 0.6 | 0.5 | 0.4 | 0.3 | 0.2
[15 empty] | Zone Rank | Zone ID | Total Score with weights | Total LCOE | Annual Electricity Generation MWh (discounted) | Cumulative Generation Potential (GWh) | Zone Rank | Zone ID | Total Score with weights | Total LCOE | Annual Electricity Generation MWh (discounted) | Cumulative Generation Potential (GWh) | [7 empty] | Zone Rank | Zone ID | Total Score with weights | Total LCOE | Annual Electricity Generation MWh (discounted) | Cumulative Generation Potential (GWh) |  | 1-0.9 | 0.9-0.8 | 0.8-0.7 | 0.7-0.6 | 0.6-0.5 | 0.5-0.4 | 0.4-0.3 | 0.3-0.2 | 0.2> | [7 empty] | Zone Rank | Zone ID | Total Score with weights | Total LCOE | Annual Electricity Generation MWh (discounted) | Cumulative Generation Potential (GWh) |  | 1-0.9 | 0.9-0.8 | 0.8-0.7 | 0.7-0.6 | 0.6-0.5 | 0.5-0.4 | 0.4-0.3 | 0.3-0.2 | 0.2>
USER-SPECIFIED VALUE ENTRY | [6 empty] | country-specific |  | ACEC-specific | [5 empty] | 1 | AY | 0.59325 | 123.0638 | 222838.5611 | 222.8386 | 1 | AW | 0.65019 | 123.3978 | 182019.0857 | 182.0191 | AY | 111.4193 | 1900-04-20 10:04 | 123.0638 | 1 | 1 | 143.0638 | 1 | AY | 0.59325 | 123.0638 | 222838.5611 | 0 | 0 | 0 | 0 | 0 | 0 | 123.0638 | 0 | 0 | 0 | 0 | AW | 91.0095 | 1900-03-31 00:14 | 123.3978 | 1 | 1 | 143.3978 | 1 | AW | 0.65019 | 123.3978 | 182019.0857 | 0 | 0 | 0 | 0 | 0 | 123.3978 | 0 | 0 | 0 | 0 | 0
CRITERIA | User defined weights | Default weights | Weights used in analysis | Best critieria value (score = 1) | Worst criteria value (score = 0) | Units | Range (1) | Range (0) | Range (1) | Range (0) |  |  |  |  | 2 | AZ | 0.63893 | 123.2729 | 236099.0762 | 458.9376 | 2 | AZ | 0.63893 | 123.2729 | 236099.0762 | 418.1182 | AZ | 340.8881 | 1900-12-05 21:19 | 123.2729 | 1 | 2 | 123.2729 | 1 | AY | 0.59325 | 123.0638 | 222838.5611 | 222.8386 | 1900-08-09 20:08 | 0 | 0 | 0 | 0 | 123.0638 | 0 | 0 | 0 | 0 | AZ | 300.0686 | 1900-10-26 01:39 | 123.2729 | 1 | 2 | 123.2729 | 1 | AW | 0.65019 | 123.3978 | 182019.0857 | 182.0191 | 1900-06-30 00:27 | 0 | 0 | 0 | 123.3978 | 0 | 0 | 0 | 0 | 0
Cost criteria | [14 empty] | 3 | AW | 0.65019 | 123.3978 | 182019.0857 | 640.9567 | 3 | AT | 0.60711 | 123.7552 | 142258.7767 | 560.3769 | AW | 549.9472 | 1901-07-02 22:44 | 123.3978 | 1 | 3 | 143.3978 | 2 | AZ | 0.63893 | 123.2729 | 236099.0762 | 222.8386 | 1900-08-09 20:08 | 0 | 0 | 0 | 123.2729 | 0 | 0 | 0 | 0 | 0 | AT | 489.2476 | 1901-05-03 05:56 | 123.7552 | 1 | 3 | 143.7552 | 2 | AZ | 0.63893 | 123.2729 | 236099.0762 | 182.0191 | 1900-06-30 00:27 | 0 | 0 | 0 | 123.2729 | 0 | 0 | 0 | 0 | 0
Total LCOE (using transmission line) | 40% | 40% | 40% | 123.0638 | 169.0523 | $/MWh | 123.0638 | 169.0523 | 117 | 174 |  |  |  |  | 4 | AT | 0.60711 | 123.7552 | 142258.7767 | 783.2155 | 4 | BB | 0.60009 | 124.0367 | 74983.96 | 635.3609 | AT | 712.0861 | 1901-12-12 02:04 | 123.7552 | 1 | 4 | 123.7552 | 2 | AZ | 0.63893 | 123.2729 | 236099.0762 | 458.9376 | 1901-04-02 22:30 | 0 | 0 | 0 | 123.2729 | 0 | 0 | 0 | 0 | 0 | BB | 597.8689 | 1901-08-19 20:51 | 124.0367 | 1 | 4 | 124.0367 | 2 | AZ | 0.63893 | 123.2729 | 236099.0762 | 418.1182 | 1901-02-21 02:50 | 0 | 0 | 0 | 123.2729 | 0 | 0 | 0 | 0 | 0
OR | OR | [13 empty] | 5 | BB | 0.60009 | 124.0367 | 74983.96 | 858.1995 | 5 | AY | 0.59325 | 123.0638 | 222838.5611 | 858.1995 | BB | 820.7075 | 1902-03-30 16:59 | 124.0367 | 1 | 5 | 144.0367 | 3 | AW | 0.65019 | 123.3978 | 182019.0857 | 458.9376 | 1901-04-02 22:30 | 0 | 0 | 0 | 123.3978 | 0 | 0 | 0 | 0 | 0 | AY | 746.7802 | 1902-01-15 18:43 | 123.0638 | 1 | 5 | 143.0638 | 3 | AT | 0.60711 | 123.7552 | 142258.7767 | 418.1182 | 1901-02-21 02:50 | 0 | 0 | 0 | 123.7552 | 0 | 0 | 0 | 0 | 0
Generation LCOE | 25% | 34% | 0% | 118.0741 | 133.7949 | $/MWh | 118.0741 | 133.7949 | 112 | 155 |  |  |  |  | 6 | BC | 0.58932 | 124.9256 | 125926.5926 | 984.1261 | 6 | BC | 0.58932 | 124.9256 | 125926.5926 | 984.1261 | BC | 921.1628 | 1902-07-09 03:54 | 124.9256 | 1 | 6 | 124.9256 | 3 | AW | 0.65019 | 123.3978 | 182019.0857 | 640.9567 | 1901-10-01 22:58 | 0 | 0 | 0 | 123.3978 | 0 | 0 | 0 | 0 | 0 | BC | 921.1628 | 1902-07-09 03:54 | 124.9256 | 1 | 6 | 124.9256 | 3 | AT | 0.60711 | 123.7552 | 142258.7767 | 560.3769 | 1901-07-13 09:03 | 0 | 0 | 0 | 123.7552 | 0 | 0 | 0 | 0 | 0
Transmission LCOE (using transmission line) | 10% | 4% | 0% | 3.7061 | 38.2601 | $/MWh | 3.7061 | 38.2601 | 3 | 39 |  |  |  |  | 7 | CC | 0.5641 | 125.6829 | 137949.789 | 1122.0758 | 7 | DJ | 0.58552 | 126.8494 | 374285.1552 | 1358.4112 | CC | 1053.1009 | 1902-11-18 02:25 | 125.6829 | 1 | 7 | 145.6829 | 4 | AT | 0.60711 | 123.7552 | 142258.7767 | 640.9567 | 1901-10-01 22:58 | 0 | 0 | 0 | 123.7552 | 0 | 0 | 0 | 0 | 0 | DJ | 1171.2686 | 1903-03-16 06:27 | 126.8494 | 1 | 7 | 146.8494 | 4 | BB | 0.60009 | 124.0367 | 74983.96 | 560.3769 | 1901-07-13 09:03 | 0 | 0 | 0 | 124.0367 | 0 | 0 | 0 | 0 | 0
Road LCOE | 5% | 2% | 0% | 0.00069271 | 22.3535 | $/MWh | 0.00069271 | 22.3535 | 0 | 24 |  |  |  |  | 8 | FG | 0.57198 | 126.5586 | 72555.895 | 1194.6317 | 8 | FG | 0.57198 | 126.5586 | 72555.895 | 1430.9671 | FG | 1158.3538 | 1903-03-03 08:29 | 126.5586 | 1 | 8 | 126.5586 | 4 | AT | 0.60711 | 123.7552 | 142258.7767 | 783.2155 | 1902-02-21 05:10 | 0 | 0 | 0 | 123.7552 | 0 | 0 | 0 | 0 | 0 | FG | 1394.6892 | 1903-10-25 16:32 | 126.5586 | 1 | 8 | 126.5586 | 4 | BB | 0.60009 | 124.0367 | 74983.96 | 635.3609 | 1901-09-26 08:40 | 0 | 0 | 0 | 124.0367 | 0 | 0 | 0 | 0 | 0
Other criteria | [14 empty] | 9 | DC | 0.56163 | 126.848 | 422849.4562 | 1617.4812 | 9 | CC | 0.5641 | 125.6829 | 137949.789 | 1568.9169 | DC | 1406.0565 | 1903-11-06 01:21 | 126.848 | 1 | 9 | 146.848 | 5 | BB | 0.60009 | 124.0367 | 74983.96 | 783.2155 | 1902-02-21 05:10 | 0 | 0 | 0 | 124.0367 | 0 | 0 | 0 | 0 | 0 | CC | 1499.942 | 1904-02-07 22:36 | 125.6829 | 1 | 9 | 145.6829 | 5 | AY | 0.59325 | 123.0638 | 222838.5611 | 635.3609 | 1901-09-26 08:40 | 0 | 0 | 0 | 0 | 123.0638 | 0 | 0 | 0 | 0
[7 empty] | 0 | 0 | [6 empty] | 10 | DJ | 0.58552 | 126.8494 | 374285.1552 | 1991.7663 | 10 | DC | 0.56163 | 126.848 | 422849.4562 | 1991.7663 | DJ | 1804.6238 | 1904-12-08 14:58 | 126.8494 | 1 | 10 | 126.8494 | 5 | BB | 0.60009 | 124.0367 | 74983.96 | 858.1995 | 1902-05-07 04:47 | 0 | 0 | 0 | 124.0367 | 0 | 0 | 0 | 0 | 0 | DC | 1780.3416 | 1904-11-14 08:12 | 126.848 | 1 | 10 | 126.848 | 5 | AY | 0.59325 | 123.0638 | 222838.5611 | 858.1995 | 1902-05-07 04:47 | 0 | 0 | 0 | 0 | 123.0638 | 0 | 0 | 0 | 0
Distance to Load Centers | 15% | 15% | 15% | 0 | 100+ | km | [8 empty] | 11 | FA | 0.56061 | 127.6842 | 83103.2139 | 2074.8696 | 11 | E | 0.56145 | 128.193 | 167712.3622 | 2159.4787 | FA | 2033.318 | 1905-07-25 07:38 | 127.6842 | 1 | 11 | 147.6842 | 6 | BC | 0.58932 | 124.9256 | 125926.5926 | 858.1995 | 1902-05-07 04:47 | 0 | 0 | 0 | 0 | 124.9256 | 0 | 0 | 0 | 0 | E | 2075.6225 | 1905-09-05 14:56 | 128.193 | 1 | 11 | 148.193 | 6 | BC | 0.58932 | 124.9256 | 125926.5926 | 858.1995 | 1902-05-07 04:47 | 0 | 0 | 0 | 0 | 124.9256 | 0 | 0 | 0 | 0
Distance to existing or proposed PV plant | 10% | 10% | 10% | 0 | 25+ | km | [8 empty] | 12 | E | 0.56145 | 128.193 | 167712.3622 | 2242.5819 | 12 | FA | 0.56061 | 127.6842 | 83103.2139 | 2242.5819 | E | 2158.7257 | 1905-11-27 17:25 | 128.193 | 1 | 12 | 128.193 | 6 | BC | 0.58932 | 124.9256 | 125926.5926 | 984.1261 | 1902-09-10 03:02 | 0 | 0 | 0 | 0 | 124.9256 | 0 | 0 | 0 | 0 | FA | 2201.0303 | 1906-01-09 00:44 | 127.6842 | 1 | 12 | 127.6842 | 6 | BC | 0.58932 | 124.9256 | 125926.5926 | 984.1261 | 1902-09-10 03:02 | 0 | 0 | 0 | 0 | 124.9256 | 0 | 0 | 0 | 0
Distance to existing or proposed geothermal plant | 5% | 5% | 5% | 0 | 25+ | km | [8 empty] | 13 | EX | 0.55877 | 128.2796 | 409355.6475 | 2651.9376 | 13 | EX | 0.55877 | 128.2796 | 409355.6475 | 2651.9376 | EX | 2447.2597 | 1906-09-12 06:14 | 128.2796 | 1 | 13 | 148.2796 | 7 | CC | 0.5641 | 125.6829 | 137949.789 | 984.1261 | 1902-09-10 03:02 | 0 | 0 | 0 | 0 | 125.6829 | 0 | 0 | 0 | 0 | EX | 2447.2597 | 1906-09-12 06:14 | 128.2796 | 1 | 13 | 148.2796 | 7 | DJ | 0.58552 | 126.8494 | 374285.1552 | 984.1261 | 1902-09-10 03:02 | 0 | 0 | 0 | 0 | 126.8494 | 0 | 0 | 0 | 0
Distance to any existing or proposed RE technology plant (solar, wind, geothermal) | 0% | 0% | 0% | 0 | 25+ | km | [8 empty] | 14 | C | 0.55194 | 128.536 | 69184.9192 | 2721.1225 | 14 | C | 0.55194 | 128.536 | 69184.9192 | 2721.1225 | C | 2686.53 | 1907-05-09 12:43 | 128.536 | 1 | 14 | 128.536 | 7 | CC | 0.5641 | 125.6829 | 137949.789 | 1122.0758 | 1903-01-26 01:49 | 0 | 0 | 0 | 0 | 125.6829 | 0 | 0 | 0 | 0 | C | 2686.53 | 1907-05-09 12:43 | 128.536 | 1 | 14 | 128.536 | 7 | DJ | 0.58552 | 126.8494 | 374285.1552 | 1358.4112 | 1903-09-19 09:52 | 0 | 0 | 0 | 0 | 126.8494 | 0 | 0 | 0 | 0
Co-location Potential with CSP | 5% | 5% | 5% | 1 | 0 | binary | [8 empty] | 15 | G | 0.54716 | 128.5615 | 283798.8548 | 3004.9213 | 15 | G | 0.54716 | 128.5615 | 283798.8548 | 3004.9213 | G | 2863.0219 | 1907-11-02 00:32 | 128.5615 | 1 | 15 | 148.5615 | 8 | FG | 0.57198 | 126.5586 | 72555.895 | 1122.0758 | 1903-01-26 01:49 | 0 | 0 | 0 | 0 | 126.5586 | 0 | 0 | 0 | 0 | G | 2863.0219 | 1907-11-02 00:32 | 128.5615 | 1 | 15 | 148.5615 | 8 | FG | 0.57198 | 126.5586 | 72555.895 | 1358.4112 | 1903-09-19 09:52 | 0 | 0 | 0 | 0 | 126.5586 | 0 | 0 | 0 | 0
Co-location Potential with wind | 5% | 5% | 5% | 1 | 0 | binary | [8 empty] | 16 | L | 0.54169 | 129.4375 | 327320.9503 | 3332.2423 | 16 | L | 0.54169 | 129.4375 | 327320.9503 | 3332.2423 | L | 3168.5818 | 1908-09-02 13:58 | 129.4375 | 1 | 16 | 129.4375 | 8 | FG | 0.57198 | 126.5586 | 72555.895 | 1194.6317 | 1903-04-08 15:10 | 0 | 0 | 0 | 0 | 126.5586 | 0 | 0 | 0 | 0 | L | 3168.5818 | 1908-09-02 13:58 | 129.4375 | 1 | 16 | 129.4375 | 8 | FG | 0.57198 | 126.5586 | 72555.895 | 1430.9671 | 1903-11-30 23:13 | 0 | 0 | 0 | 0 | 126.5586 | 0 | 0 | 0 | 0
Land use land cover score | 5% | 5% | 5% | 5 | 1 | binary | [8 empty] | 17 | FF | 0.54069 | 129.6827 | 532417.6668 | 3864.66 | 17 | FF | 0.54069 | 129.6827 | 532417.6668 | 3864.66 | FF | 3598.4511 | 1909-11-06 10:50 | 129.6827 | 1 | 17 | 149.6827 | 9 | DC | 0.56163 | 126.848 | 422849.4562 | 1194.6317 | 1903-04-08 15:10 | 0 | 0 | 0 | 0 | 126.848 | 0 | 0 | 0 | 0 | FF | 3598.4511 | 1909-11-06 10:50 | 129.6827 | 1 | 17 | 149.6827 | 9 | CC | 0.5641 | 125.6829 | 137949.789 | 1430.9671 | 1903-11-30 23:13 | 0 | 0 | 0 | 0 | 125.6829 | 0 | 0 | 0 | 0
Population density | 5% | 5% | 5% | 0 | 100+ | ppl/km2 | [8 empty] | 18 | M | 0.53755 | 129.8874 | 92371.4231 | 3957.0314 | 18 | M | 0.53755 | 129.8874 | 92371.4231 | 3957.0314 | M | 3910.8457 | 1910-09-14 20:18 | 129.8874 | 1 | 18 | 129.8874 | 9 | DC | 0.56163 | 126.848 | 422849.4562 | 1617.4812 | 1904-06-04 11:33 | 0 | 0 | 0 | 0 | 126.848 | 0 | 0 | 0 | 0 | M | 3910.8457 | 1910-09-14 20:18 | 129.8874 | 1 | 18 | 129.8874 | 9 | CC | 0.5641 | 125.6829 | 137949.789 | 1568.9169 | 1904-04-16 22:00 | 0 | 0 | 0 | 0 | 125.6829 | 0 | 0 | 0 | 0
Human footprint | 5% | 5% | 5% | 100 | 0 | [9 empty] | 19 | FE | 0.52698 | 130.9258 | 392429.3741 | 4349.4608 | 19 | AO | 0.53358 | 136.2605 | 74320.1554 | 4031.3515 | FE | 4153.2461 | 1911-05-15 05:54 | 130.9258 | 1 | 19 | 150.9258 | 10 | DJ | 0.58552 | 126.8494 | 374285.1552 | 1617.4812 | 1904-06-04 11:33 | 0 | 0 | 0 | 0 | 126.8494 | 0 | 0 | 0 | 0 | AO | 3994.1915 | 1910-12-07 04:36 | 136.2605 | 1 | 19 | 156.2605 | 10 | DC | 0.56163 | 126.848 | 422849.4562 | 1568.9169 | 1904-04-16 22:00 | 0 | 0 | 0 | 0 | 126.848 | 0 | 0 | 0 | 0
Slope | 5% | 5% | 5% | 0% | 5% | % | [8 empty] | 20 | AU | 0.53324 | 131.7933 | 66482.7317 | 4415.9435 | 20 | AU | 0.53324 | 131.7933 | 66482.7317 | 4097.8343 | AU | 4382.7021 | 1911-12-30 16:51 | 131.7933 | 1 | 20 | 131.7933 | 10 | DJ | 0.58552 | 126.8494 | 374285.1552 | 1991.7663 | 1905-06-13 18:24 | 0 | 0 | 0 | 0 | 126.8494 | 0 | 0 | 0 | 0 | AU | 4064.5929 | 1911-02-15 14:14 | 131.7933 | 1 | 20 | 131.7933 | 10 | DC | 0.56163 | 126.848 | 422849.4562 | 1991.7663 | 1905-06-13 18:24 | 0 | 0 | 0 | 0 | 126.848 | 0 | 0 | 0 | 0
Total weight (should equal 100%) | 100% |  | 100% | [11 empty] | 21 | FI | 0.47408 | 131.8156 | 174159.5797 | 4590.1031 | 21 | DW | 0.53209 | 132.0308 | 238348.5506 | 4336.1828 | FI | 4503.0233 | 1912-04-29 00:34 | 131.8156 | 1 | 21 | 151.8156 | 11 | FA | 0.56061 | 127.6842 | 83103.2139 | 1991.7663 | 1905-06-13 18:24 | 0 | 0 | 0 | 0 | 127.6842 | 0 | 0 | 0 | 0 | DW | 4217.0085 | 1911-07-18 00:12 | 132.0308 | 1 | 21 | 152.0308 | 11 | E | 0.56145 | 128.193 | 167712.3622 | 1991.7663 | 1905-06-13 18:24 | 0 | 0 | 0 | 0 | 128.193 | 0 | 0 | 0 | 0
Filters | [14 empty] | 22 | FJ | 0.5118 | 131.8963 | 241190.0369 | 4831.2931 | 22 | H | 0.53083 | 133.0799 | 102474.3227 | 4438.6571 | FJ | 4710.6981 | 1912-11-22 16:45 | 131.8963 | 1 | 22 | 131.8963 | 11 | FA | 0.56061 | 127.6842 | 83103.2139 | 2074.8696 | 1905-09-04 20:52 | 0 | 0 | 0 | 0 | 127.6842 | 0 | 0 | 0 | 0 | H | 4387.42 | 1912-01-04 10:05 | 133.0799 | 1 | 22 | 133.0799 | 11 | E | 0.56145 | 128.193 | 167712.3622 | 2159.4787 | 1905-11-28 11:29 | 0 | 0 | 0 | 0 | 128.193 | 0 | 0 | 0 | 0
Number of projects per zone that are within 10km of a freshwater surface water body (greater than or equal to) | 0 | [13 empty] | 23 | D | 0.51854 | 131.9886 | 73379.3773 | 4904.6725 | 23 | AL | 0.5282 | 133.7135 | 486034.0617 | 4924.6912 | D | 4867.9828 | 1913-04-28 23:35 | 131.9886 | 1 | 23 | 151.9886 | 12 | E | 0.56145 | 128.193 | 167712.3622 | 2074.8696 | 1905-09-04 20:52 | 0 | 0 | 0 | 0 | 128.193 | 0 | 0 | 0 | 0 | AL | 4681.6742 | 1912-10-24 16:11 | 133.7135 | 1 | 23 | 153.7135 | 12 | FA | 0.56061 | 127.6842 | 83103.2139 | 2159.4787 | 1905-11-28 11:29 | 0 | 0 | 0 | 0 | 127.6842 | 0 | 0 | 0 | 0
[15 empty] | 24 | DW | 0.53209 | 132.0308 | 238348.5506 | 5143.021 | 24 | FE | 0.52698 | 130.9258 | 392429.3741 | 5317.1206 | DW | 5023.8468 | 1913-10-01 20:19 | 132.0308 | 1 | 24 | 132.0308 | 12 | E | 0.56145 | 128.193 | 167712.3622 | 2242.5819 | 1906-02-19 13:58 | 0 | 0 | 0 | 0 | 128.193 | 0 | 0 | 0 | 0 | FE | 5120.9059 | 1914-01-06 21:44 | 130.9258 | 1 | 24 | 130.9258 | 12 | FA | 0.56061 | 127.6842 | 83103.2139 | 2242.5819 | 1906-02-19 13:58 | 0 | 0 | 0 | 0 | 127.6842 | 0 | 0 | 0 | 0
SUPPLY CURVE OUTPUT | [7 empty] | ZONE RANKINGS | [6 empty] | 25 | EM | 0.52562 | 132.0951 | 67005.7187 | 5210.0268 | 25 | EM | 0.52562 | 132.0951 | 67005.7187 | 5384.1263 | EM | 5176.5239 | 1914-03-03 12:34 | 132.0951 | 1 | 25 | 152.0951 | 13 | EX | 0.55877 | 128.2796 | 409355.6475 | 2242.5819 | 1906-02-19 13:58 | 0 | 0 | 0 | 0 | 128.2796 | 0 | 0 | 0 | 0 | EM | 5350.6234 | 1914-08-24 14:58 | 132.0951 | 1 | 25 | 152.0951 | 13 | EX | 0.55877 | 128.2796 | 409355.6475 | 2242.5819 | 1906-02-19 13:58 | 0 | 0 | 0 | 0 | 128.2796 | 0 | 0 | 0 | 0
[8 empty] | Rank | By total LCOE |  |  | By cumulative score |  |  | 26 | AX | 0.49587 | 132.3467 | 216580.8261 | 5426.6076 | 26 | D | 0.51854 | 131.9886 | 73379.3773 | 5457.5057 | AX | 5318.3172 | 1914-07-23 07:37 | 132.3467 | 1 | 26 | 132.3467 | 13 | EX | 0.55877 | 128.2796 | 409355.6475 | 2651.9376 | 1907-04-04 22:30 | 0 | 0 | 0 | 0 | 128.2796 | 0 | 0 | 0 | 0 | D | 5420.816 | 1914-11-02 19:35 | 131.9886 | 1 | 26 | 131.9886 | 13 | EX | 0.55877 | 128.2796 | 409355.6475 | 2651.9376 | 1907-04-04 22:30 | 0 | 0 | 0 | 0 | 128.2796 | 0 | 0 | 0 | 0
[9 empty] | Zone ID | Total LCOE ($/MWh) | Discounted Generation Potential (GWh) | Zone ID | Cumulative zone score | Discounted Generation Potential (GWh) | 27 | H | 0.53083 | 133.0799 | 102474.3227 | 5529.0819 | 27 | AS | 0.51765 | 133.4515 | 414006.395 | 5871.5121 | H | 5477.8447 | 1914-12-29 20:16 | 133.0799 | 1 | 27 | 153.0799 | 14 | C | 0.55194 | 128.536 | 69184.9192 | 2651.9376 | 1907-04-04 22:30 | 0 | 0 | 0 | 0 | 128.536 | 0 | 0 | 0 | 0 | AS | 5664.5089 | 1915-07-04 12:13 | 133.4515 | 1 | 27 | 153.4515 | 14 | C | 0.55194 | 128.536 | 69184.9192 | 2651.9376 | 1907-04-04 22:30 | 0 | 0 | 0 | 0 | 128.536 | 0 | 0 | 0 | 0
[8 empty] | 1 | AY | 123.0638 | 222.8386 | AW | 0.65019 | 182.0191 | 28 | BS | 0.45572 | 133.1636 | 72651.0045 | 5601.7329 | 28 | FJ | 0.5118 | 131.8963 | 241190.0369 | 6112.7021 | BS | 5565.4074 | 1915-03-27 09:47 | 133.1636 | 1 | 28 | 133.1636 | 14 | C | 0.55194 | 128.536 | 69184.9192 | 2721.1225 | 1907-06-13 02:56 | 0 | 0 | 0 | 0 | 128.536 | 0 | 0 | 0 | 0 | FJ | 5992.1071 | 1916-05-27 02:34 | 131.8963 | 1 | 28 | 131.8963 | 14 | C | 0.55194 | 128.536 | 69184.9192 | 2721.1225 | 1907-06-13 02:56 | 0 | 0 | 0 | 0 | 128.536 | 0 | 0 | 0 | 0
[8 empty] | 2 | AZ | 123.2729 | 236.0991 | AZ | 0.63893 | 236.0991 | 29 | AS | 0.51765 | 133.4515 | 414006.395 | 6015.7393 | 29 | S | 0.50983 | 134.411 | 162186.875 | 6274.889 | AS | 5808.7361 | 1915-11-25 17:40 | 133.4515 | 1 | 29 | 153.4515 | 15 | G | 0.54716 | 128.5615 | 283798.8548 | 2721.1225 | 1907-06-13 02:56 | 0 | 0 | 0 | 0 | 128.5615 | 0 | 0 | 0 | 0 | S | 6193.7955 | 1916-12-14 19:06 | 134.411 | 1 | 29 | 154.411 | 15 | G | 0.54716 | 128.5615 | 283798.8548 | 2721.1225 | 1907-06-13 02:56 | 0 | 0 | 0 | 0 | 128.5615 | 0 | 0 | 0 | 0
[8 empty] | 3 | AW | 123.3978 | 182.0191 | AT | 0.60711 | 142.2588 | 30 | EZ | 0.47143 | 133.6034 | 327285.7176 | 6343.025 | 30 | Y | 0.50476 | 134.2806 | 69575.0266 | 6344.464 | EZ | 6179.3822 | 1916-11-30 09:10 | 133.6034 | 1 | 30 | 133.6034 | 15 | G | 0.54716 | 128.5615 | 283798.8548 | 3004.9213 | 1908-03-22 22:07 | 0 | 0 | 0 | 0 | 128.5615 | 0 | 0 | 0 | 0 | Y | 6309.6765 | 1917-04-09 16:14 | 134.2806 | 1 | 30 | 134.2806 | 15 | G | 0.54716 | 128.5615 | 283798.8548 | 3004.9213 | 1908-03-22 22:07 | 0 | 0 | 0 | 0 | 128.5615 | 0 | 0 | 0 | 0
[8 empty] | 4 | AT | 123.7552 | 142.2588 | BB | 0.60009 | 74.984 | 31 | AL | 0.5282 | 133.7135 | 486034.0617 | 6829.0591 | 31 | AX | 0.49587 | 132.3467 | 216580.8261 | 6561.0448 | AL | 6586.0421 | 1918-01-11 01:01 | 133.7135 | 1 | 31 | 153.7135 | 16 | L | 0.54169 | 129.4375 | 327320.9503 | 3004.9213 | 1908-03-22 22:07 | 0 | 0 | 0 | 0 | 129.4375 | 0 | 0 | 0 | 0 | AX | 6452.7544 | 1917-08-30 18:06 | 132.3467 | 1 | 31 | 152.3467 | 16 | L | 0.54169 | 129.4375 | 327320.9503 | 3004.9213 | 1908-03-22 22:07 | 0 | 0 | 0 | 0 | 129.4375 | 0 | 0 | 0 | 0
[8 empty] | 5 | BB | 124.0367 | 74.984 | AY | 0.59325 | 222.8386 | 32 | BA | 0.47779 | 134.0755 | 75017.5687 | 6904.0767 | 32 | N | 0.49081 | 135.8809 | 249391.6867 | 6810.4365 | BA | 6866.5679 | 1918-10-18 13:38 | 134.0755 | 1 | 32 | 134.0755 | 16 | L | 0.54169 | 129.4375 | 327320.9503 | 3332.2423 | 1909-02-13 05:49 | 0 | 0 | 0 | 0 | 129.4375 | 0 | 0 | 0 | 0 | N | 6685.7407 | 1918-04-20 17:47 | 135.8809 | 1 | 32 | 135.8809 | 16 | L | 0.54169 | 129.4375 | 327320.9503 | 3332.2423 | 1909-02-13 05:49 | 0 | 0 | 0 | 0 | 129.4375 | 0 | 0 | 0 | 0
[8 empty] | 6 | BC | 124.9256 | 125.9266 | BC | 0.58932 | 125.9266 | 33 | Y | 0.50476 | 134.2806 | 69575.0266 | 6973.6517 | 33 | AB | 0.4879 | 136.705 | 210267.3326 | 7020.7039 | Y | 6938.8642 | 1918-12-29 20:44 | 134.2806 | 1 | 33 | 154.2806 | 17 | FF | 0.54069 | 129.6827 | 532417.6668 | 3332.2423 | 1909-02-13 05:49 | 0 | 0 | 0 | 0 | 129.6827 | 0 | 0 | 0 | 0 | AB | 6915.5702 | 1918-12-06 13:41 | 136.705 | 1 | 33 | 156.705 | 17 | FF | 0.54069 | 129.6827 | 532417.6668 | 3332.2423 | 1909-02-13 05:49 | 0 | 0 | 0 | 0 | 129.6827 | 0 | 0 | 0 | 0
[8 empty] | 7 | CC | 125.6829 | 137.9498 | DJ | 0.58552 | 374.2852 | 34 | S | 0.50983 | 134.411 | 162186.875 | 7135.8386 | 34 | AM | 0.48544 | 136.7749 | 318557.6304 | 7339.2615 | S | 7054.7451 | 1919-04-24 17:53 | 134.411 | 1 | 34 | 134.411 | 17 | FF | 0.54069 | 129.6827 | 532417.6668 | 3864.66 | 1910-07-30 15:50 | 0 | 0 | 0 | 0 | 129.6827 | 0 | 0 | 0 | 0 | AM | 7179.9827 | 1919-08-27 23:35 | 136.7749 | 1 | 34 | 136.7749 | 17 | FF | 0.54069 | 129.6827 | 532417.6668 | 3864.66 | 1910-07-30 15:50 | 0 | 0 | 0 | 0 | 129.6827 | 0 | 0 | 0 | 0
[8 empty] | 8 | FG | 126.5586 | 72.5559 | FG | 0.57198 | 72.5559 | 35 | N | 0.49081 | 135.8809 | 249391.6867 | 7385.2302 | 35 | K | 0.48506 | 136.8524 | 211305.5696 | 7550.5671 | N | 7260.5344 | 1919-11-16 12:50 | 135.8809 | 1 | 35 | 155.8809 | 18 | M | 0.53755 | 129.8874 | 92371.4231 | 3864.66 | 1910-07-30 15:50 | 0 | 0 | 0 | 0 | 129.8874 | 0 | 0 | 0 | 0 | K | 7444.9143 | 1920-05-18 21:57 | 136.8524 | 1 | 35 | 156.8524 | 18 | M | 0.53755 | 129.8874 | 92371.4231 | 3864.66 | 1910-07-30 15:50 | 0 | 0 | 0 | 0 | 129.8874 | 0 | 0 | 0 | 0
[8 empty] | 9 | DC | 126.848 | 422.8495 | CC | 0.5641 | 137.9498 | 36 | AO | 0.53358 | 136.2605 | 74320.1554 | 7459.5504 | 36 | R | 0.48214 | 137.564 | 144525.216 | 7695.0923 | AO | 7422.3903 | 1920-04-26 09:22 | 136.2605 | 1 | 36 | 136.2605 | 18 | M | 0.53755 | 129.8874 | 92371.4231 | 3957.0314 | 1910-10-31 00:45 | 0 | 0 | 0 | 0 | 129.8874 | 0 | 0 | 0 | 0 | R | 7622.8297 | 1920-11-12 19:55 | 137.564 | 1 | 36 | 137.564 | 18 | M | 0.53755 | 129.8874 | 92371.4231 | 3957.0314 | 1910-10-31 00:45 | 0 | 0 | 0 | 0 | 129.8874 | 0 | 0 | 0 | 0
[8 empty] | 10 | DJ | 126.8494 | 374.2852 | DC | 0.56163 | 422.8495 | 37 | AI | 0.48136 | 136.5599 | 68842.2006 | 7528.3926 | 37 | AI | 0.48136 | 136.5599 | 68842.2006 | 7763.9345 | AI | 7493.9715 | 1920-07-06 23:19 | 136.5599 | 1 | 37 | 156.5599 | 19 | FE | 0.52698 | 130.9258 | 392429.3741 | 3957.0314 | 1910-10-31 00:45 | 0 | 0 | 0 | 0 | 130.9258 | 0 | 0 | 0 | 0 | AI | 7729.5134 | 1921-02-27 12:19 | 136.5599 | 1 | 37 | 156.5599 | 19 | AO | 0.53358 | 136.2605 | 74320.1554 | 3957.0314 | 1910-10-31 00:45 | 0 | 0 | 0 | 0 | 136.2605 | 0 | 0 | 0 | 0
[8 empty] | 11 | FA | 127.6842 | 83.1032 | E | 0.56145 | 167.7124 | 38 | B | 0.44224 | 136.6716 | 504016.8295 | 8032.4094 | 38 | BA | 0.47779 | 134.0755 | 75017.5687 | 7838.952 | B | 7780.401 | 1921-04-19 09:37 | 136.6716 | 1 | 38 | 136.6716 | 19 | FE | 0.52698 | 130.9258 | 392429.3741 | 4349.4608 | 1911-11-27 11:03 | 0 | 0 | 0 | 0 | 130.9258 | 0 | 0 | 0 | 0 | BA | 7801.4433 | 1921-05-10 10:38 | 134.0755 | 1 | 38 | 134.0755 | 19 | AO | 0.53358 | 136.2605 | 74320.1554 | 4031.3515 | 1911-01-13 08:26 | 0 | 0 | 0 | 0 | 136.2605 | 0 | 0 | 0 | 0
[8 empty] | 12 | E | 128.193 | 167.7124 | FA | 0.56061 | 83.1032 | 39 | AB | 0.4879 | 136.705 | 210267.3326 | 8242.6768 | 39 | AE | 0.47567 | 137.2957 | 264645.4548 | 8103.5975 | AB | 8137.5431 | 1922-04-11 13:02 | 136.705 | 1 | 39 | 156.705 | 20 | AU | 0.53324 | 131.7933 | 66482.7317 | 4349.4608 | 1911-11-27 11:03 | 0 | 0 | 0 | 0 | 131.7933 | 0 | 0 | 0 | 0 | AE | 7971.2748 | 1921-10-27 06:36 | 137.2957 | 1 | 39 | 157.2957 | 20 | AU | 0.53324 | 131.7933 | 66482.7317 | 4031.3515 | 1911-01-13 08:26 | 0 | 0 | 0 | 0 | 131.7933 | 0 | 0 | 0 | 0
[8 empty] | 13 | EX | 128.2796 | 409.3556 | EX | 0.55877 | 409.3556 | 40 | AM | 0.48544 | 136.7749 | 318557.6304 | 8561.2344 | 40 | FI | 0.47408 | 131.8156 | 174159.5797 | 8277.7571 | AM | 8401.9556 | 1922-12-31 22:56 | 136.7749 | 1 | 40 | 136.7749 | 20 | AU | 0.53324 | 131.7933 | 66482.7317 | 4415.9435 | 1912-02-01 22:39 | 0 | 0 | 0 | 0 | 131.7933 | 0 | 0 | 0 | 0 | FI | 8190.6773 | 1922-06-03 16:15 | 131.8156 | 1 | 40 | 131.8156 | 20 | AU | 0.53324 | 131.7933 | 66482.7317 | 4097.8343 | 1911-03-20 20:01 | 0 | 0 | 0 | 0 | 131.7933 | 0 | 0 | 0 | 0
[8 empty] | 14 | C | 128.536 | 69.1849 | C | 0.55194 | 69.1849 | 41 | K | 0.48506 | 136.8524 | 211305.5696 | 8772.54 | 41 | AH | 0.47396 | 139.179 | 188748.1487 | 8466.5052 | K | 8666.8872 | 1923-09-22 21:18 | 136.8524 | 1 | 41 | 156.8524 | 21 | FI | 0.47408 | 131.8156 | 174159.5797 | 4415.9435 | 1912-02-01 22:39 | 0 | 0 | 0 | 0 | 0 | 131.8156 | 0 | 0 | 0 | AH | 8372.1312 | 1922-12-02 03:09 | 139.179 | 1 | 41 | 159.179 | 21 | DW | 0.53209 | 132.0308 | 238348.5506 | 4097.8343 | 1911-03-20 20:01 | 0 | 0 | 0 | 0 | 132.0308 | 0 | 0 | 0 | 0
[8 empty] | 15 | G | 128.5615 | 283.7989 | G | 0.54716 | 283.7989 | 42 | BE | 0.43798 | 137.0666 | 139472.4265 | 8912.0124 | 42 | P | 0.47308 | 137.1072 | 408708.1728 | 8875.2134 | BE | 8842.2762 | 1924-03-16 06:38 | 137.0666 | 1 | 42 | 137.0666 | 21 | FI | 0.47408 | 131.8156 | 174159.5797 | 4590.1031 | 1912-07-25 02:28 | 0 | 0 | 0 | 0 | 0 | 131.8156 | 0 | 0 | 0 | P | 8670.8593 | 1923-09-26 20:37 | 137.1072 | 1 | 42 | 137.1072 | 21 | DW | 0.53209 | 132.0308 | 238348.5506 | 4336.1828 | 1911-11-14 04:23 | 0 | 0 | 0 | 0 | 132.0308 | 0 | 0 | 0 | 0
[8 empty] | 16 | L | 129.4375 | 327.321 | L | 0.54169 | 327.321 | 43 | P | 0.47308 | 137.1072 | 408708.1728 | 9320.7206 | 43 | EZ | 0.47143 | 133.6034 | 327285.7176 | 9202.4991 | P | 9116.3665 | 1924-12-15 08:48 | 137.1072 | 1 | 43 | 157.1072 | 22 | FJ | 0.5118 | 131.8963 | 241190.0369 | 4590.1031 | 1912-07-25 02:28 | 0 | 0 | 0 | 0 | 131.8963 | 0 | 0 | 0 | 0 | EZ | 9038.8563 | 1924-09-28 20:33 | 133.6034 | 1 | 43 | 153.6034 | 22 | H | 0.53083 | 133.0799 | 102474.3227 | 4336.1828 | 1911-11-14 04:23 | 0 | 0 | 0 | 0 | 133.0799 | 0 | 0 | 0 | 0
[8 empty] | 17 | FF | 129.6827 | 532.4177 | FF | 0.54069 | 532.4177 | 44 | AE | 0.47567 | 137.2957 | 264645.4548 | 9585.366 | 44 | Q | 0.46995 | 137.558 | 99327.2519 | 9301.8264 | AE | 9453.0433 | 1925-11-17 01:02 | 137.2957 | 1 | 44 | 137.2957 | 22 | FJ | 0.5118 | 131.8963 | 241190.0369 | 4831.2931 | 1913-03-23 07:02 | 0 | 0 | 0 | 0 | 131.8963 | 0 | 0 | 0 | 0 | Q | 9252.1627 | 1925-04-30 03:54 | 137.558 | 1 | 44 | 137.558 | 22 | H | 0.53083 | 133.0799 | 102474.3227 | 4438.6571 | 1912-02-24 15:46 | 0 | 0 | 0 | 0 | 133.0799 | 0 | 0 | 0 | 0
[8 empty] | 18 | M | 129.8874 | 92.3714 | M | 0.53755 | 92.3714 | 45 | EY | 0.43216 | 137.3811 | 79417.3812 | 9664.7834 | 45 | F | 0.46427 | 139.9356 | 95344.4284 | 9397.1708 | EY | 9625.0747 | 1926-05-08 01:48 | 137.3811 | 1 | 45 | 157.3811 | 23 | D | 0.51854 | 131.9886 | 73379.3773 | 4831.2931 | 1913-03-23 07:02 | 0 | 0 | 0 | 0 | 131.9886 | 0 | 0 | 0 | 0 | F | 9349.4986 | 1925-08-05 11:58 | 139.9356 | 1 | 45 | 159.9356 | 23 | AL | 0.5282 | 133.7135 | 486034.0617 | 4438.6571 | 1912-02-24 15:46 | 0 | 0 | 0 | 0 | 133.7135 | 0 | 0 | 0 | 0
[8 empty] | 19 | FE | 130.9258 | 392.4294 | AO | 0.53358 | 74.3202 | 46 | Q | 0.46995 | 137.558 | 99327.2519 | 9764.1106 | 46 | V | 0.45904 | 139.2623 | 69237.8218 | 9466.4086 | Q | 9714.447 | 1926-08-05 10:44 | 137.558 | 1 | 46 | 137.558 | 23 | D | 0.51854 | 131.9886 | 73379.3773 | 4904.6725 | 1913-06-04 16:08 | 0 | 0 | 0 | 0 | 131.9886 | 0 | 0 | 0 | 0 | V | 9431.7897 | 1925-10-26 18:57 | 139.2623 | 1 | 46 | 139.2623 | 23 | AL | 0.5282 | 133.7135 | 486034.0617 | 4924.6912 | 1913-06-24 16:35 | 0 | 0 | 0 | 0 | 133.7135 | 0 | 0 | 0 | 0
[8 empty] | 20 | AU | 131.7933 | 66.4827 | AU | 0.53324 | 66.4827 | 47 | R | 0.48214 | 137.564 | 144525.216 | 9908.6359 | 47 | BS | 0.45572 | 133.1636 | 72651.0045 | 9539.0596 | R | 9836.3733 | 1926-12-05 08:57 | 137.564 | 1 | 47 | 157.564 | 24 | DW | 0.53209 | 132.0308 | 238348.5506 | 4904.6725 | 1913-06-04 16:08 | 0 | 0 | 0 | 0 | 132.0308 | 0 | 0 | 0 | 0 | BS | 9502.7341 | 1926-01-05 17:37 | 133.1636 | 1 | 47 | 153.1636 | 24 | FE | 0.52698 | 130.9258 | 392429.3741 | 4924.6912 | 1913-06-24 16:35 | 0 | 0 | 0 | 0 | 130.9258 | 0 | 0 | 0 | 0
[8 empty] | 21 | FI | 131.8156 | 174.1596 | DW | 0.53209 | 238.3486 | 48 | A | 0.43772 | 137.8037 | 72589.4426 | 9981.2253 | 48 | U | 0.45554 | 141.0185 | 195153.3628 | 9734.213 | A | 9944.9306 | 1927-03-23 22:20 | 137.8037 | 1 | 48 | 137.8037 | 24 | DW | 0.53209 | 132.0308 | 238348.5506 | 5143.021 | 1914-01-29 00:30 | 0 | 0 | 0 | 0 | 132.0308 | 0 | 0 | 0 | 0 | U | 9636.6363 | 1926-05-19 15:16 | 141.0185 | 1 | 48 | 141.0185 | 24 | FE | 0.52698 | 130.9258 | 392429.3741 | 5317.1206 | 1914-07-22 02:54 | 0 | 0 | 0 | 0 | 130.9258 | 0 | 0 | 0 | 0
[8 empty] | 22 | FJ | 131.8963 | 241.19 | H | 0.53083 | 102.4743 | 49 | EC | 0.39755 | 137.8238 | 88657.8118 | 10069.8831 | 49 | T | 0.45082 | 139.3332 | 158890.8304 | 9893.1038 | EC | 10025.5542 | 1927-06-12 13:18 | 137.8238 | 1 | 49 | 157.8238 | 25 | EM | 0.52562 | 132.0951 | 67005.7187 | 5143.021 | 1914-01-29 00:30 | 0 | 0 | 0 | 0 | 132.0951 | 0 | 0 | 0 | 0 | T | 9813.6584 | 1926-11-12 15:48 | 139.3332 | 1 | 49 | 159.3332 | 25 | EM | 0.52562 | 132.0951 | 67005.7187 | 5317.1206 | 1914-07-22 02:54 | 0 | 0 | 0 | 0 | 132.0951 | 0 | 0 | 0 | 0
[8 empty] | 23 | D | 131.9886 | 73.3794 | AL | 0.5282 | 486.0341 | 50 | W | 0.4383 | 138.0659 | 835130.143 | 10905.0133 | 50 | O | 0.44958 | 142 | 116946.6084 | 10010.0504 | W | 10487.4482 | 1928-09-16 10:45 | 138.0659 | 1 | 50 | 138.0659 | 25 | EM | 0.52562 | 132.0951 | 67005.7187 | 5210.0268 | 1914-04-06 00:39 | 0 | 0 | 0 | 0 | 132.0951 | 0 | 0 | 0 | 0 | O | 9951.5771 | 1927-03-30 13:51 | 142 | 1 | 50 | 142 | 25 | EM | 0.52562 | 132.0951 | 67005.7187 | 5384.1263 | 1914-09-27 03:02 | 0 | 0 | 0 | 0 | 132.0951 | 0 | 0 | 0 | 0
[8 empty] | 24 | DW | 132.0308 | 238.3486 | FE | 0.52698 | 392.4294 | 51 | EQ | 0.4178 | 138.5646 | 100023.2331 | 11005.0365 | 51 | X | 0.44317 | 139.5994 | 330301.1422 | 10340.3516 | EQ | 10955.0249 | 1929-12-28 00:36 | 138.5646 | 1 | 51 | 158.5646 | 26 | AX | 0.49587 | 132.3467 | 216580.8261 | 5210.0268 | 1914-04-06 00:39 | 0 | 0 | 0 | 0 | 0 | 132.3467 | 0 | 0 | 0 | X | 10175.201 | 1927-11-09 04:49 | 139.5994 | 1 | 51 | 159.5994 | 26 | D | 0.51854 | 131.9886 | 73379.3773 | 5384.1263 | 1914-09-27 03:02 | 0 | 0 | 0 | 0 | 131.9886 | 0 | 0 | 0 | 0
[8 empty] | 25 | EM | 132.0951 | 67.0057 | EM | 0.52562 | 67.0057 | 52 | AH | 0.47396 | 139.179 | 188748.1487 | 11193.7846 | 52 | B | 0.44224 | 136.6716 | 504016.8295 | 10844.3684 | AH | 11099.4106 | 1930-05-21 09:51 | 139.179 | 1 | 52 | 139.179 | 26 | AX | 0.49587 | 132.3467 | 216580.8261 | 5426.6076 | 1914-11-08 14:35 | 0 | 0 | 0 | 0 | 0 | 132.3467 | 0 | 0 | 0 | B | 10592.36 | 1928-12-30 08:38 | 136.6716 | 1 | 52 | 136.6716 | 26 | D | 0.51854 | 131.9886 | 73379.3773 | 5457.5057 | 1914-12-09 12:08 | 0 | 0 | 0 | 0 | 131.9886 | 0 | 0 | 0 | 0
[8 empty] | 26 | AX | 132.3467 | 216.5808 | D | 0.51854 | 73.3794 | 53 | V | 0.45904 | 139.2623 | 69237.8218 | 11263.0225 | 53 | W | 0.4383 | 138.0659 | 835130.143 | 11679.4985 | V | 11228.4036 | 1930-09-27 09:41 | 139.2623 | 1 | 53 | 159.2623 | 27 | H | 0.53083 | 133.0799 | 102474.3227 | 5426.6076 | 1914-11-08 14:35 | 0 | 0 | 0 | 0 | 133.0799 | 0 | 0 | 0 | 0 | W | 11261.9335 | 1930-10-30 22:24 | 138.0659 | 1 | 53 | 158.0659 | 27 | AS | 0.51765 | 133.4515 | 414006.395 | 5457.5057 | 1914-12-09 12:08 | 0 | 0 | 0 | 0 | 133.4515 | 0 | 0 | 0 | 0
[8 empty] | 27 | H | 133.0799 | 102.4743 | AS | 0.51765 | 414.0064 | 54 | T | 0.45082 | 139.3332 | 158890.8304 | 11421.9133 | 54 | BE | 0.43798 | 137.0666 | 139472.4265 | 11818.971 | T | 11342.4679 | 1931-01-19 11:14 | 139.3332 | 1 | 54 | 139.3332 | 27 | H | 0.53083 | 133.0799 | 102474.3227 | 5529.0819 | 1915-02-19 01:58 | 0 | 0 | 0 | 0 | 133.0799 | 0 | 0 | 0 | 0 | BE | 11749.2348 | 1932-03-01 05:38 | 137.0666 | 1 | 54 | 137.0666 | 27 | AS | 0.51765 | 133.4515 | 414006.395 | 5871.5121 | 1916-01-27 12:17 | 0 | 0 | 0 | 0 | 133.4515 | 0 | 0 | 0 | 0
[8 empty] | 28 | BS | 133.1636 | 72.651 | FJ | 0.5118 | 241.19 | 55 | J | 0.41891 | 139.3429 | 178246.7617 | 11600.1601 | 55 | A | 0.43772 | 137.8037 | 72589.4426 | 11891.5604 | J | 11511.0367 | 1931-07-07 00:53 | 139.3429 | 1 | 55 | 159.3429 | 28 | BS | 0.45572 | 133.1636 | 72651.0045 | 5529.0819 | 1915-02-19 01:58 | 0 | 0 | 0 | 0 | 0 | 133.1636 | 0 | 0 | 0 | A | 11855.2657 | 1932-06-15 06:23 | 137.8037 | 1 | 55 | 157.8037 | 28 | FJ | 0.5118 | 131.8963 | 241190.0369 | 5871.5121 | 1916-01-27 12:17 | 0 | 0 | 0 | 0 | 131.8963 | 0 | 0 | 0 | 0
[8 empty] | 29 | AS | 133.4515 | 414.0064 | S | 0.50983 | 162.1869 | 56 | BL | 0.39676 | 139.5672 | 105959.963 | 11706.12 | 56 | FB | 0.43543 | 143.5844 | 188966.914 | 12080.5273 | BL | 11653.14 | 1931-11-26 03:22 | 139.5672 | 1 | 56 | 139.5672 | 28 | BS | 0.45572 | 133.1636 | 72651.0045 | 5601.7329 | 1915-05-02 17:35 | 0 | 0 | 0 | 0 | 0 | 133.1636 | 0 | 0 | 0 | FB | 11986.0439 | 1932-10-24 01:03 | 143.5844 | 1 | 56 | 143.5844 | 28 | FJ | 0.5118 | 131.8963 | 241190.0369 | 6112.7021 | 1916-09-24 16:51 | 0 | 0 | 0 | 0 | 131.8963 | 0 | 0 | 0 | 0
[8 empty] | 30 | EZ | 133.6034 | 327.2857 | Y | 0.50476 | 69.575 | 57 | X | 0.44317 | 139.5994 | 330301.1422 | 12036.4212 | 57 | EY | 0.43216 | 137.3811 | 79417.3812 | 12159.9447 | X | 11871.2706 | 1932-07-01 06:30 | 139.5994 | 1 | 57 | 159.5994 | 29 | AS | 0.51765 | 133.4515 | 414006.395 | 5601.7329 | 1915-05-02 17:35 | 0 | 0 | 0 | 0 | 133.4515 | 0 | 0 | 0 | 0 | EY | 12120.236 | 1933-03-07 05:40 | 137.3811 | 1 | 57 | 157.3811 | 29 | S | 0.50983 | 134.411 | 162186.875 | 6112.7021 | 1916-09-24 16:51 | 0 | 0 | 0 | 0 | 134.411 | 0 | 0 | 0 | 0
[8 empty] | 31 | AL | 133.7135 | 486.0341 | AX | 0.49587 | 216.5808 | 58 | F | 0.46427 | 139.9356 | 95344.4284 | 12131.7656 | 58 | FH | 0.42784 | 141.2282 | 130265.5202 | 12290.2102 | F | 12084.0934 | 1933-01-30 02:14 | 139.9356 | 1 | 58 | 139.9356 | 29 | AS | 0.51765 | 133.4515 | 414006.395 | 6015.7393 | 1916-06-19 17:45 | 0 | 0 | 0 | 0 | 133.4515 | 0 | 0 | 0 | 0 | FH | 12225.0775 | 1933-06-20 01:52 | 141.2282 | 1 | 58 | 141.2282 | 29 | S | 0.50983 | 134.411 | 162186.875 | 6274.889 | 1917-03-05 21:20 | 0 | 0 | 0 | 0 | 134.411 | 0 | 0 | 0 | 0
[8 empty] | 32 | BA | 134.0755 | 75.0176 | N | 0.49081 | 249.3917 | 59 | FC | 0.41405 | 140.507 | 106960.7409 | 12238.7263 | 59 | J | 0.41891 | 139.3429 | 178246.7617 | 12468.457 | FC | 12185.246 | 1933-05-11 05:54 | 140.507 | 1 | 59 | 160.507 | 30 | EZ | 0.47143 | 133.6034 | 327285.7176 | 6015.7393 | 1916-06-19 17:45 | 0 | 0 | 0 | 0 | 0 | 133.6034 | 0 | 0 | 0 | J | 12379.3336 | 1933-11-21 08:00 | 139.3429 | 1 | 59 | 159.3429 | 30 | Y | 0.50476 | 134.2806 | 69575.0266 | 6274.889 | 1917-03-05 21:20 | 0 | 0 | 0 | 0 | 134.2806 | 0 | 0 | 0 | 0
[8 empty] | 33 | Y | 134.2806 | 69.575 | AB | 0.4879 | 210.2673 | 60 | CB | 0.4008 | 140.5707 | 95580.5423 | 12334.3069 | 60 | EQ | 0.4178 | 138.5646 | 100023.2331 | 12568.4802 | CB | 12286.5166 | 1933-08-20 12:24 | 140.5707 | 1 | 60 | 140.5707 | 30 | EZ | 0.47143 | 133.6034 | 327285.7176 | 6343.025 | 1917-05-13 00:36 | 0 | 0 | 0 | 0 | 0 | 133.6034 | 0 | 0 | 0 | EQ | 12518.4686 | 1934-04-09 11:15 | 138.5646 | 1 | 60 | 138.5646 | 30 | Y | 0.50476 | 134.2806 | 69575.0266 | 6344.464 | 1917-05-14 11:08 | 0 | 0 | 0 | 0 | 134.2806 | 0 | 0 | 0 | 0
[8 empty] | 34 | S | 134.411 | 162.1869 | AM | 0.48544 | 318.5576 | 61 | BI | 0.39297 | 140.8849 | 76307.924 | 12410.6148 | 61 | AV | 0.41709 | 145.7358 | 242238.4575 | 12810.7187 | BI | 12372.4608 | 1933-11-14 11:04 | 140.8849 | 1 | 61 | 160.8849 | 31 | AL | 0.5282 | 133.7135 | 486034.0617 | 6343.025 | 1917-05-13 00:36 | 0 | 0 | 0 | 0 | 133.7135 | 0 | 0 | 0 | 0 | AV | 12689.5994 | 1934-09-27 14:23 | 145.7358 | 1 | 61 | 165.7358 | 31 | AX | 0.49587 | 132.3467 | 216580.8261 | 6344.464 | 1917-05-14 11:08 | 0 | 0 | 0 | 0 | 0 | 132.3467 | 0 | 0 | 0
[8 empty] | 35 | N | 135.8809 | 249.3917 | K | 0.48506 | 211.3056 | 62 | U | 0.45554 | 141.0185 | 195153.3628 | 12605.7682 | 62 | FC | 0.41405 | 140.507 | 106960.7409 | 12917.6794 | U | 12508.1915 | 1934-03-30 04:36 | 141.0185 | 1 | 62 | 141.0185 | 31 | AL | 0.5282 | 133.7135 | 486034.0617 | 6829.0591 | 1918-09-11 01:25 | 0 | 0 | 0 | 0 | 133.7135 | 0 | 0 | 0 | 0 | FC | 12864.199 | 1935-03-21 04:47 | 140.507 | 1 | 62 | 140.507 | 31 | AX | 0.49587 | 132.3467 | 216580.8261 | 6561.0448 | 1917-12-17 01:05 | 0 | 0 | 0 | 0 | 0 | 132.3467 | 0 | 0 | 0
[8 empty] | 36 | AO | 136.2605 | 74.3202 | R | 0.48214 | 144.5252 | 63 | FH | 0.42784 | 141.2282 | 130265.5202 | 12736.0337 | 63 | CD | 0.40444 | 147.112 | 151496.6936 | 13069.1761 | FH | 12670.9009 | 1934-09-08 21:37 | 141.2282 | 1 | 63 | 161.2282 | 32 | BA | 0.47779 | 134.0755 | 75017.5687 | 6829.0591 | 1918-09-11 01:25 | 0 | 0 | 0 | 0 | 0 | 134.0755 | 0 | 0 | 0 | CD | 12993.4278 | 1935-07-28 10:16 | 147.112 | 1 | 63 | 167.112 | 32 | N | 0.49081 | 135.8809 | 249391.6867 | 6561.0448 | 1917-12-17 01:05 | 0 | 0 | 0 | 0 | 0 | 135.8809 | 0 | 0 | 0
[8 empty] | 37 | AI | 136.5599 | 68.8422 | AI | 0.48136 | 68.8422 | 64 | AA | 0.39687 | 141.7123 | 191694.1665 | 12927.7278 | 64 | EB | 0.40133 | 142.1436 | 124768.3621 | 13193.9445 | AA | 12831.8808 | 1935-02-16 21:08 | 141.7123 | 1 | 64 | 141.7123 | 32 | BA | 0.47779 | 134.0755 | 75017.5687 | 6904.0767 | 1918-11-25 01:50 | 0 | 0 | 0 | 0 | 0 | 134.0755 | 0 | 0 | 0 | EB | 13131.5603 | 1935-12-13 13:27 | 142.1436 | 1 | 64 | 142.1436 | 32 | N | 0.49081 | 135.8809 | 249391.6867 | 6810.4365 | 1918-08-23 10:29 | 0 | 0 | 0 | 0 | 0 | 135.8809 | 0 | 0 | 0
[8 empty] | 38 | B | 136.6716 | 504.0168 | BA | 0.47779 | 75.0176 | 65 | O | 0.44958 | 142 | 116946.6084 | 13044.6745 | 65 | CB | 0.4008 | 140.5707 | 95580.5423 | 13289.525 | O | 12986.2011 | 1935-07-21 04:50 | 142 | 1 | 65 | 162 | 33 | Y | 0.50476 | 134.2806 | 69575.0266 | 6904.0767 | 1918-11-25 01:50 | 0 | 0 | 0 | 0 | 134.2806 | 0 | 0 | 0 | 0 | CB | 13241.7347 | 1936-04-01 17:38 | 140.5707 | 1 | 65 | 160.5707 | 33 | AB | 0.4879 | 136.705 | 210267.3326 | 6810.4365 | 1918-08-23 10:29 | 0 | 0 | 0 | 0 | 0 | 136.705 | 0 | 0 | 0
[8 empty] | 39 | AB | 136.705 | 210.2673 | AE | 0.47567 | 264.6455 | 66 | EB | 0.40133 | 142.1436 | 124768.3621 | 13169.4428 | 66 | EC | 0.39755 | 137.8238 | 88657.8118 | 13378.1828 | EB | 13107.0586 | 1935-11-19 01:24 | 142.1436 | 1 | 66 | 142.1436 | 33 | Y | 0.50476 | 134.2806 | 69575.0266 | 6973.6517 | 1919-02-02 15:38 | 0 | 0 | 0 | 0 | 134.2806 | 0 | 0 | 0 | 0 | EC | 13333.8539 | 1936-07-02 20:30 | 137.8238 | 1 | 66 | 137.8238 | 33 | AB | 0.4879 | 136.705 | 210267.3326 | 7020.7039 | 1919-03-21 16:54 | 0 | 0 | 0 | 0 | 0 | 136.705 | 0 | 0 | 0
[8 empty] | 40 | AM | 136.7749 | 318.5576 | FI | 0.47408 | 174.1596 | 67 | EJ | 0.39736 | 142.2428 | 161431.8873 | 13330.8747 | 67 | EJ | 0.39736 | 142.2428 | 161431.8873 | 13539.6147 | EJ | 13250.1588 | 1936-04-10 03:49 | 142.2428 | 1 | 67 | 162.2428 | 34 | S | 0.50983 | 134.411 | 162186.875 | 6973.6517 | 1919-02-02 15:38 | 0 | 0 | 0 | 0 | 134.411 | 0 | 0 | 0 | 0 | EJ | 13458.8988 | 1936-11-04 21:34 | 142.2428 | 1 | 67 | 162.2428 | 34 | AM | 0.48544 | 136.7749 | 318557.6304 | 7020.7039 | 1919-03-21 16:54 | 0 | 0 | 0 | 0 | 0 | 136.7749 | 0 | 0 | 0
[8 empty] | 41 | K | 136.8524 | 211.3056 | AH | 0.47396 | 188.7481 | 68 | BP | 0.36928 | 142.3699 | 163391.9857 | 13494.2667 | 68 | AA | 0.39687 | 141.7123 | 191694.1665 | 13731.3089 | BP | 13412.5707 | 1936-09-19 13:42 | 142.3699 | 1 | 68 | 142.3699 | 34 | S | 0.50983 | 134.411 | 162186.875 | 7135.8386 | 1919-07-14 20:08 | 0 | 0 | 0 | 0 | 134.411 | 0 | 0 | 0 | 0 | AA | 13635.4618 | 1937-04-30 11:05 | 141.7123 | 1 | 68 | 141.7123 | 34 | AM | 0.48544 | 136.7749 | 318557.6304 | 7339.2615 | 1920-02-03 06:17 | 0 | 0 | 0 | 0 | 0 | 136.7749 | 0 | 0 | 0
[8 empty] | 42 | BE | 137.0666 | 139.4724 | P | 0.47308 | 408.7082 | 69 | BZ | 0.37539 | 142.8644 | 522830.6825 | 14017.0974 | 69 | BL | 0.39676 | 139.5672 | 105959.963 | 13837.2688 | BZ | 13755.682 | 1937-08-28 16:22 | 142.8644 | 1 | 69 | 162.8644 | 35 | N | 0.49081 | 135.8809 | 249391.6867 | 7135.8386 | 1919-07-14 20:08 | 0 | 0 | 0 | 0 | 0 | 135.8809 | 0 | 0 | 0 | BL | 13784.2889 | 1937-09-26 06:56 | 139.5672 | 1 | 69 | 159.5672 | 35 | K | 0.48506 | 136.8524 | 211305.5696 | 7339.2615 | 1920-02-03 06:17 | 0 | 0 | 0 | 0 | 0 | 136.8524 | 0 | 0 | 0
[8 empty] | 43 | P | 137.1072 | 408.7082 | EZ | 0.47143 | 327.2857 | 70 | BN | 0.37158 | 143.3743 | 94586.3082 | 14111.6837 | 70 | BI | 0.39297 | 140.8849 | 76307.924 | 13913.5768 | BN | 14064.3905 | 1938-07-03 09:22 | 143.3743 | 1 | 70 | 143.3743 | 35 | N | 0.49081 | 135.8809 | 249391.6867 | 7385.2302 | 1920-03-20 05:32 | 0 | 0 | 0 | 0 | 0 | 135.8809 | 0 | 0 | 0 | BI | 13875.4228 | 1937-12-26 10:09 | 140.8849 | 1 | 70 | 140.8849 | 35 | K | 0.48506 | 136.8524 | 211305.5696 | 7550.5671 | 1920-09-01 13:37 | 0 | 0 | 0 | 0 | 0 | 136.8524 | 0 | 0 | 0
[8 empty] | 44 | AE | 137.2957 | 264.6455 | Q | 0.46995 | 99.3273 | 71 | FB | 0.43543 | 143.5844 | 188966.914 | 14300.6506 | 71 | FK | 0.38628 | 143.6148 | 81347.0977 | 13994.9239 | FB | 14206.1671 | 1938-11-22 04:01 | 143.5844 | 1 | 71 | 163.5844 | 36 | AO | 0.53358 | 136.2605 | 74320.1554 | 7385.2302 | 1920-03-20 05:32 | 0 | 0 | 0 | 0 | 136.2605 | 0 | 0 | 0 | 0 | FK | 13954.2503 | 1938-03-15 06:00 | 143.6148 | 1 | 71 | 163.6148 | 36 | R | 0.48214 | 137.564 | 144525.216 | 7550.5671 | 1920-09-01 13:37 | 0 | 0 | 0 | 0 | 0 | 137.564 | 0 | 0 | 0
MAP OF ZONES | [7 empty] | 45 | EY | 137.3811 | 79.4174 | F | 0.46427 | 95.3444 | 72 | FK | 0.38628 | 143.6148 | 81347.0977 | 14381.9977 | 72 | I | 0.38508 | 148.4126 | 82129.4242 | 14077.0533 | FK | 14341.3241 | 1939-04-06 07:47 | 143.6148 | 1 | 72 | 143.6148 | 36 | AO | 0.53358 | 136.2605 | 74320.1554 | 7459.5504 | 1920-06-02 13:13 | 0 | 0 | 0 | 0 | 136.2605 | 0 | 0 | 0 | 0 | I | 14035.9886 | 1938-06-04 23:44 | 148.4126 | 1 | 72 | 148.4126 | 36 | R | 0.48214 | 137.564 | 144525.216 | 7695.0923 | 1921-01-24 02:13 | 0 | 0 | 0 | 0 | 0 | 137.564 | 0 | 0 | 0
[8 empty] | 46 | Q | 137.558 | 99.3273 | V | 0.45904 | 69.2378 | 73 | ET | 0.34934 | 143.6651 | 82841.7719 | 14464.8395 | 73 | EE | 0.38257 | 144.3038 | 102027.1271 | 14179.0804 | ET | 14423.4186 | 1939-06-27 10:03 | 143.6651 | 1 | 73 | 163.6651 | 37 | AI | 0.48136 | 136.5599 | 68842.2006 | 7459.5504 | 1920-06-02 13:13 | 0 | 0 | 0 | 0 | 0 | 136.5599 | 0 | 0 | 0 | EE | 14128.0669 | 1938-09-05 01:36 | 144.3038 | 1 | 73 | 164.3038 | 37 | AI | 0.48136 | 136.5599 | 68842.2006 | 7695.0923 | 1921-01-24 02:13 | 0 | 0 | 0 | 0 | 0 | 136.5599 | 0 | 0 | 0
[8 empty] | 47 | R | 137.564 | 144.5252 | BS | 0.45572 | 72.651 | 74 | BG | 0.37568 | 144.2951 | 106525.6388 | 14571.3651 | 74 | FD | 0.37908 | 150.2289 | 98759.7744 | 14277.8402 | BG | 14518.1023 | 1939-09-30 02:27 | 144.2951 | 1 | 74 | 144.2951 | 37 | AI | 0.48136 | 136.5599 | 68842.2006 | 7528.3926 | 1920-08-10 09:25 | 0 | 0 | 0 | 0 | 0 | 136.5599 | 0 | 0 | 0 | FD | 14228.4603 | 1938-12-14 11:03 | 150.2289 | 1 | 74 | 150.2289 | 37 | AI | 0.48136 | 136.5599 | 68842.2006 | 7763.9345 | 1921-04-02 22:26 | 0 | 0 | 0 | 0 | 0 | 136.5599 | 0 | 0 | 0
[8 empty] | 48 | A | 137.8037 | 72.5894 | U | 0.45554 | 195.1534 | 75 | EE | 0.38257 | 144.3038 | 102027.1271 | 14673.3922 | 75 | BG | 0.37568 | 144.2951 | 106525.6388 | 14384.3658 | EE | 14622.3787 | 1940-01-12 09:05 | 144.3038 | 1 | 75 | 164.3038 | 38 | B | 0.44224 | 136.6716 | 504016.8295 | 7528.3926 | 1920-08-10 09:25 | 0 | 0 | 0 | 0 | 0 | 136.6716 | 0 | 0 | 0 | BG | 14331.103 | 1939-03-27 02:28 | 144.2951 | 1 | 75 | 164.2951 | 38 | BA | 0.47779 | 134.0755 | 75017.5687 | 7763.9345 | 1921-04-02 22:26 | 0 | 0 | 0 | 0 | 0 | 134.0755 | 0 | 0 | 0
[8 empty] | 49 | EC | 137.8238 | 88.6578 | T | 0.45082 | 158.8908 | 76 | EA | 0.37321 | 144.4318 | 75987.2405 | 14749.3795 | 76 | BZ | 0.37539 | 142.8644 | 522830.6825 | 14907.1965 | EA | 14711.3858 | 1940-04-10 09:16 | 144.4318 | 1 | 76 | 144.4318 | 38 | B | 0.44224 | 136.6716 | 504016.8295 | 8032.4094 | 1921-12-27 09:50 | 0 | 0 | 0 | 0 | 0 | 136.6716 | 0 | 0 | 0 | BZ | 14645.7812 | 1940-02-04 18:45 | 142.8644 | 1 | 76 | 142.8644 | 38 | BA | 0.47779 | 134.0755 | 75017.5687 | 7838.952 | 1921-06-16 22:51 | 0 | 0 | 0 | 0 | 0 | 134.0755 | 0 | 0 | 0
[8 empty] | 50 | W | 138.0659 | 835.1301 | O | 0.44958 | 116.9466 | 77 | EF | 0.35511 | 144.6753 | 83317.4736 | 14832.6969 | 77 | EA | 0.37321 | 144.4318 | 75987.2405 | 14983.1838 | EF | 14791.0382 | 1940-06-29 00:55 | 144.6753 | 1 | 77 | 164.6753 | 39 | AB | 0.4879 | 136.705 | 210267.3326 | 8032.4094 | 1921-12-27 09:50 | 0 | 0 | 0 | 0 | 0 | 136.705 | 0 | 0 | 0 | EA | 14945.1901 | 1940-11-30 04:34 | 144.4318 | 1 | 77 | 164.4318 | 39 | AE | 0.47567 | 137.2957 | 264645.4548 | 7838.952 | 1921-06-16 22:51 | 0 | 0 | 0 | 0 | 0 | 137.2957 | 0 | 0 | 0
[8 empty] | 51 | EQ | 138.5646 | 100.0232 | X | 0.44317 | 330.3011 | 78 | BO | 0.37009 | 144.7567 | 218036.6436 | 15050.7336 | 78 | EK | 0.37227 | 145.1885 | 64550.9224 | 15047.7347 | BO | 14941.7153 | 1940-11-26 17:10 | 144.7567 | 1 | 78 | 144.7567 | 39 | AB | 0.4879 | 136.705 | 210267.3326 | 8242.6768 | 1922-07-25 16:15 | 0 | 0 | 0 | 0 | 0 | 136.705 | 0 | 0 | 0 | #N/A | 15015.4592 | #N/A | 145.1885 | 1 | 78 | 145.1885 | 39 | AE | 0.47567 | 137.2957 | 264645.4548 | 8103.5975 | 1922-03-08 14:20 | 0 | 0 | 0 | 0 | 0 | 137.2957 | 0 | 0 | 0
[8 empty] | 52 | AH | 139.179 | 188.7481 | B | 0.44224 | 504.0168 | 79 | EV | 0.33901 | 145.1276 | 65668.4233 | 15116.402 | 79 | BN | 0.37158 | 143.3743 | 94586.3082 | 15142.321 | #N/A | 15083.5678 | #N/A | 145.1276 | 1 | 79 | 165.1276 | 40 | AM | 0.48544 | 136.7749 | 318557.6304 | 8242.6768 | 1922-07-25 16:15 | 0 | 0 | 0 | 0 | 0 | 136.7749 | 0 | 0 | 0 | #N/A | 15095.0278 | #N/A | 143.3743 | 1 | 79 | 163.3743 | 40 | FI | 0.47408 | 131.8156 | 174159.5797 | 8103.5975 | 1922-03-08 14:20 | 0 | 0 | 0 | 0 | 0 | 131.8156 | 0 | 0 | 0
[8 empty] | 53 | V | 139.2623 | 69.2378 | W | 0.4383 | 835.1301 | 80 | EK | 0.37227 | 145.1885 | 64550.9224 | 15180.9529 | 80 | BO | 0.37009 | 144.7567 | 218036.6436 | 15360.3576 | #N/A | 15148.6775 | #N/A | 145.1885 | 1 | 80 | 145.1885 | 40 | AM | 0.48544 | 136.7749 | 318557.6304 | 8561.2344 | 1923-06-09 05:38 | 0 | 0 | 0 | 0 | 0 | 136.7749 | 0 | 0 | 0 | #N/A | 15251.3393 | #N/A | 144.7567 | 1 | 80 | 144.7567 | 40 | FI | 0.47408 | 131.8156 | 174159.5797 | 8277.7571 | 1922-08-29 18:10 | 0 | 0 | 0 | 0 | 0 | 131.8156 | 0 | 0 | 0
[8 empty] | 54 | T | 139.3332 | 158.8908 | BE | 0.43798 | 139.4724 | 81 | EN | 0.34796 | 145.4546 | 121279.671 | 15302.2326 | 81 | BP | 0.36928 | 142.3699 | 163391.9857 | 15523.7496 | #N/A | 15241.5928 | #N/A | 145.4546 | 1 | 81 | 165.4546 | 41 | K | 0.48506 | 136.8524 | 211305.5696 | 8561.2344 | 1923-06-09 05:38 | 0 | 0 | 0 | 0 | 0 | 136.8524 | 0 | 0 | 0 | #N/A | 15442.0536 | #N/A | 142.3699 | 1 | 81 | 162.3699 | 41 | AH | 0.47396 | 139.179 | 188748.1487 | 8277.7571 | 1922-08-29 18:10 | 0 | 0 | 0 | 0 | 0 | 139.179 | 0 | 0 | 0
[8 empty] | 55 | J | 139.3429 | 178.2468 | A | 0.43772 | 72.5894 | 82 | EU | 0.33837 | 145.7125 | 90371.2874 | 15392.6039 | 82 | EF | 0.35511 | 144.6753 | 83317.4736 | 15607.0671 | #N/A | 15347.4182 | #N/A | 145.7125 | 1 | 82 | 145.7125 | 41 | K | 0.48506 | 136.8524 | 211305.5696 | 8772.54 | 1924-01-06 12:58 | 0 | 0 | 0 | 0 | 0 | 136.8524 | 0 | 0 | 0 | #N/A | 15565.4083 | #N/A | 144.6753 | 1 | 82 | 144.6753 | 41 | AH | 0.47396 | 139.179 | 188748.1487 | 8466.5052 | 1923-03-06 12:08 | 0 | 0 | 0 | 0 | 0 | 139.179 | 0 | 0 | 0
[8 empty] | 56 | BL | 139.5672 | 105.96 | FB | 0.43543 | 188.9669 | 83 | AV | 0.41709 | 145.7358 | 242238.4575 | 15634.8423 | 83 | AC | 0.35263 | 147.3172 | 592223.1384 | 16199.2902 | #N/A | 15513.7231 | #N/A | 145.7358 | 1 | 83 | 165.7358 | 42 | BE | 0.43798 | 137.0666 | 139472.4265 | 8772.54 | 1924-01-06 12:58 | 0 | 0 | 0 | 0 | 0 | 137.0666 | 0 | 0 | 0 | #N/A | 15903.1787 | #N/A | 147.3172 | 1 | 83 | 167.3172 | 42 | P | 0.47308 | 137.1072 | 408708.1728 | 8466.5052 | 1923-03-06 12:08 | 0 | 0 | 0 | 0 | 0 | 137.1072 | 0 | 0 | 0
[8 empty] | 57 | X | 139.5994 | 330.3011 | EY | 0.43216 | 79.4174 | 84 | BX | 0.33488 | 145.8783 | 219109.8621 | 15853.9522 | 84 | BR | 0.35188 | 147.1241 | 329430.7874 | 16528.721 | #N/A | 15744.3973 | #N/A | 145.8783 | 1 | 84 | 145.8783 | 42 | BE | 0.43798 | 137.0666 | 139472.4265 | 8912.0124 | 1924-05-25 00:18 | 0 | 0 | 0 | 0 | 0 | 137.0666 | 0 | 0 | 0 | #N/A | 16364.0056 | #N/A | 147.1241 | 1 | 84 | 147.1241 | 42 | P | 0.47308 | 137.1072 | 408708.1728 | 8875.2134 | 1924-04-18 05:07 | 0 | 0 | 0 | 0 | 0 | 137.1072 | 0 | 0 | 0
[8 empty] | 58 | F | 139.9356 | 95.3444 | FH | 0.42784 | 130.2655 | 85 | BF | 0.35008 | 146.3898 | 92072.5922 | 15946.0248 | 85 | BK | 0.35062 | 147.2568 | 64163.6912 | 16592.8847 | #N/A | 15899.9885 | #N/A | 146.3898 | 1 | 85 | 166.3898 | 43 | P | 0.47308 | 137.1072 | 408708.1728 | 8912.0124 | 1924-05-25 00:18 | 0 | 0 | 0 | 0 | 0 | 137.1072 | 0 | 0 | 0 | #N/A | 16560.8029 | #N/A | 147.2568 | 1 | 85 | 167.2568 | 43 | EZ | 0.47143 | 133.6034 | 327285.7176 | 8875.2134 | 1924-04-18 05:07 | 0 | 0 | 0 | 0 | 0 | 133.6034 | 0 | 0 | 0
[8 empty] | 59 | FC | 140.507 | 106.9607 | J | 0.41891 | 178.2468 | 86 | ED | 0.33464 | 147.0603 | 315700.9401 | 16261.7257 | 86 | BF | 0.35008 | 146.3898 | 92072.5922 | 16684.9573 | #N/A | 16103.8753 | #N/A | 147.0603 | 1 | 86 | 147.0603 | 43 | P | 0.47308 | 137.1072 | 408708.1728 | 9320.7206 | 1925-07-07 17:18 | 0 | 0 | 0 | 0 | 0 | 137.1072 | 0 | 0 | 0 | #N/A | 16638.921 | #N/A | 146.3898 | 1 | 86 | 146.3898 | 43 | EZ | 0.47143 | 133.6034 | 327285.7176 | 9202.4991 | 1925-03-11 11:59 | 0 | 0 | 0 | 0 | 0 | 133.6034 | 0 | 0 | 0
[8 empty] | 60 | CB | 140.5707 | 95.5805 | EQ | 0.4178 | 100.0232 | 87 | CD | 0.40444 | 147.112 | 151496.6936 | 16413.2224 | 87 | ET | 0.34934 | 143.6651 | 82841.7719 | 16767.7991 | #N/A | 16337.4741 | #N/A | 147.112 | 1 | 87 | 167.112 | 44 | AE | 0.47567 | 137.2957 | 264645.4548 | 9320.7206 | 1925-07-07 17:18 | 0 | 0 | 0 | 0 | 0 | 137.2957 | 0 | 0 | 0 | #N/A | 16726.3782 | #N/A | 143.6651 | 1 | 87 | 163.6651 | 44 | Q | 0.46995 | 137.558 | 99327.2519 | 9202.4991 | 1925-03-11 11:59 | 0 | 0 | 0 | 0 | 0 | 137.558 | 0 | 0 | 0
[8 empty] | 61 | BI | 140.8849 | 76.3079 | AV | 0.41709 | 242.2385 | 88 | BR | 0.35188 | 147.1241 | 329430.7874 | 16742.6532 | 88 | EN | 0.34796 | 145.4546 | 121279.671 | 16889.0787 | #N/A | 16577.9378 | #N/A | 147.1241 | 1 | 88 | 147.1241 | 44 | AE | 0.47567 | 137.2957 | 264645.4548 | 9585.366 | 1926-03-29 08:47 | 0 | 0 | 0 | 0 | 0 | 137.2957 | 0 | 0 | 0 | #N/A | 16828.4389 | #N/A | 145.4546 | 1 | 88 | 145.4546 | 44 | Q | 0.46995 | 137.558 | 99327.2519 | 9301.8264 | 1925-06-18 19:50 | 0 | 0 | 0 | 0 | 0 | 137.558 | 0 | 0 | 0
[8 empty] | 62 | U | 141.0185 | 195.1534 | FC | 0.41405 | 106.9607 | 89 | BK | 0.35062 | 147.2568 | 64163.6912 | 16806.8169 | 89 | AF | 0.34701 | 147.8197 | 136212.6723 | 17025.2914 | #N/A | 16774.7351 | #N/A | 147.2568 | 1 | 89 | 167.2568 | 45 | EY | 0.43216 | 137.3811 | 79417.3812 | 9585.366 | 1926-03-29 08:47 | 0 | 0 | 0 | 0 | 0 | 137.3811 | 0 | 0 | 0 | #N/A | 16957.1851 | #N/A | 147.8197 | 1 | 89 | 167.8197 | 45 | F | 0.46427 | 139.9356 | 95344.4284 | 9301.8264 | 1925-06-18 19:50 | 0 | 0 | 0 | 0 | 0 | 139.9356 | 0 | 0 | 0
[8 empty] | 63 | FH | 141.2282 | 130.2655 | CD | 0.40444 | 151.4967 | 90 | DY | 0.32947 | 147.3115 | 68934.2077 | 16875.7511 | 90 | ER | 0.34235 | 147.5304 | 72827.1241 | 17098.1185 | #N/A | 16841.284 | #N/A | 147.3115 | 1 | 90 | 147.3115 | 45 | EY | 0.43216 | 137.3811 | 79417.3812 | 9664.7834 | 1926-06-16 18:48 | 0 | 0 | 0 | 0 | 0 | 137.3811 | 0 | 0 | 0 | #N/A | 17061.705 | #N/A | 147.5304 | 1 | 90 | 147.5304 | 45 | F | 0.46427 | 139.9356 | 95344.4284 | 9397.1708 | 1925-09-22 04:06 | 0 | 0 | 0 | 0 | 0 | 139.9356 | 0 | 0 | 0
[8 empty] | 64 | AA | 141.7123 | 191.6942 | EB | 0.40133 | 124.7684 | 91 | AC | 0.35263 | 147.3172 | 592223.1384 | 17467.9743 | 91 | AG | 0.34182 | 149.0881 | 199746.5998 | 17297.8651 | #N/A | 17171.8627 | #N/A | 147.3172 | 1 | 91 | 167.3172 | 46 | Q | 0.46995 | 137.558 | 99327.2519 | 9664.7834 | 1926-06-16 18:48 | 0 | 0 | 0 | 0 | 0 | 137.558 | 0 | 0 | 0 | #N/A | 17197.9918 | #N/A | 149.0881 | 1 | 91 | 169.0881 | 46 | V | 0.45904 | 139.2623 | 69237.8218 | 9397.1708 | 1925-09-22 04:06 | 0 | 0 | 0 | 0 | 0 | 139.2623 | 0 | 0 | 0
[8 empty] | 65 | O | 142 | 116.9466 | CB | 0.4008 | 95.5805 | 92 | CH | 0.32394 | 147.3503 | 83572.238 | 17551.5465 | 92 | EV | 0.33901 | 145.1276 | 65668.4233 | 17363.5336 | #N/A | 17509.7604 | #N/A | 147.3503 | 1 | 92 | 147.3503 | 46 | Q | 0.46995 | 137.558 | 99327.2519 | 9764.1106 | 1926-09-24 02:39 | 0 | 0 | 0 | 0 | 0 | 137.558 | 0 | 0 | 0 | #N/A | 17330.6993 | #N/A | 145.1276 | 1 | 92 | 145.1276 | 46 | V | 0.45904 | 139.2623 | 69237.8218 | 9466.4086 | 1925-11-30 09:48 | 0 | 0 | 0 | 0 | 0 | 139.2623 | 0 | 0 | 0
[8 empty] | 66 | EB | 142.1436 | 124.7684 | EC | 0.39755 | 88.6578 | 93 | ER | 0.34235 | 147.5304 | 72827.1241 | 17624.3736 | 93 | EU | 0.33837 | 145.7125 | 90371.2874 | 17453.9048 | #N/A | 17587.9601 | #N/A | 147.5304 | 1 | 93 | 167.5304 | 47 | R | 0.48214 | 137.564 | 144525.216 | 9764.1106 | 1926-09-24 02:39 | 0 | 0 | 0 | 0 | 0 | 137.564 | 0 | 0 | 0 | #N/A | 17408.7192 | #N/A | 145.7125 | 1 | 93 | 165.7125 | 47 | BS | 0.45572 | 133.1636 | 72651.0045 | 9466.4086 | 1925-11-30 09:48 | 0 | 0 | 0 | 0 | 0 | 133.1636 | 0 | 0 | 0
[8 empty] | 67 | EJ | 142.2428 | 161.4319 | EJ | 0.39736 | 161.4319 | 94 | DZ | 0.33663 | 147.6875 | 83700.419 | 17708.074 | 94 | EH | 0.33744 | 149.8378 | 114023.1581 | 17567.928 | #N/A | 17666.2238 | #N/A | 147.6875 | 1 | 94 | 147.6875 | 47 | R | 0.48214 | 137.564 | 144525.216 | 9908.6359 | 1927-02-15 15:16 | 0 | 0 | 0 | 0 | 0 | 137.564 | 0 | 0 | 0 | #N/A | 17510.9164 | #N/A | 149.8378 | 1 | 94 | 149.8378 | 47 | BS | 0.45572 | 133.1636 | 72651.0045 | 9539.0596 | 1926-02-11 01:26 | 0 | 0 | 0 | 0 | 0 | 133.1636 | 0 | 0 | 0
[8 empty] | 68 | BP | 142.3699 | 163.392 | AA | 0.39687 | 191.6942 | 95 | BU | 0.33638 | 147.8055 | 95248.718 | 17803.3228 | 95 | DZ | 0.33663 | 147.6875 | 83700.419 | 17651.6284 | #N/A | 17755.6984 | #N/A | 147.8055 | 1 | 95 | 167.8055 | 48 | A | 0.43772 | 137.8037 | 72589.4426 | 9908.6359 | 1927-02-15 15:16 | 0 | 0 | 0 | 0 | 0 | 137.8037 | 0 | 0 | 0 | #N/A | 17609.7782 | #N/A | 147.6875 | 1 | 95 | 167.6875 | 48 | U | 0.45554 | 141.0185 | 195153.3628 | 9539.0596 | 1926-02-11 01:26 | 0 | 0 | 0 | 0 | 0 | 141.0185 | 0 | 0 | 0
[8 empty] | 69 | BZ | 142.8644 | 522.8307 | BL | 0.39676 | 105.96 | 96 | AF | 0.34701 | 147.8197 | 136212.6723 | 17939.5354 | 96 | BU | 0.33638 | 147.8055 | 95248.718 | 17746.8771 | #N/A | 17871.4291 | #N/A | 147.8197 | 1 | 96 | 147.8197 | 48 | A | 0.43772 | 137.8037 | 72589.4426 | 9981.2253 | 1927-04-29 05:24 | 0 | 0 | 0 | 0 | 0 | 137.8037 | 0 | 0 | 0 | #N/A | 17699.2528 | #N/A | 147.8055 | 1 | 96 | 147.8055 | 48 | U | 0.45554 | 141.0185 | 195153.3628 | 9734.213 | 1926-08-25 05:07 | 0 | 0 | 0 | 0 | 0 | 141.0185 | 0 | 0 | 0
[8 empty] | 70 | BN | 143.3743 | 94.5863 | BI | 0.39297 | 76.3079 | 97 | EL | 0.32748 | 148.0806 | 384305.9017 | 18323.8413 | 97 | BX | 0.33488 | 145.8783 | 219109.8621 | 17965.987 | #N/A | 18131.6884 | #N/A | 148.0806 | 1 | 97 | 168.0806 | 49 | EC | 0.39755 | 137.8238 | 88657.8118 | 9981.2253 | 1927-04-29 05:24 | 0 | 0 | 0 | 0 | 0 | 0 | 137.8238 | 0 | 0 | #N/A | 17856.4321 | #N/A | 145.8783 | 1 | 97 | 165.8783 | 49 | T | 0.45082 | 139.3332 | 158890.8304 | 9734.213 | 1926-08-25 05:07 | 0 | 0 | 0 | 0 | 0 | 139.3332 | 0 | 0 | 0
[8 empty] | 71 | FB | 143.5844 | 188.9669 | FK | 0.38628 | 81.3471 | 98 | I | 0.38508 | 148.4126 | 82129.4242 | 18405.9708 | 98 | ED | 0.33464 | 147.0603 | 315700.9401 | 18281.6879 | #N/A | 18364.906 | #N/A | 148.4126 | 1 | 98 | 148.4126 | 49 | EC | 0.39755 | 137.8238 | 88657.8118 | 10069.8831 | 1927-07-26 21:12 | 0 | 0 | 0 | 0 | 0 | 0 | 137.8238 | 0 | 0 | #N/A | 18123.8375 | #N/A | 147.0603 | 1 | 98 | 147.0603 | 49 | T | 0.45082 | 139.3332 | 158890.8304 | 9893.1038 | 1927-01-31 02:29 | 0 | 0 | 0 | 0 | 0 | 139.3332 | 0 | 0 | 0
[8 empty] | 72 | FK | 143.6148 | 81.3471 | I | 0.38508 | 82.1294 | 99 | EW | 0.33151 | 149.0411 | 151539.509 | 18557.5103 | 99 | BM | 0.33385 | 149.7333 | 165566.4823 | 18447.2544 | #N/A | 18481.7405 | #N/A | 149.0411 | 1 | 99 | 169.0411 | 50 | W | 0.4383 | 138.0659 | 835130.143 | 10069.8831 | 1927-07-26 21:12 | 0 | 0 | 0 | 0 | 0 | 138.0659 | 0 | 0 | 0 | #N/A | 18364.4712 | #N/A | 149.7333 | 1 | 99 | 169.7333 | 50 | O | 0.44958 | 142 | 116946.6084 | 9893.1038 | 1927-01-31 02:29 | 0 | 0 | 0 | 0 | 0 | 142 | 0 | 0 | 0
[8 empty] | 73 | ET | 143.6651 | 82.8418 | EE | 0.38257 | 102.0271 | 100 | AG | 0.34182 | 149.0881 | 199746.5998 | 18757.2569 | 100 | EG | 0.33348 | 154.5777 | 72571.5249 | 18519.8259 | #N/A | 18657.3836 | #N/A | 149.0881 | 1 | 100 | 149.0881 | 50 | W | 0.4383 | 138.0659 | 835130.143 | 10905.0133 | 1929-11-08 00:19 | 0 | 0 | 0 | 0 | 0 | 138.0659 | 0 | 0 | 0 | #N/A | 18483.5402 | #N/A | 154.5777 | 1 | 100 | 154.5777 | 50 | O | 0.44958 | 142 | 116946.6084 | 10010.0504 | 1927-05-28 01:13 | 0 | 0 | 0 | 0 | 0 | 142 | 0 | 0 | 0
[8 empty] | 74 | BG | 144.2951 | 106.5256 | FD | 0.37908 | 98.7598 | 101 | AD | 0.33262 | 149.6036 | 350841.4138 | 19108.0983 | 101 | AD | 0.33262 | 149.6036 | 350841.4138 | 18870.6674 | #N/A | 18932.6776 | #N/A | 149.6036 | 1 | 101 | 169.6036 | 51 | EQ | 0.4178 | 138.5646 | 100023.2331 | 10905.0133 | 1929-11-08 00:19 | 0 | 0 | 0 | 0 | 0 | 138.5646 | 0 | 0 | 0 | #N/A | 18695.2467 | #N/A | 149.6036 | 1 | 101 | 169.6036 | 51 | X | 0.44317 | 139.5994 | 330301.1422 | 10010.0504 | 1927-05-28 01:13 | 0 | 0 | 0 | 0 | 0 | 139.5994 | 0 | 0 | 0
[8 empty] | 75 | EE | 144.3038 | 102.0271 | BG | 0.37568 | 106.5256 | 102 | BM | 0.33385 | 149.7333 | 165566.4823 | 19273.6648 | 102 | EW | 0.33151 | 149.0411 | 151539.509 | 19022.2069 | #N/A | 19190.8815 | #N/A | 149.7333 | 1 | 102 | 149.7333 | 51 | EQ | 0.4178 | 138.5646 | 100023.2331 | 11005.0365 | 1930-02-16 00:53 | 0 | 0 | 0 | 0 | 0 | 138.5646 | 0 | 0 | 0 | #N/A | 18946.4371 | #N/A | 149.0411 | 1 | 102 | 149.0411 | 51 | X | 0.44317 | 139.5994 | 330301.1422 | 10340.3516 | 1928-04-22 08:26 | 0 | 0 | 0 | 0 | 0 | 139.5994 | 0 | 0 | 0
[8 empty] | 76 | EA | 144.4318 | 75.9872 | BZ | 0.37539 | 522.8307 | 103 | EH | 0.33744 | 149.8378 | 114023.1581 | 19387.6879 | 103 | Z | 0.32964 | 150.0967 | 87383.5519 | 19109.5904 | #N/A | 19330.6763 | #N/A | 149.8378 | 1 | 103 | 169.8378 | 52 | AH | 0.47396 | 139.179 | 188748.1487 | 11005.0365 | 1930-02-16 00:53 | 0 | 0 | 0 | 0 | 0 | 139.179 | 0 | 0 | 0 | #N/A | 19065.8986 | #N/A | 150.0967 | 1 | 103 | 170.0967 | 52 | B | 0.44224 | 136.6716 | 504016.8295 | 10340.3516 | 1928-04-22 08:26 | 0 | 0 | 0 | 0 | 0 | 136.6716 | 0 | 0 | 0
[8 empty] | 77 | EF | 144.6753 | 83.3175 | EA | 0.37321 | 75.9872 | 104 | AJ | 0.32861 | 149.9924 | 425244.3558 | 19812.9323 | 104 | DY | 0.32947 | 147.3115 | 68934.2077 | 19178.5246 | #N/A | 19600.3101 | #N/A | 149.9924 | 1 | 104 | 149.9924 | 52 | AH | 0.47396 | 139.179 | 188748.1487 | 11193.7846 | 1930-08-23 18:50 | 0 | 0 | 0 | 0 | 0 | 139.179 | 0 | 0 | 0 | #N/A | 19144.0575 | #N/A | 147.3115 | 1 | 104 | 147.3115 | 52 | B | 0.44224 | 136.6716 | 504016.8295 | 10844.3684 | 1929-09-08 08:50 | 0 | 0 | 0 | 0 | 0 | 136.6716 | 0 | 0 | 0
[8 empty] | 78 | BO | 144.7567 | 218.0366 | EK | 0.37227 | 64.5509 | 105 | Z | 0.32964 | 150.0967 | 87383.5519 | 19900.3158 | 105 | AJ | 0.32861 | 149.9924 | 425244.3558 | 19603.769 | #N/A | 19856.6241 | #N/A | 150.0967 | 1 | 105 | 170.0967 | 53 | V | 0.45904 | 139.2623 | 69237.8218 | 11193.7846 | 1930-08-23 18:50 | 0 | 0 | 0 | 0 | 0 | 139.2623 | 0 | 0 | 0 | #N/A | 19391.1468 | #N/A | 149.9924 | 1 | 105 | 169.9924 | 53 | W | 0.4383 | 138.0659 | 835130.143 | 10844.3684 | 1929-09-08 08:50 | 0 | 0 | 0 | 0 | 0 | 138.0659 | 0 | 0 | 0
[8 empty] | 79 | EV | 145.1276 | 65.6684 | BN | 0.37158 | 94.5863 | 106 | FD | 0.37908 | 150.2289 | 98759.7744 | 19999.0756 | 106 | BJ | 0.32807 | 150.4829 | 101737.2255 | 19705.5062 | #N/A | 19949.6957 | #N/A | 150.2289 | 1 | 106 | 150.2289 | 53 | V | 0.45904 | 139.2623 | 69237.8218 | 11263.0225 | 1930-11-01 00:32 | 0 | 0 | 0 | 0 | 0 | 139.2623 | 0 | 0 | 0 | #N/A | 19654.6376 | #N/A | 150.4829 | 1 | 106 | 150.4829 | 53 | W | 0.4383 | 138.0659 | 835130.143 | 11679.4985 | 1931-12-22 11:58 | 0 | 0 | 0 | 0 | 0 | 138.0659 | 0 | 0 | 0
[8 empty] | 80 | EK | 145.1885 | 64.5509 | BO | 0.37009 | 218.0366 | 107 | BJ | 0.32807 | 150.4829 | 101737.2255 | 20100.8128 | 107 | EL | 0.32748 | 148.0806 | 384305.9017 | 20089.8121 | #N/A | 20049.9442 | #N/A | 150.4829 | 1 | 107 | 170.4829 | 54 | T | 0.45082 | 139.3332 | 158890.8304 | 11263.0225 | 1930-11-01 00:32 | 0 | 0 | 0 | 0 | 0 | 139.3332 | 0 | 0 | 0 | #N/A | 19897.6592 | #N/A | 148.0806 | 1 | 107 | 168.0806 | 54 | BE | 0.43798 | 137.0666 | 139472.4265 | 11679.4985 | 1931-12-22 11:58 | 0 | 0 | 0 | 0 | 0 | 137.0666 | 0 | 0 | 0
[8 empty] | 81 | EN | 145.4546 | 121.2797 | BP | 0.36928 | 163.392 | 108 | EI | 0.29664 | 150.7964 | 77517.6941 | 20178.3305 | 108 | DT | 0.32458 | 151.1286 | 66681.5026 | 20156.4936 | #N/A | 20139.5717 | #N/A | 150.7964 | 1 | 108 | 150.7964 | 54 | T | 0.45082 | 139.3332 | 158890.8304 | 11421.9133 | 1931-04-08 21:55 | 0 | 0 | 0 | 0 | 0 | 139.3332 | 0 | 0 | 0 | #N/A | 20123.1529 | #N/A | 151.1286 | 1 | 108 | 151.1286 | 54 | BE | 0.43798 | 137.0666 | 139472.4265 | 11818.971 | 1932-05-09 23:18 | 0 | 0 | 0 | 0 | 0 | 137.0666 | 0 | 0 | 0
[8 empty] | 82 | EU | 145.7125 | 90.3713 | EF | 0.35511 | 83.3175 | 109 | ES | 0.31979 | 150.8496 | 132640.8079 | 20310.9713 | 109 | CH | 0.32394 | 147.3503 | 83572.238 | 20240.0659 | #N/A | 20244.6509 | #N/A | 150.8496 | 1 | 109 | 170.8496 | 55 | J | 0.41891 | 139.3429 | 178246.7617 | 11421.9133 | 1931-04-08 21:55 | 0 | 0 | 0 | 0 | 0 | 139.3429 | 0 | 0 | 0 | #N/A | 20198.2797 | #N/A | 147.3503 | 1 | 109 | 167.3503 | 55 | A | 0.43772 | 137.8037 | 72589.4426 | 11818.971 | 1932-05-09 23:18 | 0 | 0 | 0 | 0 | 0 | 137.8037 | 0 | 0 | 0
[8 empty] | 83 | AV | 145.7358 | 242.2385 | AC | 0.35263 | 592.2231 | 110 | DT | 0.32458 | 151.1286 | 66681.5026 | 20377.6528 | 110 | DN | 0.32258 | 151.3974 | 65461.0015 | 20305.5269 | #N/A | 20344.3121 | #N/A | 151.1286 | 1 | 110 | 151.1286 | 55 | J | 0.41891 | 139.3429 | 178246.7617 | 11600.1601 | 1931-10-04 03:50 | 0 | 0 | 0 | 0 | 0 | 139.3429 | 0 | 0 | 0 | #N/A | 20272.7964 | #N/A | 151.3974 | 1 | 110 | 151.3974 | 55 | A | 0.43772 | 137.8037 | 72589.4426 | 11891.5604 | 1932-07-21 13:27 | 0 | 0 | 0 | 0 | 0 | 137.8037 | 0 | 0 | 0
[8 empty] | 84 | BX | 145.8783 | 219.1099 | BR | 0.35188 | 329.4308 | 111 | DN | 0.32258 | 151.3974 | 65461.0015 | 20443.1138 | 111 | ES | 0.31979 | 150.8496 | 132640.8079 | 20438.1677 | #N/A | 20410.3833 | #N/A | 151.3974 | 1 | 111 | 171.3974 | 56 | BL | 0.39676 | 139.5672 | 105959.963 | 11600.1601 | 1931-10-04 03:50 | 0 | 0 | 0 | 0 | 0 | 0 | 139.5672 | 0 | 0 | #N/A | 20371.8473 | #N/A | 150.8496 | 1 | 111 | 170.8496 | 56 | FB | 0.43543 | 143.5844 | 188966.914 | 11891.5604 | 1932-07-21 13:27 | 0 | 0 | 0 | 0 | 0 | 143.5844 | 0 | 0 | 0
[8 empty] | 85 | BF | 146.3898 | 92.0726 | BK | 0.35062 | 64.1637 | 112 | AR | 0.3193 | 151.6624 | 235807.046 | 20678.9209 | 112 | AR | 0.3193 | 151.6624 | 235807.046 | 20673.9747 | #N/A | 20561.0174 | #N/A | 151.6624 | 1 | 112 | 151.6624 | 56 | BL | 0.39676 | 139.5672 | 105959.963 | 11706.12 | 1932-01-18 02:53 | 0 | 0 | 0 | 0 | 0 | 0 | 139.5672 | 0 | 0 | #N/A | 20556.0712 | #N/A | 151.6624 | 1 | 112 | 151.6624 | 56 | FB | 0.43543 | 143.5844 | 188966.914 | 12080.5273 | 1933-01-26 12:39 | 0 | 0 | 0 | 0 | 0 | 143.5844 | 0 | 0 | 0
[8 empty] | 86 | ED | 147.0603 | 315.7009 | BF | 0.35008 | 92.0726 | 113 | DS | 0.31814 | 151.8496 | 90376.1797 | 20769.2971 | 113 | DS | 0.31814 | 151.8496 | 90376.1797 | 20764.3509 | #N/A | 20724.109 | #N/A | 151.8496 | 1 | 113 | 171.8496 | 57 | X | 0.44317 | 139.5994 | 330301.1422 | 11706.12 | 1932-01-18 02:53 | 0 | 0 | 0 | 0 | 0 | 139.5994 | 0 | 0 | 0 | #N/A | 20719.1628 | #N/A | 151.8496 | 1 | 113 | 171.8496 | 57 | EY | 0.43216 | 137.3811 | 79417.3812 | 12080.5273 | 1933-01-26 12:39 | 0 | 0 | 0 | 0 | 0 | 137.3811 | 0 | 0 | 0
[8 empty] | 87 | CD | 147.112 | 151.4967 | ET | 0.34934 | 82.8418 | 114 | DL | 0.30852 | 152.9809 | 163137.9672 | 20932.435 | 114 | DL | 0.30852 | 152.9809 | 163137.9672 | 20927.4889 | #N/A | 20850.866 | #N/A | 152.9809 | 1 | 114 | 152.9809 | 57 | X | 0.44317 | 139.5994 | 330301.1422 | 12036.4212 | 1932-12-13 10:06 | 0 | 0 | 0 | 0 | 0 | 139.5994 | 0 | 0 | 0 | #N/A | 20845.9199 | #N/A | 152.9809 | 1 | 114 | 152.9809 | 57 | EY | 0.43216 | 137.3811 | 79417.3812 | 12159.9447 | 1933-04-15 22:40 | 0 | 0 | 0 | 0 | 0 | 137.3811 | 0 | 0 | 0
[8 empty] | 88 | BR | 147.1241 | 329.4308 | EN | 0.34796 | 121.2797 | 115 | DX | 0.29371 | 153.5213 | 114313.4242 | 21046.7485 | 115 | EI | 0.29664 | 150.7964 | 77517.6941 | 21005.0066 | #N/A | 20989.5917 | #N/A | 153.5213 | 1 | 115 | 173.5213 | 58 | F | 0.46427 | 139.9356 | 95344.4284 | 12036.4212 | 1932-12-13 10:06 | 0 | 0 | 0 | 0 | 0 | 139.9356 | 0 | 0 | 0 | #N/A | 20966.2477 | #N/A | 150.7964 | 1 | 115 | 170.7964 | 58 | FH | 0.42784 | 141.2282 | 130265.5202 | 12159.9447 | 1933-04-15 22:40 | 0 | 0 | 0 | 0 | 0 | 141.2282 | 0 | 0 | 0
[8 empty] | 89 | BK | 147.2568 | 64.1637 | AF | 0.34701 | 136.2127 | 116 | EG | 0.33348 | 154.5777 | 72571.5249 | 21119.32 | 116 | DX | 0.29371 | 153.5213 | 114313.4242 | 21119.32 | #N/A | 21083.0342 | #N/A | 154.5777 | 1 | 116 | 154.5777 | 58 | F | 0.46427 | 139.9356 | 95344.4284 | 12131.7656 | 1933-03-18 18:22 | 0 | 0 | 0 | 0 | 0 | 139.9356 | 0 | 0 | 0 | #N/A | 21062.1633 | #N/A | 153.5213 | 1 | 116 | 153.5213 | 58 | FH | 0.42784 | 141.2282 | 130265.5202 | 12290.2102 | 1933-08-24 05:03 | 0 | 0 | 0 | 0 | 0 | 141.2282 | 0 | 0 | 0
[8 empty] | 90 | DY | 147.3115 | 68.9342 | ER | 0.34235 | 72.8271 | 117 | AQ | 0.29058 | 155.0201 | 93005.4182 | 21212.3254 | 117 | AN | 0.29358 | 155.111 | 68819.2575 | 21188.1392 | #N/A | 21165.8227 | #N/A | 155.0201 | 1 | 117 | 175.0201 | 59 | FC | 0.41405 | 140.507 | 106960.7409 | 12131.7656 | 1933-03-18 18:22 | 0 | 0 | 0 | 0 | 0 | 140.507 | 0 | 0 | 0 | #N/A | 21153.7296 | #N/A | 155.111 | 1 | 117 | 175.111 | 59 | J | 0.41891 | 139.3429 | 178246.7617 | 12290.2102 | 1933-08-24 05:03 | 0 | 0 | 0 | 0 | 0 | 139.3429 | 0 | 0 | 0
[8 empty] | 91 | AC | 147.3172 | 592.2231 | AG | 0.34182 | 199.7466 | 118 | AN | 0.29358 | 155.111 | 68819.2575 | 21281.1447 | 118 | AQ | 0.29058 | 155.0201 | 93005.4182 | 21281.1447 | #N/A | 21246.735 | #N/A | 155.111 | 1 | 118 | 155.111 | 59 | FC | 0.41405 | 140.507 | 106960.7409 | 12238.7263 | 1933-07-03 17:26 | 0 | 0 | 0 | 0 | 0 | 140.507 | 0 | 0 | 0 | #N/A | 21234.6419 | #N/A | 155.0201 | 1 | 118 | 155.0201 | 59 | J | 0.41891 | 139.3429 | 178246.7617 | 12468.457 | 1934-02-18 10:58 | 0 | 0 | 0 | 0 | 0 | 139.3429 | 0 | 0 | 0
[8 empty] | 92 | CH | 147.3503 | 83.5722 | EV | 0.33901 | 65.6684 | 119 | DR | 0.28653 | 155.2441 | 209472.2655 | 21490.6169 | 119 | DR | 0.28653 | 155.2441 | 209472.2655 | 21490.6169 | #N/A | 21385.8808 | #N/A | 155.2441 | 1 | 119 | 175.2441 | 60 | CB | 0.4008 | 140.5707 | 95580.5423 | 12238.7263 | 1933-07-03 17:26 | 0 | 0 | 0 | 0 | 0 | 140.5707 | 0 | 0 | 0 | #N/A | 21385.8808 | #N/A | 155.2441 | 1 | 119 | 175.2441 | 60 | EQ | 0.4178 | 138.5646 | 100023.2331 | 12468.457 | 1934-02-18 10:58 | 0 | 0 | 0 | 0 | 0 | 138.5646 | 0 | 0 | 0
[8 empty] | 93 | ER | 147.5304 | 72.8271 | EU | 0.33837 | 90.3713 | 120 | DV | 0.27595 | 155.2645 | 71041.9092 | 21561.6588 | 120 | DK | 0.28529 | 156.0048 | 410443.3318 | 21901.0602 | #N/A | 21526.1379 | #N/A | 155.2645 | 1 | 120 | 155.2645 | 60 | CB | 0.4008 | 140.5707 | 95580.5423 | 12334.3069 | 1933-10-07 07:22 | 0 | 0 | 0 | 0 | 0 | 140.5707 | 0 | 0 | 0 | #N/A | 21695.8386 | #N/A | 156.0048 | 1 | 120 | 156.0048 | 60 | EQ | 0.4178 | 138.5646 | 100023.2331 | 12568.4802 | 1934-05-29 11:32 | 0 | 0 | 0 | 0 | 0 | 138.5646 | 0 | 0 | 0
[8 empty] | 94 | DZ | 147.6875 | 83.7004 | EH | 0.33744 | 114.0232 | 121 | EO | 0.26552 | 155.7251 | 129398.9034 | 21691.0577 | 121 | DE | 0.27615 | 157.3946 | 329156.6922 | 22230.2169 | #N/A | 21626.3583 | #N/A | 155.7251 | 1 | 121 | 175.7251 | 61 | BI | 0.39297 | 140.8849 | 76307.924 | 12334.3069 | 1933-10-07 07:22 | 0 | 0 | 0 | 0 | 0 | 0 | 140.8849 | 0 | 0 | #N/A | 22065.6386 | #N/A | 157.3946 | 1 | 121 | 177.3946 | 61 | AV | 0.41709 | 145.7358 | 242238.4575 | 12568.4802 | 1934-05-29 11:32 | 0 | 0 | 0 | 0 | 0 | 145.7358 | 0 | 0 | 0
[8 empty] | 95 | BU | 147.8055 | 95.2487 | DZ | 0.33663 | 83.7004 | 122 | DK | 0.28529 | 156.0048 | 410443.3318 | 22101.5011 | 122 | DV | 0.27595 | 155.2645 | 71041.9092 | 22301.2588 | #N/A | 21896.2794 | #N/A | 156.0048 | 1 | 122 | 156.0048 | 61 | BI | 0.39297 | 140.8849 | 76307.924 | 12410.6148 | 1933-12-22 14:45 | 0 | 0 | 0 | 0 | 0 | 0 | 140.8849 | 0 | 0 | #N/A | 22265.7379 | #N/A | 155.2645 | 1 | 122 | 155.2645 | 61 | AV | 0.41709 | 145.7358 | 242238.4575 | 12810.7187 | 1935-01-26 17:15 | 0 | 0 | 0 | 0 | 0 | 145.7358 | 0 | 0 | 0
[8 empty] | 96 | AF | 147.8197 | 136.2127 | BU | 0.33638 | 95.2487 | 123 | DA | 0.2752 | 156.034 | 129445.9542 | 22230.947 | 123 | DA | 0.2752 | 156.034 | 129445.9542 | 22430.7048 | #N/A | 22166.224 | #N/A | 156.034 | 1 | 123 | 176.034 | 62 | U | 0.45554 | 141.0185 | 195153.3628 | 12410.6148 | 1933-12-22 14:45 | 0 | 0 | 0 | 0 | 0 | 141.0185 | 0 | 0 | 0 | #N/A | 22365.9818 | #N/A | 156.034 | 1 | 123 | 176.034 | 62 | FC | 0.41405 | 140.507 | 106960.7409 | 12810.7187 | 1935-01-26 17:15 | 0 | 0 | 0 | 0 | 0 | 140.507 | 0 | 0 | 0
[8 empty] | 97 | EL | 148.0806 | 384.3059 | BX | 0.33488 | 219.1099 | 124 | EP | 0.25075 | 156.0981 | 400457.6639 | 22631.4047 | 124 | CT | 0.27365 | 157.6786 | 313946.1376 | 22744.6509 | #N/A | 22431.1758 | #N/A | 156.0981 | 1 | 124 | 156.0981 | 62 | U | 0.45554 | 141.0185 | 195153.3628 | 12605.7682 | 1934-07-05 18:26 | 0 | 0 | 0 | 0 | 0 | 141.0185 | 0 | 0 | 0 | #N/A | 22587.6779 | #N/A | 157.6786 | 1 | 124 | 157.6786 | 62 | FC | 0.41405 | 140.507 | 106960.7409 | 12917.6794 | 1935-05-13 16:18 | 0 | 0 | 0 | 0 | 0 | 140.507 | 0 | 0 | 0
[8 empty] | 98 | I | 148.4126 | 82.1294 | ED | 0.33464 | 315.7009 | 125 | DD | 0.26552 | 157.0545 | 62681.1756 | 22694.0859 | 125 | AK | 0.27319 | 157.0593 | 201953.0598 | 22946.604 | #N/A | 22662.7453 | #N/A | 157.0545 | 1 | 125 | 177.0545 | 63 | FH | 0.42784 | 141.2282 | 130265.5202 | 12605.7682 | 1934-07-05 18:26 | 0 | 0 | 0 | 0 | 0 | 141.2282 | 0 | 0 | 0 | #N/A | 22845.6275 | #N/A | 157.0593 | 1 | 125 | 177.0593 | 63 | CD | 0.40444 | 147.112 | 151496.6936 | 12917.6794 | 1935-05-13 16:18 | 0 | 0 | 0 | 0 | 0 | 147.112 | 0 | 0 | 0
[8 empty] | 99 | EW | 149.0411 | 151.5395 | BM | 0.33385 | 165.5665 | 126 | AK | 0.27319 | 157.0593 | 201953.0598 | 22896.0389 | 126 | AP | 0.2731 | 157.4903 | 126354.7436 | 23072.9587 | #N/A | 22795.0624 | #N/A | 157.0593 | 1 | 126 | 157.0593 | 63 | FH | 0.42784 | 141.2282 | 130265.5202 | 12736.0337 | 1934-11-13 00:48 | 0 | 0 | 0 | 0 | 0 | 141.2282 | 0 | 0 | 0 | #N/A | 23009.7814 | #N/A | 157.4903 | 1 | 126 | 157.4903 | 63 | CD | 0.40444 | 147.112 | 151496.6936 | 13069.1761 | 1935-10-12 04:14 | 0 | 0 | 0 | 0 | 0 | 147.112 | 0 | 0 | 0
[8 empty] | 100 | AG | 149.0881 | 199.7466 | EG | 0.33348 | 72.5715 | 127 | DE | 0.27615 | 157.3946 | 329156.6922 | 23225.1956 | 127 | CP | 0.27147 | 158.2304 | 282269.242 | 23355.228 | #N/A | 23060.6173 | #N/A | 157.3946 | 1 | 127 | 177.3946 | 64 | AA | 0.39687 | 141.7123 | 191694.1665 | 12736.0337 | 1934-11-13 00:48 | 0 | 0 | 0 | 0 | 0 | 0 | 141.7123 | 0 | 0 | #N/A | 23214.0934 | #N/A | 158.2304 | 1 | 127 | 178.2304 | 64 | EB | 0.40133 | 142.1436 | 124768.3621 | 13069.1761 | 1935-10-12 04:14 | 0 | 0 | 0 | 0 | 0 | 142.1436 | 0 | 0 | 0
[8 empty] | 101 | AD | 149.6036 | 350.8414 | AD | 0.33262 | 350.8414 | 128 | AP | 0.2731 | 157.4903 | 126354.7436 | 23351.5504 | 128 | DO | 0.2667 | 157.6462 | 984016.1879 | 24339.2442 | #N/A | 23288.373 | #N/A | 157.4903 | 1 | 128 | 157.4903 | 64 | AA | 0.39687 | 141.7123 | 191694.1665 | 12927.7278 | 1935-05-23 17:28 | 0 | 0 | 0 | 0 | 0 | 0 | 141.7123 | 0 | 0 | #N/A | 23847.2361 | #N/A | 157.6462 | 1 | 128 | 157.6462 | 64 | EB | 0.40133 | 142.1436 | 124768.3621 | 13193.9445 | 1936-02-13 22:40 | 0 | 0 | 0 | 0 | 0 | 142.1436 | 0 | 0 | 0
[8 empty] | 102 | BM | 149.7333 | 165.5665 | EW | 0.33151 | 151.5395 | 129 | DO | 0.2667 | 157.6462 | 984016.1879 | 24335.5665 | 129 | EO | 0.26552 | 155.7251 | 129398.9034 | 24468.6431 | #N/A | 23843.5584 | #N/A | 157.6462 | 1 | 129 | 177.6462 | 65 | O | 0.44958 | 142 | 116946.6084 | 12927.7278 | 1935-05-23 17:28 | 0 | 0 | 0 | 0 | 0 | 142 | 0 | 0 | 0 | #N/A | 24403.9436 | #N/A | 155.7251 | 1 | 129 | 175.7251 | 65 | CB | 0.4008 | 140.5707 | 95580.5423 | 13193.9445 | 1936-02-13 22:40 | 0 | 0 | 0 | 0 | 0 | 140.5707 | 0 | 0 | 0
[8 empty] | 103 | EH | 149.8378 | 114.0232 | Z | 0.32964 | 87.3836 | 130 | CT | 0.27365 | 157.6786 | 313946.1376 | 24649.5127 | 130 | DD | 0.26552 | 157.0545 | 62681.1756 | 24531.3243 | #N/A | 24492.5396 | #N/A | 157.6786 | 1 | 130 | 157.6786 | 65 | O | 0.44958 | 142 | 116946.6084 | 13044.6745 | 1935-09-17 16:11 | 0 | 0 | 0 | 0 | 0 | 142 | 0 | 0 | 0 | #N/A | 24499.9837 | #N/A | 157.0545 | 1 | 130 | 157.0545 | 65 | CB | 0.4008 | 140.5707 | 95580.5423 | 13289.525 | 1936-05-19 12:36 | 0 | 0 | 0 | 0 | 0 | 140.5707 | 0 | 0 | 0
[8 empty] | 104 | AJ | 149.9924 | 425.2444 | DY | 0.32947 | 68.9342 | 131 | CP | 0.27147 | 158.2304 | 282269.242 | 24931.7819 | 131 | CM | 0.26417 | 158.8055 | 1687288.866 | 26218.6131 | #N/A | 24790.6473 | #N/A | 158.2304 | 1 | 131 | 178.2304 | 66 | EB | 0.40133 | 142.1436 | 124768.3621 | 13044.6745 | 1935-09-17 16:11 | 0 | 0 | 0 | 0 | 0 | 142.1436 | 0 | 0 | 0 | #N/A | 25374.9687 | #N/A | 158.8055 | 1 | 131 | 178.8055 | 66 | EC | 0.39755 | 137.8238 | 88657.8118 | 13289.525 | 1936-05-19 12:36 | 0 | 0 | 0 | 0 | 0 | 0 | 137.8238 | 0 | 0
[8 empty] | 105 | Z | 150.0967 | 87.3836 | AJ | 0.32861 | 425.2444 | 132 | DH | 0.26063 | 158.2875 | 65806.1984 | 24997.5881 | 132 | CL | 0.26332 | 158.6858 | 756264.8213 | 26974.8779 | #N/A | 24964.685 | #N/A | 158.2875 | 1 | 132 | 158.2875 | 66 | EB | 0.40133 | 142.1436 | 124768.3621 | 13169.4428 | 1936-01-20 10:38 | 0 | 0 | 0 | 0 | 0 | 142.1436 | 0 | 0 | 0 | #N/A | 26596.7455 | #N/A | 158.6858 | 1 | 132 | 158.6858 | 66 | EC | 0.39755 | 137.8238 | 88657.8118 | 13378.1828 | 1936-08-16 04:23 | 0 | 0 | 0 | 0 | 0 | 0 | 137.8238 | 0 | 0
[8 empty] | 106 | FD | 150.2289 | 98.7598 | BJ | 0.32807 | 101.7372 | 133 | CL | 0.26332 | 158.6858 | 756264.8213 | 25753.8529 | 133 | DG | 0.26093 | 159.2371 | 69450.7172 | 27044.3287 | #N/A | 25375.7205 | #N/A | 158.6858 | 1 | 133 | 178.6858 | 67 | EJ | 0.39736 | 142.2428 | 161431.8873 | 13169.4428 | 1936-01-20 10:38 | 0 | 0 | 0 | 0 | 0 | 0 | 142.2428 | 0 | 0 | #N/A | 27009.6033 | #N/A | 159.2371 | 1 | 133 | 179.2371 | 67 | EJ | 0.39736 | 142.2428 | 161431.8873 | 13378.1828 | 1936-08-16 04:23 | 0 | 0 | 0 | 0 | 0 | 0 | 142.2428 | 0 | 0
[8 empty] | 107 | BJ | 150.4829 | 101.7372 | EL | 0.32748 | 384.3059 | 134 | CM | 0.26417 | 158.8055 | 1687288.866 | 27441.1418 | 134 | DH | 0.26063 | 158.2875 | 65806.1984 | 27110.1349 | #N/A | 26597.4974 | #N/A | 158.8055 | 1 | 134 | 158.8055 | 67 | EJ | 0.39736 | 142.2428 | 161431.8873 | 13330.8747 | 1936-06-29 21:00 | 0 | 0 | 0 | 0 | 0 | 0 | 142.2428 | 0 | 0 | #N/A | 27077.2318 | #N/A | 158.2875 | 1 | 134 | 158.2875 | 67 | EJ | 0.39736 | 142.2428 | 161431.8873 | 13539.6147 | 1937-01-24 14:45 | 0 | 0 | 0 | 0 | 0 | 0 | 142.2428 | 0 | 0
[8 empty] | 108 | EI | 150.7964 | 77.5177 | DT | 0.32458 | 66.6815 | 135 | BH | 0.2528 | 159.1147 | 268591.4309 | 27709.7332 | 135 | DB | 0.26044 | 159.1152 | 243728.0783 | 27353.8629 | #N/A | 27575.4375 | #N/A | 159.1147 | 1 | 135 | 179.1147 | 68 | BP | 0.36928 | 142.3699 | 163391.9857 | 13330.8747 | 1936-06-29 21:00 | 0 | 0 | 0 | 0 | 0 | 0 | 142.3699 | 0 | 0 | #N/A | 27231.9989 | #N/A | 159.1152 | 1 | 135 | 179.1152 | 68 | AA | 0.39687 | 141.7123 | 191694.1665 | 13539.6147 | 1937-01-24 14:45 | 0 | 0 | 0 | 0 | 0 | 0 | 141.7123 | 0 | 0
[8 empty] | 109 | ES | 150.8496 | 132.6408 | CH | 0.32394 | 83.5722 | 136 | DB | 0.26044 | 159.1152 | 243728.0783 | 27953.4613 | 136 | DU | 0.2604 | 159.2009 | 191362.2943 | 27545.2252 | #N/A | 27831.5973 | #N/A | 159.1152 | 1 | 136 | 159.1152 | 68 | BP | 0.36928 | 142.3699 | 163391.9857 | 13494.2667 | 1936-12-10 06:24 | 0 | 0 | 0 | 0 | 0 | 0 | 142.3699 | 0 | 0 | #N/A | 27449.5441 | #N/A | 159.2009 | 1 | 136 | 159.2009 | 68 | AA | 0.39687 | 141.7123 | 191694.1665 | 13731.3089 | 1937-08-04 07:25 | 0 | 0 | 0 | 0 | 0 | 0 | 141.7123 | 0 | 0
[8 empty] | 110 | DT | 151.1286 | 66.6815 | DN | 0.32258 | 65.461 | 137 | DU | 0.2604 | 159.2009 | 191362.2943 | 28144.8236 | 137 | DP | 0.25486 | 159.5691 | 228695.5618 | 27773.9208 | #N/A | 28049.1425 | #N/A | 159.2009 | 1 | 137 | 179.2009 | 69 | BZ | 0.37539 | 142.8644 | 522830.6825 | 13494.2667 | 1936-12-10 06:24 | 0 | 0 | 0 | 0 | 0 | 0 | 142.8644 | 0 | 0 | #N/A | 27659.573 | #N/A | 159.5691 | 1 | 137 | 179.5691 | 69 | BL | 0.39676 | 139.5672 | 105959.963 | 13731.3089 | 1937-08-04 07:25 | 0 | 0 | 0 | 0 | 0 | 0 | 139.5672 | 0 | 0
[8 empty] | 111 | DN | 151.3974 | 65.461 | ES | 0.31979 | 132.6408 | 138 | DG | 0.26093 | 159.2371 | 69450.7172 | 28214.2743 | 138 | CS | 0.25454 | 159.9112 | 93702.6238 | 27867.6234 | #N/A | 28179.549 | #N/A | 159.2371 | 1 | 138 | 159.2371 | 69 | BZ | 0.37539 | 142.8644 | 522830.6825 | 14017.0974 | 1938-05-17 02:20 | 0 | 0 | 0 | 0 | 0 | 0 | 142.8644 | 0 | 0 | #N/A | 27820.7721 | #N/A | 159.9112 | 1 | 138 | 159.9112 | 69 | BL | 0.39676 | 139.5672 | 105959.963 | 13837.2688 | 1937-11-18 06:27 | 0 | 0 | 0 | 0 | 0 | 0 | 139.5672 | 0 | 0
[8 empty] | 112 | AR | 151.6624 | 235.807 | AR | 0.3193 | 235.807 | 139 | CZ | 0.25447 | 159.3526 | 91092.9447 | 28305.3673 | 139 | CZ | 0.25447 | 159.3526 | 91092.9447 | 27958.7164 | #N/A | 28259.8208 | #N/A | 159.3526 | 1 | 139 | 179.3526 | 70 | BN | 0.37158 | 143.3743 | 94586.3082 | 14017.0974 | 1938-05-17 02:20 | 0 | 0 | 0 | 0 | 0 | 0 | 143.3743 | 0 | 0 | #N/A | 27913.1699 | #N/A | 159.3526 | 1 | 139 | 179.3526 | 70 | BI | 0.39297 | 140.8849 | 76307.924 | 13837.2688 | 1937-11-18 06:27 | 0 | 0 | 0 | 0 | 0 | 0 | 140.8849 | 0 | 0
[8 empty] | 113 | DS | 151.8496 | 90.3762 | DS | 0.31814 | 90.3762 | 140 | DP | 0.25486 | 159.5691 | 228695.5618 | 28534.0628 | 140 | BH | 0.2528 | 159.1147 | 268591.4309 | 28227.3078 | #N/A | 28419.715 | #N/A | 159.5691 | 1 | 140 | 159.5691 | 70 | BN | 0.37158 | 143.3743 | 94586.3082 | 14111.6837 | 1938-08-19 16:24 | 0 | 0 | 0 | 0 | 0 | 0 | 143.3743 | 0 | 0 | #N/A | 28093.0121 | #N/A | 159.1147 | 1 | 140 | 159.1147 | 70 | BI | 0.39297 | 140.8849 | 76307.924 | 13913.5768 | 1938-02-02 13:51 | 0 | 0 | 0 | 0 | 0 | 0 | 140.8849 | 0 | 0
[8 empty] | 114 | DL | 152.9809 | 163.138 | DL | 0.30852 | 163.138 | 141 | DI | 0.24824 | 159.7831 | 203861.6946 | 28737.9245 | 141 | CI | 0.25098 | 160.0215 | 1172007.6312 | 29399.3154 | #N/A | 28635.9937 | #N/A | 159.7831 | 1 | 141 | 179.7831 | 71 | FB | 0.43543 | 143.5844 | 188966.914 | 14111.6837 | 1938-08-19 16:24 | 0 | 0 | 0 | 0 | 0 | 143.5844 | 0 | 0 | 0 | #N/A | 28813.3116 | #N/A | 160.0215 | 1 | 141 | 180.0215 | 71 | FK | 0.38628 | 143.6148 | 81347.0977 | 13913.5768 | 1938-02-02 13:51 | 0 | 0 | 0 | 0 | 0 | 0 | 143.6148 | 0 | 0
[8 empty] | 115 | DX | 153.5213 | 114.3134 | EI | 0.29664 | 77.5177 | 142 | CS | 0.25454 | 159.9112 | 93702.6238 | 28831.6271 | 142 | EP | 0.25075 | 156.0981 | 400457.6639 | 29799.7731 | #N/A | 28784.7758 | #N/A | 159.9112 | 1 | 142 | 159.9112 | 71 | FB | 0.43543 | 143.5844 | 188966.914 | 14300.6506 | 1939-02-24 15:37 | 0 | 0 | 0 | 0 | 0 | 143.5844 | 0 | 0 | 0 | #N/A | 29599.5443 | #N/A | 156.0981 | 1 | 142 | 156.0981 | 71 | FK | 0.38628 | 143.6148 | 81347.0977 | 13994.9239 | 1938-04-24 22:10 | 0 | 0 | 0 | 0 | 0 | 0 | 143.6148 | 0 | 0
[8 empty] | 116 | EG | 154.5777 | 72.5715 | DX | 0.29371 | 114.3134 | 143 | CI | 0.25098 | 160.0215 | 1172007.6312 | 30003.6348 | 143 | BY | 0.249 | 160.1634 | 120331.3828 | 29920.1045 | #N/A | 29417.631 | #N/A | 160.0215 | 1 | 143 | 180.0215 | 72 | FK | 0.38628 | 143.6148 | 81347.0977 | 14300.6506 | 1939-02-24 15:37 | 0 | 0 | 0 | 0 | 0 | 0 | 143.6148 | 0 | 0 | #N/A | 29859.9388 | #N/A | 160.1634 | 1 | 143 | 180.1634 | 72 | I | 0.38508 | 148.4126 | 82129.4242 | 13994.9239 | 1938-04-24 22:10 | 0 | 0 | 0 | 0 | 0 | 0 | 148.4126 | 0 | 0
[8 empty] | 117 | AQ | 155.0201 | 93.0054 | AN | 0.29358 | 68.8193 | 144 | BD | 0.24836 | 160.1488 | 240487.6399 | 30244.1224 | 144 | DM | 0.2485 | 160.2956 | 70379.3121 | 29990.4838 | #N/A | 30123.8786 | #N/A | 160.1488 | 1 | 144 | 160.1488 | 72 | FK | 0.38628 | 143.6148 | 81347.0977 | 14381.9977 | 1939-05-16 23:57 | 0 | 0 | 0 | 0 | 0 | 0 | 143.6148 | 0 | 0 | #N/A | 29955.2941 | #N/A | 160.2956 | 1 | 144 | 160.2956 | 72 | I | 0.38508 | 148.4126 | 82129.4242 | 14077.0533 | 1938-07-16 01:17 | 0 | 0 | 0 | 0 | 0 | 0 | 148.4126 | 0 | 0
[8 empty] | 118 | AN | 155.111 | 68.8193 | AQ | 0.29058 | 93.0054 | 145 | BY | 0.249 | 160.1634 | 120331.3828 | 30364.4538 | 145 | BD | 0.24836 | 160.1488 | 240487.6399 | 30230.9714 | #N/A | 30304.2881 | #N/A | 160.1634 | 1 | 145 | 180.1634 | 73 | ET | 0.34934 | 143.6651 | 82841.7719 | 14381.9977 | 1939-05-16 23:57 | 0 | 0 | 0 | 0 | 0 | 0 | 143.6651 | 0 | 0 | #N/A | 30110.7276 | #N/A | 160.1488 | 1 | 145 | 180.1488 | 73 | EE | 0.38257 | 144.3038 | 102027.1271 | 14077.0533 | 1938-07-16 01:17 | 0 | 0 | 0 | 0 | 0 | 0 | 144.3038 | 0 | 0
[8 empty] | 119 | DR | 155.2441 | 209.4723 | DR | 0.28653 | 209.4723 | 146 | DM | 0.2485 | 160.2956 | 70379.3121 | 30434.8331 | 146 | DI | 0.24824 | 159.7831 | 203861.6946 | 30434.8331 | #N/A | 30399.6435 | #N/A | 160.2956 | 1 | 146 | 160.2956 | 73 | ET | 0.34934 | 143.6651 | 82841.7719 | 14464.8395 | 1939-08-07 20:09 | 0 | 0 | 0 | 0 | 0 | 0 | 143.6651 | 0 | 0 | #N/A | 30332.9023 | #N/A | 159.7831 | 1 | 146 | 159.7831 | 73 | EE | 0.38257 | 144.3038 | 102027.1271 | 14179.0804 | 1938-10-26 01:56 | 0 | 0 | 0 | 0 | 0 | 0 | 144.3038 | 0 | 0
[8 empty] | 120 | DV | 155.2645 | 71.0419 | DK | 0.28529 | 410.4433 | 147 | DF | 0.24393 | 160.6237 | 118989.5037 | 30553.8226 | 147 | DF | 0.24393 | 160.6237 | 118989.5037 | 30553.8226 | #N/A | 30494.3279 | #N/A | 160.6237 | 1 | 147 | 180.6237 | 74 | BG | 0.37568 | 144.2951 | 106525.6388 | 14464.8395 | 1939-08-07 20:09 | 0 | 0 | 0 | 0 | 0 | 0 | 144.2951 | 0 | 0 | #N/A | 30494.3279 | #N/A | 160.6237 | 1 | 147 | 180.6237 | 74 | FD | 0.37908 | 150.2289 | 98759.7744 | 14179.0804 | 1938-10-26 01:56 | 0 | 0 | 0 | 0 | 0 | 0 | 150.2289 | 0 | 0
[8 empty] | 121 | EO | 155.7251 | 129.3989 | DE | 0.27615 | 329.1567 | 148 | DQ | 0.24063 | 161.11 | 76874.1976 | 30630.6968 | 148 | DQ | 0.24063 | 161.11 | 76874.1976 | 30630.6968 | #N/A | 30592.2597 | #N/A | 161.11 | 1 | 148 | 161.11 | 74 | BG | 0.37568 | 144.2951 | 106525.6388 | 14571.3651 | 1939-11-22 08:46 | 0 | 0 | 0 | 0 | 0 | 0 | 144.2951 | 0 | 0 | #N/A | 30592.2597 | #N/A | 161.11 | 1 | 148 | 161.11 | 74 | FD | 0.37908 | 150.2289 | 98759.7744 | 14277.8402 | 1939-02-01 20:10 | 0 | 0 | 0 | 0 | 0 | 0 | 150.2289 | 0 | 0
[8 empty] | 122 | DK | 156.0048 | 410.4433 | DV | 0.27595 | 71.0419 | 149 | CY | 0.23818 | 161.3465 | 65821.7005 | 30696.5185 | 149 | CV | 0.23845 | 161.7819 | 811751.3857 | 31442.4482 | #N/A | 30663.6077 | #N/A | 161.3465 | 1 | 149 | 181.3465 | 75 | EE | 0.38257 | 144.3038 | 102027.1271 | 14571.3651 | 1939-11-22 08:46 | 0 | 0 | 0 | 0 | 0 | 0 | 144.3038 | 0 | 0 | #N/A | 31036.5725 | #N/A | 161.7819 | 1 | 149 | 181.7819 | 75 | BG | 0.37568 | 144.2951 | 106525.6388 | 14277.8402 | 1939-02-01 20:10 | 0 | 0 | 0 | 0 | 0 | 0 | 144.2951 | 0 | 0
[8 empty] | 123 | DA | 156.034 | 129.446 | DA | 0.2752 | 129.446 | 150 | CV | 0.23845 | 161.7819 | 811751.3857 | 31508.2699 | 150 | CU | 0.23839 | 161.9801 | 481253.0646 | 31923.7013 | #N/A | 31102.3942 | #N/A | 161.7819 | 1 | 150 | 161.7819 | 75 | EE | 0.38257 | 144.3038 | 102027.1271 | 14673.3922 | 1940-03-03 09:25 | 0 | 0 | 0 | 0 | 0 | 0 | 144.3038 | 0 | 0 | #N/A | 31683.0747 | #N/A | 161.9801 | 1 | 150 | 161.9801 | 75 | BG | 0.37568 | 144.2951 | 106525.6388 | 14384.3658 | 1939-05-19 08:47 | 0 | 0 | 0 | 0 | 0 | 0 | 144.2951 | 0 | 0
[8 empty] | 124 | EP | 156.0981 | 400.4577 | CT | 0.27365 | 313.9461 | 151 | CU | 0.23839 | 161.9801 | 481253.0646 | 31989.523 | 151 | CY | 0.23818 | 161.3465 | 65821.7005 | 31989.523 | #N/A | 31748.8964 | #N/A | 161.9801 | 1 | 151 | 181.9801 | 76 | EA | 0.37321 | 144.4318 | 75987.2405 | 14673.3922 | 1940-03-03 09:25 | 0 | 0 | 0 | 0 | 0 | 0 | 144.4318 | 0 | 0 | #N/A | 31956.6121 | #N/A | 161.3465 | 1 | 151 | 181.3465 | 76 | BZ | 0.37539 | 142.8644 | 522830.6825 | 14384.3658 | 1939-05-19 08:47 | 0 | 0 | 0 | 0 | 0 | 0 | 142.8644 | 0 | 0
[8 empty] | 125 | DD | 157.0545 | 62.6812 | AK | 0.27319 | 201.9531 | 152 | CJ | 0.22559 | 162.6796 | 968027.1355 | 32957.5501 | 152 | CO | 0.22629 | 163.1134 | 1598439.2011 | 33587.9622 | #N/A | 32473.5365 | #N/A | 162.6796 | 1 | 152 | 162.6796 | 76 | EA | 0.37321 | 144.4318 | 75987.2405 | 14749.3795 | 1940-05-18 09:06 | 0 | 0 | 0 | 0 | 0 | 0 | 144.4318 | 0 | 0 | #N/A | 32788.7426 | #N/A | 163.1134 | 1 | 152 | 163.1134 | 76 | BZ | 0.37539 | 142.8644 | 522830.6825 | 14907.1965 | 1940-10-23 04:43 | 0 | 0 | 0 | 0 | 0 | 0 | 142.8644 | 0 | 0
[8 empty] | 126 | AK | 157.0593 | 201.9531 | AP | 0.2731 | 126.3547 | 153 | CO | 0.22629 | 163.1134 | 1598439.2011 | 34555.9893 | 153 | CJ | 0.22559 | 162.6796 | 968027.1355 | 34555.9893 | #N/A | 33756.7697 | #N/A | 163.1134 | 1 | 153 | 183.1134 | 77 | EF | 0.35511 | 144.6753 | 83317.4736 | 14749.3795 | 1940-05-18 09:06 | 0 | 0 | 0 | 0 | 0 | 0 | 144.6753 | 0 | 0 | #N/A | 34071.9757 | #N/A | 162.6796 | 1 | 153 | 182.6796 | 77 | EA | 0.37321 | 144.4318 | 75987.2405 | 14907.1965 | 1940-10-23 04:43 | 0 | 0 | 0 | 0 | 0 | 0 | 144.4318 | 0 | 0
[8 empty] | 127 | DE | 157.3946 | 329.1567 | CP | 0.27147 | 282.2692 | 154 | BW | 0.2187 | 163.1841 | 160350.383 | 34716.3397 | 154 | CA | 0.22216 | 163.7525 | 68524.4574 | 34624.5138 | #N/A | 34636.1645 | #N/A | 163.1841 | 1 | 154 | 163.1841 | 77 | EF | 0.35511 | 144.6753 | 83317.4736 | 14832.6969 | 1940-08-09 16:44 | 0 | 0 | 0 | 0 | 0 | 0 | 144.6753 | 0 | 0 | #N/A | 34590.2515 | #N/A | 163.7525 | 1 | 154 | 163.7525 | 77 | EA | 0.37321 | 144.4318 | 75987.2405 | 14983.1838 | 1941-01-07 04:25 | 0 | 0 | 0 | 0 | 0 | 0 | 144.4318 | 0 | 0
[8 empty] | 128 | AP | 157.4903 | 126.3547 | DO | 0.2667 | 984.0162 | 155 | CA | 0.22216 | 163.7525 | 68524.4574 | 34784.8641 | 155 | CX | 0.2211 | 163.7791 | 381052.0488 | 35005.5658 | #N/A | 34750.6019 | #N/A | 163.7525 | 1 | 155 | 183.7525 | 78 | BO | 0.37009 | 144.7567 | 218036.6436 | 14832.6969 | 1940-08-09 16:44 | 0 | 0 | 0 | 0 | 0 | 0 | 144.7567 | 0 | 0 | #N/A | 34815.0398 | #N/A | 163.7791 | 1 | 155 | 183.7791 | 78 | EK | 0.37227 | 145.1885 | 64550.9224 | 14983.1838 | 1941-01-07 04:25 | 0 | 0 | 0 | 0 | 0 | 0 | 145.1885 | 0 | 0
[8 empty] | 129 | DO | 157.6462 | 984.0162 | EO | 0.26552 | 129.3989 | 156 | CX | 0.2211 | 163.7791 | 381052.0488 | 35165.9162 | 156 | BW | 0.2187 | 163.1841 | 160350.383 | 35165.9162 | #N/A | 34975.3902 | #N/A | 163.7791 | 1 | 156 | 163.7791 | 78 | BO | 0.37009 | 144.7567 | 218036.6436 | 15050.7336 | #N/A | #N/A | #N/A | #N/A | #N/A | #N/A | #N/A | #N/A | #N/A | #N/A | #N/A | 35085.741 | #N/A | 163.1841 | 1 | 156 | 163.1841 | 78 | EK | 0.37227 | 145.1885 | 64550.9224 | 15047.7347 | #N/A | #N/A | #N/A | #N/A | #N/A | #N/A | #N/A | #N/A | #N/A | #N/A
[8 empty] | 130 | CT | 157.6786 | 313.9461 | DD | 0.26552 | 62.6812 | 157 | BV | 0.21291 | 164.5086 | 75388.9345 | 35241.3051 | 157 | CK | 0.21475 | 164.6783 | 940180.3184 | 36106.0965 | #N/A | 35203.6107 | #N/A | 164.5086 | 1 | 157 | 184.5086 | 79 | EV | 0.33901 | 145.1276 | 65668.4233 | 15050.7336 | #N/A | #N/A | #N/A | #N/A | #N/A | #N/A | #N/A | #N/A | #N/A | #N/A | #N/A | 35636.0064 | #N/A | 164.6783 | 1 | 157 | 184.6783 | 79 | BN | 0.37158 | 143.3743 | 94586.3082 | 15047.7347 | #N/A | #N/A | #N/A | #N/A | #N/A | #N/A | #N/A | #N/A | #N/A | #N/A
[8 empty] | 131 | CP | 158.2304 | 282.2692 | CM | 0.26417 | 1687.2889 | 158 | BQ | 0.21397 | 164.5186 | 254506.6898 | 35495.8118 | 158 | BQ | 0.21397 | 164.5186 | 254506.6898 | 36360.6032 | #N/A | 35368.5585 | #N/A | 164.5186 | 1 | 158 | 164.5186 | 79 | EV | 0.33901 | 145.1276 | 65668.4233 | 15116.402 | #N/A | #N/A | #N/A | #N/A | #N/A | #N/A | #N/A | #N/A | #N/A | #N/A | #N/A | 36233.3499 | #N/A | 164.5186 | 1 | 158 | 164.5186 | 79 | BN | 0.37158 | 143.3743 | 94586.3082 | 15142.321 | #N/A | #N/A | #N/A | #N/A | #N/A | #N/A | #N/A | #N/A | #N/A | #N/A
[8 empty] | 132 | DH | 158.2875 | 65.8062 | CL | 0.26332 | 756.2648 | 159 | CK | 0.21475 | 164.6783 | 940180.3184 | 36435.9921 | 159 | BV | 0.21291 | 164.5086 | 75388.9345 | 36435.9921 | #N/A | 35965.902 | #N/A | 164.6783 | 1 | 159 | 184.6783 | 80 | EK | 0.37227 | 145.1885 | 64550.9224 | 15116.402 | #N/A | #N/A | #N/A | #N/A | #N/A | #N/A | #N/A | #N/A | #N/A | #N/A | #N/A | 36398.2977 | #N/A | 164.5086 | 1 | 159 | 184.5086 | 80 | BO | 0.37009 | 144.7567 | 218036.6436 | 15142.321 | #N/A | #N/A | #N/A | #N/A | #N/A | #N/A | #N/A | #N/A | #N/A | #N/A
[8 empty] | 133 | CL | 158.6858 | 756.2648 | DG | 0.26093 | 69.4507 | 160 | CN | 0.2123 | 164.6954 | 620117.9352 | 37056.1101 | 160 | CW | 0.2125 | 164.7224 | 926013.6427 | 37362.0058 | #N/A | 36746.0511 | #N/A | 164.6954 | 1 | 160 | 164.6954 | 80 | EK | 0.37227 | 145.1885 | 64550.9224 | 15180.9529 | #N/A | #N/A | #N/A | #N/A | #N/A | #N/A | #N/A | #N/A | #N/A | #N/A | #N/A | 36898.999 | #N/A | 164.7224 | 1 | 160 | 164.7224 | 80 | BO | 0.37009 | 144.7567 | 218036.6436 | 15360.3576 | #N/A | #N/A | #N/A | #N/A | #N/A | #N/A | #N/A | #N/A | #N/A | #N/A
[8 empty] | 134 | CM | 158.8055 | 1687.2889 | DH | 0.26063 | 65.8062 | 161 | CW | 0.2125 | 164.7224 | 926013.6427 | 37982.1237 | 161 | CN | 0.2123 | 164.6954 | 620117.9352 | 37982.1237 | #N/A | 37519.1169 | #N/A | 164.7224 | 1 | 161 | 184.7224 | 81 | EN | 0.34796 | 145.4546 | 121279.671 | 15180.9529 | #N/A | #N/A | #N/A | #N/A | #N/A | #N/A | #N/A | #N/A | #N/A | #N/A | #N/A | 37672.0647 | #N/A | 164.6954 | 1 | 161 | 184.6954 | 81 | BP | 0.36928 | 142.3699 | 163391.9857 | 15360.3576 | #N/A | #N/A | #N/A | #N/A | #N/A | #N/A | #N/A | #N/A | #N/A | #N/A
[8 empty] | 135 | BH | 159.1147 | 268.5914 | DB | 0.26044 | 243.7281 | 162 | CR | 0.20278 | 165.5793 | 71155.6543 | 38053.2794 | 162 | CR | 0.20278 | 165.5793 | 71155.6543 | 38053.2794 | #N/A | 38017.7015 | #N/A | 165.5793 | 1 | 162 | 165.5793 | 81 | EN | 0.34796 | 145.4546 | 121279.671 | 15302.2326 | #N/A | #N/A | #N/A | #N/A | #N/A | #N/A | #N/A | #N/A | #N/A | #N/A | #N/A | 38017.7015 | #N/A | 165.5793 | 1 | 162 | 165.5793 | 81 | BP | 0.36928 | 142.3699 | 163391.9857 | 15523.7496 | #N/A | #N/A | #N/A | #N/A | #N/A | #N/A | #N/A | #N/A | #N/A | #N/A
[8 empty] | 136 | DB | 159.1152 | 243.7281 | DU | 0.2604 | 191.3623 | 163 | CQ | 0.19758 | 166.0871 | 83710.2303 | 38136.9896 | 163 | CQ | 0.19758 | 166.0871 | 83710.2303 | 38136.9896 | #N/A | 38095.1345 | #N/A | 166.0871 | 1 | 163 | 186.0871 | 82 | EU | 0.33837 | 145.7125 | 90371.2874 | 15302.2326 | #N/A | #N/A | #N/A | #N/A | #N/A | #N/A | #N/A | #N/A | #N/A | #N/A | #N/A | 38095.1345 | #N/A | 166.0871 | 1 | 163 | 186.0871 | 82 | EF | 0.35511 | 144.6753 | 83317.4736 | 15523.7496 | #N/A | #N/A | #N/A | #N/A | #N/A | #N/A | #N/A | #N/A | #N/A | #N/A
[8 empty] | 137 | DU | 159.2009 | 191.3623 | DP | 0.25486 | 228.6956 | 164 | BT | 0.18182 | 167.5902 | 197024.8776 | 38334.0145 | 164 | CF | 0.18226 | 167.693 | 268534.1141 | 38405.5237 | #N/A | 38235.502 | #N/A | 167.5902 | 1 | 164 | 167.5902 | 82 | EU | 0.33837 | 145.7125 | 90371.2874 | 15392.6039 | #N/A | #N/A | #N/A | #N/A | #N/A | #N/A | #N/A | #N/A | #N/A | #N/A | #N/A | 38271.2567 | #N/A | 167.693 | 1 | 164 | 167.693 | 82 | EF | 0.35511 | 144.6753 | 83317.4736 | 15607.0671 | #N/A | #N/A | #N/A | #N/A | #N/A | #N/A | #N/A | #N/A | #N/A | #N/A
[8 empty] | 138 | DG | 159.2371 | 69.4507 | CS | 0.25454 | 93.7026 | 165 | CF | 0.18226 | 167.693 | 268534.1141 | 38602.5486 | 165 | BT | 0.18182 | 167.5902 | 197024.8776 | 38602.5486 | #N/A | 38468.2815 | #N/A | 167.693 | 1 | 165 | 187.693 | 83 | AV | 0.41709 | 145.7358 | 242238.4575 | 15392.6039 | #N/A | #N/A | #N/A | #N/A | #N/A | #N/A | #N/A | #N/A | #N/A | #N/A | #N/A | 38504.0362 | #N/A | 167.5902 | 1 | 165 | 187.5902 | 83 | AC | 0.35263 | 147.3172 | 592223.1384 | 15607.0671 | #N/A | #N/A | #N/A | #N/A | #N/A | #N/A | #N/A | #N/A | #N/A | #N/A
[8 empty] | 139 | CZ | 159.3526 | 91.0929 | CZ | 0.25447 | 91.0929 | 166 | CG | 0.17803 | 168.262 | 67879.5744 | 38670.4282 | 166 | CG | 0.17803 | 168.262 | 67879.5744 | 38670.4282 | #N/A | 38636.4884 | #N/A | 168.262 | 1 | 166 | 168.262 | 83 | AV | 0.41709 | 145.7358 | 242238.4575 | 15634.8423 | #N/A | #N/A | #N/A | #N/A | #N/A | #N/A | #N/A | #N/A | #N/A | #N/A | #N/A | 38636.4884 | #N/A | 168.262 | 1 | 166 | 168.262 | 83 | AC | 0.35263 | 147.3172 | 592223.1384 | 16199.2902 | #N/A | #N/A | #N/A | #N/A | #N/A | #N/A | #N/A | #N/A | #N/A | #N/A
[8 empty] | 140 | DP | 159.5691 | 228.6956 | BH | 0.2528 | 268.5914 | 167 | CE | 0.17248 | 169.0523 | 1153770.8987 | 39824.1991 | 167 | CE | 0.17248 | 169.0523 | 1153770.8987 | 39824.1991 | #N/A | 39247.3136 | #N/A | 169.0523 | 1 | 167 | 189.0523 | 84 | BX | 0.33488 | 145.8783 | 219109.8621 | 15634.8423 | #N/A | #N/A | #N/A | #N/A | #N/A | #N/A | #N/A | #N/A | #N/A | #N/A | #N/A | 39247.3136 | #N/A | 169.0523 | 1 | 167 | 189.0523 | 84 | BR | 0.35188 | 147.1241 | 329430.7874 | 16199.2902 | #N/A | #N/A | #N/A | #N/A | #N/A | #N/A | #N/A | #N/A | #N/A | #N/A
[8 empty] | 141 | DI | 159.7831 | 203.8617 | CI | 0.25098 | 1172.0076 | 168 | #N/A | #N/A | #N/A | #N/A | #N/A | 168 | #N/A | #N/A | #N/A | #N/A | #N/A | #N/A | #N/A | #N/A | #N/A | #N/A | #N/A | #N/A | 84 | BX | 0.33488 | 145.8783 | 219109.8621 | 15853.9522 | #N/A | #N/A | #N/A | #N/A | #N/A | #N/A | #N/A | #N/A | #N/A | #N/A | #N/A | #N/A | #N/A | #N/A | #N/A | #N/A | #N/A | 84 | BR | 0.35188 | 147.1241 | 329430.7874 | 16528.721 | #N/A | #N/A | #N/A | #N/A | #N/A | #N/A | #N/A | #N/A | #N/A | #N/A
[8 empty] | 142 | CS | 159.9112 | 93.7026 | EP | 0.25075 | 400.4577 | 169 | #N/A | #N/A | #N/A | #N/A | #N/A | 169 | #N/A | #N/A | #N/A | #N/A | #N/A | #N/A | #N/A | #N/A | #N/A | #N/A | #N/A | #N/A | 85 | BF | 0.35008 | 146.3898 | 92072.5922 | 15853.9522 | #N/A | #N/A | #N/A | #N/A | #N/A | #N/A | #N/A | #N/A | #N/A | #N/A | #N/A | #N/A | #N/A | #N/A | #N/A | #N/A | #N/A | 85 | BK | 0.35062 | 147.2568 | 64163.6912 | 16528.721 | #N/A | #N/A | #N/A | #N/A | #N/A | #N/A | #N/A | #N/A | #N/A | #N/A
[8 empty] | 143 | CI | 160.0215 | 1172.0076 | BY | 0.249 | 120.3314 | 170 | #N/A | #N/A | #N/A | #N/A | #N/A | 170 | #N/A | #N/A | #N/A | #N/A | #N/A | #N/A | #N/A | #N/A | #N/A | #N/A | #N/A | #N/A | 85 | BF | 0.35008 | 146.3898 | 92072.5922 | 15946.0248 | #N/A | #N/A | #N/A | #N/A | #N/A | #N/A | #N/A | #N/A | #N/A | #N/A | #N/A | #N/A | #N/A | #N/A | #N/A | #N/A | #N/A | 85 | BK | 0.35062 | 147.2568 | 64163.6912 | 16592.8847 | #N/A | #N/A | #N/A | #N/A | #N/A | #N/A | #N/A | #N/A | #N/A | #N/A
[8 empty] | 144 | BD | 160.1488 | 240.4876 | DM | 0.2485 | 70.3793 | 171 | #N/A | #N/A | #N/A | #N/A | #N/A | 171 | #N/A | #N/A | #N/A | #N/A | #N/A | #N/A | #N/A | #N/A | #N/A | #N/A | #N/A | #N/A | 86 | ED | 0.33464 | 147.0603 | 315700.9401 | 15946.0248 | #N/A | #N/A | #N/A | #N/A | #N/A | #N/A | #N/A | #N/A | #N/A | #N/A | #N/A | #N/A | #N/A | #N/A | #N/A | #N/A | #N/A | 86 | BF | 0.35008 | 146.3898 | 92072.5922 | 16592.8847 | #N/A | #N/A | #N/A | #N/A | #N/A | #N/A | #N/A | #N/A | #N/A | #N/A
[8 empty] | 145 | BY | 160.1634 | 120.3314 | BD | 0.24836 | 240.4876 | 172 | #N/A | #N/A | #N/A | #N/A | #N/A | 172 | #N/A | #N/A | #N/A | #N/A | #N/A | #N/A | #N/A | #N/A | #N/A | #N/A | #N/A | #N/A | 86 | ED | 0.33464 | 147.0603 | 315700.9401 | 16261.7257 | #N/A | #N/A | #N/A | #N/A | #N/A | #N/A | #N/A | #N/A | #N/A | #N/A | #N/A | #N/A | #N/A | #N/A | #N/A | #N/A | #N/A | 86 | BF | 0.35008 | 146.3898 | 92072.5922 | 16684.9573 | #N/A | #N/A | #N/A | #N/A | #N/A | #N/A | #N/A | #N/A | #N/A | #N/A
[8 empty] | 146 | DM | 160.2956 | 70.3793 | DI | 0.24824 | 203.8617 | 173 | #N/A | #N/A | #N/A | #N/A | #N/A | 173 | #N/A | #N/A | #N/A | #N/A | #N/A | #N/A | #N/A | #N/A | #N/A | #N/A | #N/A | #N/A | 87 | CD | 0.40444 | 147.112 | 151496.6936 | 16261.7257 | #N/A | #N/A | #N/A | #N/A | #N/A | #N/A | #N/A | #N/A | #N/A | #N/A | #N/A | #N/A | #N/A | #N/A | #N/A | #N/A | #N/A | 87 | ET | 0.34934 | 143.6651 | 82841.7719 | 16684.9573 | #N/A | #N/A | #N/A | #N/A | #N/A | #N/A | #N/A | #N/A | #N/A | #N/A
[8 empty] | 147 | DF | 160.6237 | 118.9895 | DF | 0.24393 | 118.9895 | 174 | #N/A | #N/A | #N/A | #N/A | #N/A | 174 | #N/A | #N/A | #N/A | #N/A | #N/A | #N/A | #N/A | #N/A | #N/A | #N/A | #N/A | #N/A | 87 | CD | 0.40444 | 147.112 | 151496.6936 | 16413.2224 | #N/A | #N/A | #N/A | #N/A | #N/A | #N/A | #N/A | #N/A | #N/A | #N/A | #N/A | #N/A | #N/A | #N/A | #N/A | #N/A | #N/A | 87 | ET | 0.34934 | 143.6651 | 82841.7719 | 16767.7991 | #N/A | #N/A | #N/A | #N/A | #N/A | #N/A | #N/A | #N/A | #N/A | #N/A
[8 empty] | 148 | DQ | 161.11 | 76.8742 | DQ | 0.24063 | 76.8742 | 175 | #N/A | #N/A | #N/A | #N/A | #N/A | 175 | #N/A | #N/A | #N/A | #N/A | #N/A | #N/A | #N/A | #N/A | #N/A | #N/A | #N/A | #N/A | 88 | BR | 0.35188 | 147.1241 | 329430.7874 | 16413.2224 | #N/A | #N/A | #N/A | #N/A | #N/A | #N/A | #N/A | #N/A | #N/A | #N/A | #N/A | #N/A | #N/A | #N/A | #N/A | #N/A | #N/A | 88 | EN | 0.34796 | 145.4546 | 121279.671 | 16767.7991 | #N/A | #N/A | #N/A | #N/A | #N/A | #N/A | #N/A | #N/A | #N/A | #N/A
[8 empty] | 149 | CY | 161.3465 | 65.8217 | CV | 0.23845 | 811.7514 | 176 | #N/A | #N/A | #N/A | #N/A | #N/A | 176 | #N/A | #N/A | #N/A | #N/A | #N/A | #N/A | #N/A | #N/A | #N/A | #N/A | #N/A | #N/A | 88 | BR | 0.35188 | 147.1241 | 329430.7874 | 16742.6532 | #N/A | #N/A | #N/A | #N/A | #N/A | #N/A | #N/A | #N/A | #N/A | #N/A | #N/A | #N/A | #N/A | #N/A | #N/A | #N/A | #N/A | 88 | EN | 0.34796 | 145.4546 | 121279.671 | 16889.0787 | #N/A | #N/A | #N/A | #N/A | #N/A | #N/A | #N/A | #N/A | #N/A | #N/A
[8 empty] | 150 | CV | 161.7819 | 811.7514 | CU | 0.23839 | 481.2531 | 177 | #N/A | #N/A | #N/A | #N/A | #N/A | 177 | #N/A | #N/A | #N/A | #N/A | #N/A | #N/A | #N/A | #N/A | #N/A | #N/A | #N/A | #N/A | 89 | BK | 0.35062 | 147.2568 | 64163.6912 | 16742.6532 | #N/A | #N/A | #N/A | #N/A | #N/A | #N/A | #N/A | #N/A | #N/A | #N/A | #N/A | #N/A | #N/A | #N/A | #N/A | #N/A | #N/A | 89 | AF | 0.34701 | 147.8197 | 136212.6723 | 16889.0787 | #N/A | #N/A | #N/A | #N/A | #N/A | #N/A | #N/A | #N/A | #N/A | #N/A
[8 empty] | 151 | CU | 161.9801 | 481.2531 | CY | 0.23818 | 65.8217 | 178 | #N/A | #N/A | #N/A | #N/A | #N/A | 178 | #N/A | #N/A | #N/A | #N/A | #N/A | #N/A | #N/A | #N/A | #N/A | #N/A | #N/A | #N/A | 89 | BK | 0.35062 | 147.2568 | 64163.6912 | 16806.8169 | #N/A | #N/A | #N/A | #N/A | #N/A | #N/A | #N/A | #N/A | #N/A | #N/A | #N/A | #N/A | #N/A | #N/A | #N/A | #N/A | #N/A | 89 | AF | 0.34701 | 147.8197 | 136212.6723 | 17025.2914 | #N/A | #N/A | #N/A | #N/A | #N/A | #N/A | #N/A | #N/A | #N/A | #N/A
[8 empty] | 152 | CJ | 162.6796 | 968.0271 | CO | 0.22629 | 1598.4392 | 179 | #N/A | #N/A | #N/A | #N/A | #N/A | 179 | #N/A | #N/A | #N/A | #N/A | #N/A | #N/A | #N/A | #N/A | #N/A | #N/A | #N/A | #N/A | 90 | DY | 0.32947 | 147.3115 | 68934.2077 | 16806.8169 | #N/A | #N/A | #N/A | #N/A | #N/A | #N/A | #N/A | #N/A | #N/A | #N/A | #N/A | #N/A | #N/A | #N/A | #N/A | #N/A | #N/A | 90 | ER | 0.34235 | 147.5304 | 72827.1241 | 17025.2914 | #N/A | #N/A | #N/A | #N/A | #N/A | #N/A | #N/A | #N/A | #N/A | #N/A
[8 empty] | 153 | CO | 163.1134 | 1598.4392 | CJ | 0.22559 | 968.0271 | 180 | #N/A | #N/A | #N/A | #N/A | #N/A | 180 | #N/A | #N/A | #N/A | #N/A | #N/A | #N/A | #N/A | #N/A | #N/A | #N/A | #N/A | #N/A | 90 | DY | 0.32947 | 147.3115 | 68934.2077 | 16875.7511 | #N/A | #N/A | #N/A | #N/A | #N/A | #N/A | #N/A | #N/A | #N/A | #N/A | #N/A | #N/A | #N/A | #N/A | #N/A | #N/A | #N/A | 90 | ER | 0.34235 | 147.5304 | 72827.1241 | 17098.1185 | #N/A | #N/A | #N/A | #N/A | #N/A | #N/A | #N/A | #N/A | #N/A | #N/A
[8 empty] | 154 | BW | 163.1841 | 160.3504 | CA | 0.22216 | 68.5245 | 181 | #N/A | #N/A | #N/A | #N/A | #N/A | 181 | #N/A | #N/A | #N/A | #N/A | #N/A | #N/A | #N/A | #N/A | #N/A | #N/A | #N/A | #N/A | 91 | AC | 0.35263 | 147.3172 | 592223.1384 | 16875.7511 | #N/A | #N/A | #N/A | #N/A | #N/A | #N/A | #N/A | #N/A | #N/A | #N/A | #N/A | #N/A | #N/A | #N/A | #N/A | #N/A | #N/A | 91 | AG | 0.34182 | 149.0881 | 199746.5998 | 17297.8651 | #N/A | #N/A | #N/A | #N/A | #N/A | #N/A | #N/A | #N/A | #N/A | #N/A
[8 empty] | 155 | CA | 163.7525 | 68.5245 | CX | 0.2211 | 381.052 | 182 | #N/A | #N/A | #N/A | #N/A | #N/A | 182 | #N/A | #N/A | #N/A | #N/A | #N/A | #N/A | #N/A | #N/A | #N/A | #N/A | #N/A | #N/A | 91 | AC | 0.35263 | 147.3172 | 592223.1384 | 17467.9743 | #N/A | #N/A | #N/A | #N/A | #N/A | #N/A | #N/A | #N/A | #N/A | #N/A | #N/A | #N/A | #N/A | #N/A | #N/A | #N/A | #N/A | 91 | AG | 0.34182 | 149.0881 | 199746.5998 | 17297.8651 | #N/A | #N/A | #N/A | #N/A | #N/A | #N/A | #N/A | #N/A | #N/A | #N/A
[8 empty] | 156 | CX | 163.7791 | 381.052 | BW | 0.2187 | 160.3504 | 183 | #N/A | #N/A | #N/A | #N/A | #N/A | 183 | #N/A | #N/A | #N/A | #N/A | #N/A | #N/A | #N/A | #N/A | #N/A | #N/A | #N/A | #N/A | 92 | CH | 0.32394 | 147.3503 | 83572.238 | 17551.5465 | #N/A | #N/A | #N/A | #N/A | #N/A | #N/A | #N/A | #N/A | #N/A | #N/A | #N/A | #N/A | #N/A | #N/A | #N/A | #N/A | #N/A | 92 | EV | 0.33901 | 145.1276 | 65668.4233 | 17363.5336 | #N/A | #N/A | #N/A | #N/A | #N/A | #N/A | #N/A | #N/A | #N/A | #N/A
[8 empty] | 157 | BV | 164.5086 | 75.3889 | CK | 0.21475 | 940.1803 | 184 | #N/A | #N/A | #N/A | #N/A | #N/A | 184 | #N/A | #N/A | #N/A | #N/A | #N/A | #N/A | #N/A | #N/A | #N/A | #N/A | #N/A | #N/A | 92 | CH | 0.32394 | 147.3503 | 83572.238 | 17551.5465 | #N/A | #N/A | #N/A | #N/A | #N/A | #N/A | #N/A | #N/A | #N/A | #N/A | #N/A | #N/A | #N/A | #N/A | #N/A | #N/A | #N/A | 92 | EV | 0.33901 | 145.1276 | 65668.4233 | 17363.5336 | #N/A | #N/A | #N/A | #N/A | #N/A | #N/A | #N/A | #N/A | #N/A | #N/A
[8 empty] | 158 | BQ | 164.5186 | 254.5067 | BQ | 0.21397 | 254.5067 | 185 | #N/A | #N/A | #N/A | #N/A | #N/A | 185 | #N/A | #N/A | #N/A | #N/A | #N/A | #N/A | #N/A | #N/A | #N/A | #N/A | #N/A | #N/A | 93 | ER | 0.34235 | 147.5304 | 72827.1241 | 17624.3736 | #N/A | #N/A | #N/A | #N/A | #N/A | #N/A | #N/A | #N/A | #N/A | #N/A | #N/A | #N/A | #N/A | #N/A | #N/A | #N/A | #N/A | 93 | EU | 0.33837 | 145.7125 | 90371.2874 | 17453.9048 | #N/A | #N/A | #N/A | #N/A | #N/A | #N/A | #N/A | #N/A | #N/A | #N/A
[8 empty] | 159 | CK | 164.6783 | 940.1803 | BV | 0.21291 | 75.3889 | 186 | #N/A | #N/A | #N/A | #N/A | #N/A | 186 | #N/A | #N/A | #N/A | #N/A | #N/A | #N/A | #N/A | #N/A | #N/A | #N/A | #N/A | #N/A | 93 | ER | 0.34235 | 147.5304 | 72827.1241 | 17624.3736 | #N/A | #N/A | #N/A | #N/A | #N/A | #N/A | #N/A | #N/A | #N/A | #N/A | #N/A | #N/A | #N/A | #N/A | #N/A | #N/A | #N/A | 93 | EU | 0.33837 | 145.7125 | 90371.2874 | 17453.9048 | #N/A | #N/A | #N/A | #N/A | #N/A | #N/A | #N/A | #N/A | #N/A | #N/A
[8 empty] | 160 | CN | 164.6954 | 620.1179 | CW | 0.2125 | 926.0136 | 187 | #N/A | #N/A | #N/A | #N/A | #N/A | 187 | #N/A | #N/A | #N/A | #N/A | #N/A | #N/A | #N/A | #N/A | #N/A | #N/A | #N/A | #N/A | 94 | DZ | 0.33663 | 147.6875 | 83700.419 | 17708.074 | #N/A | #N/A | #N/A | #N/A | #N/A | #N/A | #N/A | #N/A | #N/A | #N/A | #N/A | #N/A | #N/A | #N/A | #N/A | #N/A | #N/A | 94 | EH | 0.33744 | 149.8378 | 114023.1581 | 17567.928 | #N/A | #N/A | #N/A | #N/A | #N/A | #N/A | #N/A | #N/A | #N/A | #N/A
[8 empty] | 161 | CW | 164.7224 | 926.0136 | CN | 0.2123 | 620.1179 | 188 | #N/A | #N/A | #N/A | #N/A | #N/A | 188 | #N/A | #N/A | #N/A | #N/A | #N/A | #N/A | #N/A | #N/A | #N/A | #N/A | #N/A | #N/A | 94 | DZ | 0.33663 | 147.6875 | 83700.419 | 17708.074 | #N/A | #N/A | #N/A | #N/A | #N/A | #N/A | #N/A | #N/A | #N/A | #N/A | #N/A | #N/A | #N/A | #N/A | #N/A | #N/A | #N/A | 94 | EH | 0.33744 | 149.8378 | 114023.1581 | 17567.928 | #N/A | #N/A | #N/A | #N/A | #N/A | #N/A | #N/A | #N/A | #N/A | #N/A
[8 empty] | 162 | CR | 165.5793 | 71.1557 | CR | 0.20278 | 71.1557 | 189 | #N/A | #N/A | #N/A | #N/A | #N/A | 189 | #N/A | #N/A | #N/A | #N/A | #N/A | #N/A | #N/A | #N/A | #N/A | #N/A | #N/A | #N/A | 95 | BU | 0.33638 | 147.8055 | 95248.718 | 17803.3228 | #N/A | #N/A | #N/A | #N/A | #N/A | #N/A | #N/A | #N/A | #N/A | #N/A | #N/A | #N/A | #N/A | #N/A | #N/A | #N/A | #N/A | 95 | DZ | 0.33663 | 147.6875 | 83700.419 | 17651.6284 | #N/A | #N/A | #N/A | #N/A | #N/A | #N/A | #N/A | #N/A | #N/A | #N/A
[8 empty] | 163 | CQ | 166.0871 | 83.7102 | CQ | 0.19758 | 83.7102 | 190 | #N/A | #N/A | #N/A | #N/A | #N/A | 190 | #N/A | #N/A | #N/A | #N/A | #N/A | #N/A | #N/A | #N/A | #N/A | #N/A | #N/A | #N/A | 95 | BU | 0.33638 | 147.8055 | 95248.718 | 17803.3228 | #N/A | #N/A | #N/A | #N/A | #N/A | #N/A | #N/A | #N/A | #N/A | #N/A | #N/A | #N/A | #N/A | #N/A | #N/A | #N/A | #N/A | 95 | DZ | 0.33663 | 147.6875 | 83700.419 | 17651.6284 | #N/A | #N/A | #N/A | #N/A | #N/A | #N/A | #N/A | #N/A | #N/A | #N/A
[8 empty] | 164 | BT | 167.5902 | 197.0249 | CF | 0.18226 | 268.5341 | 191 | #N/A | #N/A | #N/A | #N/A | #N/A | 191 | #N/A | #N/A | #N/A | #N/A | #N/A | #N/A | #N/A | #N/A | #N/A | #N/A | #N/A | #N/A | 96 | AF | 0.34701 | 147.8197 | 136212.6723 | 17939.5354 | #N/A | #N/A | #N/A | #N/A | #N/A | #N/A | #N/A | #N/A | #N/A | #N/A | #N/A | #N/A | #N/A | #N/A | #N/A | #N/A | #N/A | 96 | BU | 0.33638 | 147.8055 | 95248.718 | 17746.8771 | #N/A | #N/A | #N/A | #N/A | #N/A | #N/A | #N/A | #N/A | #N/A | #N/A
[8 empty] | 165 | CF | 167.693 | 268.5341 | BT | 0.18182 | 197.0249 | 192 | #N/A | #N/A | #N/A | #N/A | #N/A | 192 | #N/A | #N/A | #N/A | #N/A | #N/A | #N/A | #N/A | #N/A | #N/A | #N/A | #N/A | #N/A | 96 | AF | 0.34701 | 147.8197 | 136212.6723 | 17939.5354 | #N/A | #N/A | #N/A | #N/A | #N/A | #N/A | #N/A | #N/A | #N/A | #N/A | #N/A | #N/A | #N/A | #N/A | #N/A | #N/A | #N/A | 96 | BU | 0.33638 | 147.8055 | 95248.718 | 17746.8771 | #N/A | #N/A | #N/A | #N/A | #N/A | #N/A | #N/A | #N/A | #N/A | #N/A
[8 empty] | 166 | CG | 168.262 | 67.8796 | CG | 0.17803 | 67.8796 | 193 | #N/A | #N/A | #N/A | #N/A | #N/A | 193 | #N/A | #N/A | #N/A | #N/A | #N/A | #N/A | #N/A | #N/A | #N/A | #N/A | #N/A | #N/A | 97 | EL | 0.32748 | 148.0806 | 384305.9017 | 18323.8413 | #N/A | #N/A | #N/A | #N/A | #N/A | #N/A | #N/A | #N/A | #N/A | #N/A | #N/A | #N/A | #N/A | #N/A | #N/A | #N/A | #N/A | 97 | BX | 0.33488 | 145.8783 | 219109.8621 | 17965.987 | #N/A | #N/A | #N/A | #N/A | #N/A | #N/A | #N/A | #N/A | #N/A | #N/A
[8 empty] | 167 | CE | 169.0523 | 1153.7709 | CE | 0.17248 | 1153.7709 | 194 | #N/A | #N/A | #N/A | #N/A | #N/A | 194 | #N/A | #N/A | #N/A | #N/A | #N/A | #N/A | #N/A | #N/A | #N/A | #N/A | #N/A | #N/A | 97 | EL | 0.32748 | 148.0806 | 384305.9017 | 18323.8413 | #N/A | #N/A | #N/A | #N/A | #N/A | #N/A | #N/A | #N/A | #N/A | #N/A | #N/A | #N/A | #N/A | #N/A | #N/A | #N/A | #N/A | 97 | BX | 0.33488 | 145.8783 | 219109.8621 | 17965.987 | #N/A | #N/A | #N/A | #N/A | #N/A | #N/A | #N/A | #N/A | #N/A | #N/A
[8 empty] | 168 | [6 empty] | 195 | #N/A | #N/A | #N/A | #N/A | #N/A | 195 | #N/A | #N/A | #N/A | #N/A | #N/A | #N/A | #N/A | #N/A | #N/A | #N/A | #N/A | #N/A | 98 | I | 0.38508 | 148.4126 | 82129.4242 | 18405.9708 | #N/A | #N/A | #N/A | #N/A | #N/A | #N/A | #N/A | #N/A | #N/A | #N/A | #N/A | #N/A | #N/A | #N/A | #N/A | #N/A | #N/A | 98 | ED | 0.33464 | 147.0603 | 315700.9401 | 18281.6879 | #N/A | #N/A | #N/A | #N/A | #N/A | #N/A | #N/A | #N/A | #N/A | #N/A
[8 empty] | 169 | [6 empty] | 196 | #N/A | #N/A | #N/A | #N/A | #N/A | 196 | #N/A | #N/A | #N/A | #N/A | #N/A | #N/A | #N/A | #N/A | #N/A | #N/A | #N/A | #N/A | 98 | I | 0.38508 | 148.4126 | 82129.4242 | 18405.9708 | #N/A | #N/A | #N/A | #N/A | #N/A | #N/A | #N/A | #N/A | #N/A | #N/A | #N/A | #N/A | #N/A | #N/A | #N/A | #N/A | #N/A | 98 | ED | 0.33464 | 147.0603 | 315700.9401 | 18281.6879 | #N/A | #N/A | #N/A | #N/A | #N/A | #N/A | #N/A | #N/A | #N/A | #N/A
[8 empty] | 170 | [6 empty] | 197 | #N/A | #N/A | #N/A | #N/A | #N/A | 197 | #N/A | #N/A | #N/A | #N/A | #N/A | #N/A | #N/A | #N/A | #N/A | #N/A | #N/A | #N/A | 99 | EW | 0.33151 | 149.0411 | 151539.509 | 18557.5103 | #N/A | #N/A | #N/A | #N/A | #N/A | #N/A | #N/A | #N/A | #N/A | #N/A | #N/A | #N/A | #N/A | #N/A | #N/A | #N/A | #N/A | 99 | BM | 0.33385 | 149.7333 | 165566.4823 | 18447.2544 | #N/A | #N/A | #N/A | #N/A | #N/A | #N/A | #N/A | #N/A | #N/A | #N/A
[8 empty] | 171 | [6 empty] | 198 | #N/A | #N/A | #N/A | #N/A | #N/A | 198 | #N/A | #N/A | #N/A | #N/A | #N/A | #N/A | #N/A | #N/A | #N/A | #N/A | #N/A | #N/A | 99 | EW | 0.33151 | 149.0411 | 151539.509 | 18557.5103 | #N/A | #N/A | #N/A | #N/A | #N/A | #N/A | #N/A | #N/A | #N/A | #N/A | #N/A | #N/A | #N/A | #N/A | #N/A | #N/A | #N/A | 99 | BM | 0.33385 | 149.7333 | 165566.4823 | 18447.2544 | #N/A | #N/A | #N/A | #N/A | #N/A | #N/A | #N/A | #N/A | #N/A | #N/A
[8 empty] | 172 | [6 empty] | 199 | #N/A | #N/A | #N/A | #N/A | #N/A | 199 | #N/A | #N/A | #N/A | #N/A | #N/A | #N/A | #N/A | #N/A | #N/A | #N/A | #N/A | #N/A | 100 | AG | 0.34182 | 149.0881 | 199746.5998 | 18757.2569 | #N/A | #N/A | #N/A | #N/A | #N/A | #N/A | #N/A | #N/A | #N/A | #N/A | #N/A | #N/A | #N/A | #N/A | #N/A | #N/A | #N/A | 100 | EG | 0.33348 | 154.5777 | 72571.5249 | 18519.8259 | #N/A | #N/A | #N/A | #N/A | #N/A | #N/A | #N/A | #N/A | #N/A | #N/A
[8 empty] | 173 | [6 empty] | 200 | #N/A | #N/A | #N/A | #N/A | #N/A | 200 | #N/A | #N/A | #N/A | #N/A | #N/A | #N/A | #N/A | #N/A | #N/A | #N/A | #N/A | #N/A | 100 | AG | 0.34182 | 149.0881 | 199746.5998 | 18757.2569 | #N/A | #N/A | #N/A | #N/A | #N/A | #N/A | #N/A | #N/A | #N/A | #N/A | #N/A | #N/A | #N/A | #N/A | #N/A | #N/A | #N/A | 100 | EG | 0.33348 | 154.5777 | 72571.5249 | 18519.8259 | #N/A | #N/A | #N/A | #N/A | #N/A | #N/A | #N/A | #N/A | #N/A | #N/A
[8 empty] | 174 | [6 empty] | 201 | #N/A | #N/A | #N/A | #N/A | #N/A | 201 | #N/A | #N/A | #N/A | #N/A | #N/A | #N/A | #N/A | #N/A | #N/A | #N/A | #N/A | #N/A | 101 | AD | 0.33262 | 149.6036 | 350841.4138 | 19108.0983 | #N/A | #N/A | #N/A | #N/A | #N/A | #N/A | #N/A | #N/A | #N/A | #N/A | #N/A | #N/A | #N/A | #N/A | #N/A | #N/A | #N/A | 101 | AD | 0.33262 | 149.6036 | 350841.4138 | 18870.6674 | #N/A | #N/A | #N/A | #N/A | #N/A | #N/A | #N/A | #N/A | #N/A | #N/A
[8 empty] | 175 | [6 empty] | 202 | #N/A | #N/A | #N/A | #N/A | #N/A | 202 | #N/A | #N/A | #N/A | #N/A | #N/A | #N/A | #N/A | #N/A | #N/A | #N/A | #N/A | #N/A | 101 | AD | 0.33262 | 149.6036 | 350841.4138 | 19108.0983 | #N/A | #N/A | #N/A | #N/A | #N/A | #N/A | #N/A | #N/A | #N/A | #N/A | #N/A | #N/A | #N/A | #N/A | #N/A | #N/A | #N/A | 101 | AD | 0.33262 | 149.6036 | 350841.4138 | 18870.6674 | #N/A | #N/A | #N/A | #N/A | #N/A | #N/A | #N/A | #N/A | #N/A | #N/A
[8 empty] | 176 | [6 empty] | 203 | #N/A | #N/A | #N/A | #N/A | #N/A | 203 | #N/A | #N/A | #N/A | #N/A | #N/A | #N/A | #N/A | #N/A | #N/A | #N/A | #N/A | #N/A | 102 | BM | 0.33385 | 149.7333 | 165566.4823 | 19273.6648 | #N/A | #N/A | #N/A | #N/A | #N/A | #N/A | #N/A | #N/A | #N/A | #N/A | #N/A | #N/A | #N/A | #N/A | #N/A | #N/A | #N/A | 102 | EW | 0.33151 | 149.0411 | 151539.509 | 19022.2069 | #N/A | #N/A | #N/A | #N/A | #N/A | #N/A | #N/A | #N/A | #N/A | #N/A
[8 empty] | 177 | [6 empty] | 204 | #N/A | #N/A | #N/A | #N/A | #N/A | 204 | #N/A | #N/A | #N/A | #N/A | #N/A | #N/A | #N/A | #N/A | #N/A | #N/A | #N/A | #N/A | 102 | BM | 0.33385 | 149.7333 | 165566.4823 | 19273.6648 | #N/A | #N/A | #N/A | #N/A | #N/A | #N/A | #N/A | #N/A | #N/A | #N/A | #N/A | #N/A | #N/A | #N/A | #N/A | #N/A | #N/A | 102 | EW | 0.33151 | 149.0411 | 151539.509 | 19022.2069 | #N/A | #N/A | #N/A | #N/A | #N/A | #N/A | #N/A | #N/A | #N/A | #N/A
[8 empty] | 178 | [6 empty] | 205 | #N/A | #N/A | #N/A | #N/A | #N/A | 205 | #N/A | #N/A | #N/A | #N/A | #N/A | #N/A | #N/A | #N/A | #N/A | #N/A | #N/A | #N/A | 103 | EH | 0.33744 | 149.8378 | 114023.1581 | 19387.6879 | #N/A | #N/A | #N/A | #N/A | #N/A | #N/A | #N/A | #N/A | #N/A | #N/A | #N/A | #N/A | #N/A | #N/A | #N/A | #N/A | #N/A | 103 | Z | 0.32964 | 150.0967 | 87383.5519 | 19109.5904 | #N/A | #N/A | #N/A | #N/A | #N/A | #N/A | #N/A | #N/A | #N/A | #N/A
[8 empty] | 179 | [6 empty] | 206 | #N/A | #N/A | #N/A | #N/A | #N/A | 206 | #N/A | #N/A | #N/A | #N/A | #N/A | #N/A | #N/A | #N/A | #N/A | #N/A | #N/A | #N/A | 103 | EH | 0.33744 | 149.8378 | 114023.1581 | 19387.6879 | #N/A | #N/A | #N/A | #N/A | #N/A | #N/A | #N/A | #N/A | #N/A | #N/A | #N/A | #N/A | #N/A | #N/A | #N/A | #N/A | #N/A | 103 | Z | 0.32964 | 150.0967 | 87383.5519 | 19109.5904 | #N/A | #N/A | #N/A | #N/A | #N/A | #N/A | #N/A | #N/A | #N/A | #N/A
[8 empty] | 180 | [6 empty] | 207 | #N/A | #N/A | #N/A | #N/A | #N/A | 207 | #N/A | #N/A | #N/A | #N/A | #N/A | #N/A | #N/A | #N/A | #N/A | #N/A | #N/A | #N/A | 104 | AJ | 0.32861 | 149.9924 | 425244.3558 | 19812.9323 | #N/A | #N/A | #N/A | #N/A | #N/A | #N/A | #N/A | #N/A | #N/A | #N/A | #N/A | #N/A | #N/A | #N/A | #N/A | #N/A | #N/A | 104 | DY | 0.32947 | 147.3115 | 68934.2077 | 19178.5246 | #N/A | #N/A | #N/A | #N/A | #N/A | #N/A | #N/A | #N/A | #N/A | #N/A
[8 empty] | 181 | [6 empty] | 208 | #N/A | #N/A | #N/A | #N/A | #N/A | 208 | #N/A | #N/A | #N/A | #N/A | #N/A | #N/A | #N/A | #N/A | #N/A | #N/A | #N/A | #N/A | 104 | AJ | 0.32861 | 149.9924 | 425244.3558 | 19812.9323 | #N/A | #N/A | #N/A | #N/A | #N/A | #N/A | #N/A | #N/A | #N/A | #N/A | #N/A | #N/A | #N/A | #N/A | #N/A | #N/A | #N/A | 104 | DY | 0.32947 | 147.3115 | 68934.2077 | 19178.5246 | #N/A | #N/A | #N/A | #N/A | #N/A | #N/A | #N/A | #N/A | #N/A | #N/A
[8 empty] | 182 | [6 empty] | 209 | #N/A | #N/A | #N/A | #N/A | #N/A | 209 | #N/A | #N/A | #N/A | #N/A | #N/A | #N/A | #N/A | #N/A | #N/A | #N/A | #N/A | #N/A | 105 | Z | 0.32964 | 150.0967 | 87383.5519 | 19900.3158 | #N/A | #N/A | #N/A | #N/A | #N/A | #N/A | #N/A | #N/A | #N/A | #N/A | #N/A | #N/A | #N/A | #N/A | #N/A | #N/A | #N/A | 105 | AJ | 0.32861 | 149.9924 | 425244.3558 | 19603.769 | #N/A | #N/A | #N/A | #N/A | #N/A | #N/A | #N/A | #N/A | #N/A | #N/A
[8 empty] | 183 | [6 empty] | 210 | #N/A | #N/A | #N/A | #N/A | #N/A | 210 | #N/A | #N/A | #N/A | #N/A | #N/A | #N/A | #N/A | #N/A | #N/A | #N/A | #N/A | #N/A | 105 | Z | 0.32964 | 150.0967 | 87383.5519 | 19900.3158 | #N/A | #N/A | #N/A | #N/A | #N/A | #N/A | #N/A | #N/A | #N/A | #N/A | #N/A | #N/A | #N/A | #N/A | #N/A | #N/A | #N/A | 105 | AJ | 0.32861 | 149.9924 | 425244.3558 | 19603.769 | #N/A | #N/A | #N/A | #N/A | #N/A | #N/A | #N/A | #N/A | #N/A | #N/A
[8 empty] | 184 | [6 empty] | 211 | #N/A | #N/A | #N/A | #N/A | #N/A | 211 | #N/A | #N/A | #N/A | #N/A | #N/A | #N/A | #N/A | #N/A | #N/A | #N/A | #N/A | #N/A | 106 | FD | 0.37908 | 150.2289 | 98759.7744 | 19999.0756 | #N/A | #N/A | #N/A | #N/A | #N/A | #N/A | #N/A | #N/A | #N/A | #N/A | #N/A | #N/A | #N/A | #N/A | #N/A | #N/A | #N/A | 106 | BJ | 0.32807 | 150.4829 | 101737.2255 | 19705.5062 | #N/A | #N/A | #N/A | #N/A | #N/A | #N/A | #N/A | #N/A | #N/A | #N/A
[8 empty] | 185 | [6 empty] | 212 | #N/A | #N/A | #N/A | #N/A | #N/A | 212 | #N/A | #N/A | #N/A | #N/A | #N/A | #N/A | #N/A | #N/A | #N/A | #N/A | #N/A | #N/A | 106 | FD | 0.37908 | 150.2289 | 98759.7744 | 19999.0756 | #N/A | #N/A | #N/A | #N/A | #N/A | #N/A | #N/A | #N/A | #N/A | #N/A | #N/A | #N/A | #N/A | #N/A | #N/A | #N/A | #N/A | 106 | BJ | 0.32807 | 150.4829 | 101737.2255 | 19705.5062 | #N/A | #N/A | #N/A | #N/A | #N/A | #N/A | #N/A | #N/A | #N/A | #N/A
[8 empty] | 186 | [6 empty] | 213 | #N/A | #N/A | #N/A | #N/A | #N/A | 213 | #N/A | #N/A | #N/A | #N/A | #N/A | #N/A | #N/A | #N/A | #N/A | #N/A | #N/A | #N/A | 107 | BJ | 0.32807 | 150.4829 | 101737.2255 | 20100.8128 | #N/A | #N/A | #N/A | #N/A | #N/A | #N/A | #N/A | #N/A | #N/A | #N/A | #N/A | #N/A | #N/A | #N/A | #N/A | #N/A | #N/A | 107 | EL | 0.32748 | 148.0806 | 384305.9017 | 20089.8121 | #N/A | #N/A | #N/A | #N/A | #N/A | #N/A | #N/A | #N/A | #N/A | #N/A
[8 empty] | 187 | [6 empty] | 214 | #N/A | #N/A | #N/A | #N/A | #N/A | 214 | #N/A | #N/A | #N/A | #N/A | #N/A | #N/A | #N/A | #N/A | #N/A | #N/A | #N/A | #N/A | 107 | BJ | 0.32807 | 150.4829 | 101737.2255 | 20100.8128 | #N/A | #N/A | #N/A | #N/A | #N/A | #N/A | #N/A | #N/A | #N/A | #N/A | #N/A | #N/A | #N/A | #N/A | #N/A | #N/A | #N/A | 107 | EL | 0.32748 | 148.0806 | 384305.9017 | 20089.8121 | #N/A | #N/A | #N/A | #N/A | #N/A | #N/A | #N/A | #N/A | #N/A | #N/A
[8 empty] | 188 | [6 empty] | 215 | #N/A | #N/A | #N/A | #N/A | #N/A | 215 | #N/A | #N/A | #N/A | #N/A | #N/A | #N/A | #N/A | #N/A | #N/A | #N/A | #N/A | #N/A | 108 | EI | 0.29664 | 150.7964 | 77517.6941 | 20178.3305 | #N/A | #N/A | #N/A | #N/A | #N/A | #N/A | #N/A | #N/A | #N/A | #N/A | #N/A | #N/A | #N/A | #N/A | #N/A | #N/A | #N/A | 108 | DT | 0.32458 | 151.1286 | 66681.5026 | 20156.4936 | #N/A | #N/A | #N/A | #N/A | #N/A | #N/A | #N/A | #N/A | #N/A | #N/A
[8 empty] | 189 | [6 empty] | 216 | #N/A | #N/A | #N/A | #N/A | #N/A | 216 | #N/A | #N/A | #N/A | #N/A | #N/A | #N/A | #N/A | #N/A | #N/A | #N/A | #N/A | #N/A | 108 | EI | 0.29664 | 150.7964 | 77517.6941 | 20178.3305 | #N/A | #N/A | #N/A | #N/A | #N/A | #N/A | #N/A | #N/A | #N/A | #N/A | #N/A | #N/A | #N/A | #N/A | #N/A | #N/A | #N/A | 108 | DT | 0.32458 | 151.1286 | 66681.5026 | 20156.4936 | #N/A | #N/A | #N/A | #N/A | #N/A | #N/A | #N/A | #N/A | #N/A | #N/A
[8 empty] | 190 | [6 empty] | 217 | #N/A | #N/A | #N/A | #N/A | #N/A | 217 | #N/A | #N/A | #N/A | #N/A | #N/A | #N/A | #N/A | #N/A | #N/A | #N/A | #N/A | #N/A | 109 | ES | 0.31979 | 150.8496 | 132640.8079 | 20310.9713 | #N/A | #N/A | #N/A | #N/A | #N/A | #N/A | #N/A | #N/A | #N/A | #N/A | #N/A | #N/A | #N/A | #N/A | #N/A | #N/A | #N/A | 109 | CH | 0.32394 | 147.3503 | 83572.238 | 20240.0659 | #N/A | #N/A | #N/A | #N/A | #N/A | #N/A | #N/A | #N/A | #N/A | #N/A
[8 empty] | 191 | [6 empty] | 218 | #N/A | #N/A | #N/A | #N/A | #N/A | 218 | #N/A | #N/A | #N/A | #N/A | #N/A | #N/A | #N/A | #N/A | #N/A | #N/A | #N/A | #N/A | 109 | ES | 0.31979 | 150.8496 | 132640.8079 | 20310.9713 | #N/A | #N/A | #N/A | #N/A | #N/A | #N/A | #N/A | #N/A | #N/A | #N/A | #N/A | #N/A | #N/A | #N/A | #N/A | #N/A | #N/A | 109 | CH | 0.32394 | 147.3503 | 83572.238 | 20240.0659 | #N/A | #N/A | #N/A | #N/A | #N/A | #N/A | #N/A | #N/A | #N/A | #N/A
[8 empty] | 192 | [6 empty] | 219 | #N/A | #N/A | #N/A | #N/A | #N/A | 219 | #N/A | #N/A | #N/A | #N/A | #N/A | #N/A | #N/A | #N/A | #N/A | #N/A | #N/A | #N/A | 110 | DT | 0.32458 | 151.1286 | 66681.5026 | 20377.6528 | #N/A | #N/A | #N/A | #N/A | #N/A | #N/A | #N/A | #N/A | #N/A | #N/A | #N/A | #N/A | #N/A | #N/A | #N/A | #N/A | #N/A | 110 | DN | 0.32258 | 151.3974 | 65461.0015 | 20305.5269 | #N/A | #N/A | #N/A | #N/A | #N/A | #N/A | #N/A | #N/A | #N/A | #N/A
[8 empty] | 193 | [6 empty] | 220 | #N/A | #N/A | #N/A | #N/A | #N/A | 220 | #N/A | #N/A | #N/A | #N/A | #N/A | #N/A | #N/A | #N/A | #N/A | #N/A | #N/A | #N/A | 110 | DT | 0.32458 | 151.1286 | 66681.5026 | 20377.6528 | #N/A | #N/A | #N/A | #N/A | #N/A | #N/A | #N/A | #N/A | #N/A | #N/A | #N/A | #N/A | #N/A | #N/A | #N/A | #N/A | #N/A | 110 | DN | 0.32258 | 151.3974 | 65461.0015 | 20305.5269 | #N/A | #N/A | #N/A | #N/A | #N/A | #N/A | #N/A | #N/A | #N/A | #N/A
[8 empty] | 194 | [6 empty] | 221 | #N/A | #N/A | #N/A | #N/A | #N/A | 221 | #N/A | #N/A | #N/A | #N/A | #N/A | #N/A | #N/A | #N/A | #N/A | #N/A | #N/A | #N/A | 111 | DN | 0.32258 | 151.3974 | 65461.0015 | 20443.1138 | #N/A | #N/A | #N/A | #N/A | #N/A | #N/A | #N/A | #N/A | #N/A | #N/A | #N/A | #N/A | #N/A | #N/A | #N/A | #N/A | #N/A | 111 | ES | 0.31979 | 150.8496 | 132640.8079 | 20438.1677 | #N/A | #N/A | #N/A | #N/A | #N/A | #N/A | #N/A | #N/A | #N/A | #N/A
[8 empty] | 195 | [6 empty] | 222 | #N/A | #N/A | #N/A | #N/A | #N/A | 222 | #N/A | #N/A | #N/A | #N/A | #N/A | #N/A | #N/A | #N/A | #N/A | #N/A | #N/A | #N/A | 111 | DN | 0.32258 | 151.3974 | 65461.0015 | 20443.1138 | #N/A | #N/A | #N/A | #N/A | #N/A | #N/A | #N/A | #N/A | #N/A | #N/A | #N/A | #N/A | #N/A | #N/A | #N/A | #N/A | #N/A | 111 | ES | 0.31979 | 150.8496 | 132640.8079 | 20438.1677 | #N/A | #N/A | #N/A | #N/A | #N/A | #N/A | #N/A | #N/A | #N/A | #N/A
[8 empty] | 196 | [6 empty] | 223 | #N/A | #N/A | #N/A | #N/A | #N/A | 223 | #N/A | #N/A | #N/A | #N/A | #N/A | #N/A | #N/A | #N/A | #N/A | #N/A | #N/A | #N/A | 112 | AR | 0.3193 | 151.6624 | 235807.046 | 20678.9209 | #N/A | #N/A | #N/A | #N/A | #N/A | #N/A | #N/A | #N/A | #N/A | #N/A | #N/A | #N/A | #N/A | #N/A | #N/A | #N/A | #N/A | 112 | AR | 0.3193 | 151.6624 | 235807.046 | 20673.9747 | #N/A | #N/A | #N/A | #N/A | #N/A | #N/A | #N/A | #N/A | #N/A | #N/A
[8 empty] | 197 | [6 empty] | 224 | #N/A | #N/A | #N/A | #N/A | #N/A | 224 | #N/A | #N/A | #N/A | #N/A | #N/A | #N/A | #N/A | #N/A | #N/A | #N/A | #N/A | #N/A | 112 | AR | 0.3193 | 151.6624 | 235807.046 | 20678.9209 | #N/A | #N/A | #N/A | #N/A | #N/A | #N/A | #N/A | #N/A | #N/A | #N/A | #N/A | #N/A | #N/A | #N/A | #N/A | #N/A | #N/A | 112 | AR | 0.3193 | 151.6624 | 235807.046 | 20673.9747 | #N/A | #N/A | #N/A | #N/A | #N/A | #N/A | #N/A | #N/A | #N/A | #N/A
[8 empty] | 198 | [6 empty] | 225 | #N/A | #N/A | #N/A | #N/A | #N/A | 225 | #N/A | #N/A | #N/A | #N/A | #N/A | #N/A | #N/A | #N/A | #N/A | #N/A | #N/A | #N/A | 113 | DS | 0.31814 | 151.8496 | 90376.1797 | 20769.2971 | #N/A | #N/A | #N/A | #N/A | #N/A | #N/A | #N/A | #N/A | #N/A | #N/A | #N/A | #N/A | #N/A | #N/A | #N/A | #N/A | #N/A | 113 | DS | 0.31814 | 151.8496 | 90376.1797 | 20764.3509 | #N/A | #N/A | #N/A | #N/A | #N/A | #N/A | #N/A | #N/A | #N/A | #N/A
[8 empty] | 199 | [6 empty] | 226 | #N/A | #N/A | #N/A | #N/A | #N/A | 226 | #N/A | #N/A | #N/A | #N/A | #N/A | #N/A | #N/A | #N/A | #N/A | #N/A | #N/A | #N/A | 113 | DS | 0.31814 | 151.8496 | 90376.1797 | 20769.2971 | #N/A | #N/A | #N/A | #N/A | #N/A | #N/A | #N/A | #N/A | #N/A | #N/A | #N/A | #N/A | #N/A | #N/A | #N/A | #N/A | #N/A | 113 | DS | 0.31814 | 151.8496 | 90376.1797 | 20764.3509 | #N/A | #N/A | #N/A | #N/A | #N/A | #N/A | #N/A | #N/A | #N/A | #N/A
[8 empty] | 200 | [6 empty] | 227 | #N/A | #N/A | #N/A | #N/A | #N/A | 227 | #N/A | #N/A | #N/A | #N/A | #N/A | #N/A | #N/A | #N/A | #N/A | #N/A | #N/A | #N/A | 114 | DL | 0.30852 | 152.9809 | 163137.9672 | 20932.435 | #N/A | #N/A | #N/A | #N/A | #N/A | #N/A | #N/A | #N/A | #N/A | #N/A | #N/A | #N/A | #N/A | #N/A | #N/A | #N/A | #N/A | 114 | DL | 0.30852 | 152.9809 | 163137.9672 | 20927.4889 | #N/A | #N/A | #N/A | #N/A | #N/A | #N/A | #N/A | #N/A | #N/A | #N/A
[8 empty] | 201 | [6 empty] | 228 | #N/A | #N/A | #N/A | #N/A | #N/A | 228 | #N/A | #N/A | #N/A | #N/A | #N/A | #N/A | #N/A | #N/A | #N/A | #N/A | #N/A | #N/A | 114 | DL | 0.30852 | 152.9809 | 163137.9672 | 20932.435 | #N/A | #N/A | #N/A | #N/A | #N/A | #N/A | #N/A | #N/A | #N/A | #N/A | #N/A | #N/A | #N/A | #N/A | #N/A | #N/A | #N/A | 114 | DL | 0.30852 | 152.9809 | 163137.9672 | 20927.4889 | #N/A | #N/A | #N/A | #N/A | #N/A | #N/A | #N/A | #N/A | #N/A | #N/A
[8 empty] | 202 | [6 empty] | 229 | #N/A | #N/A | #N/A | #N/A | #N/A | 229 | #N/A | #N/A | #N/A | #N/A | #N/A | #N/A | #N/A | #N/A | #N/A | #N/A | #N/A | #N/A | 115 | DX | 0.29371 | 153.5213 | 114313.4242 | 21046.7485 | #N/A | #N/A | #N/A | #N/A | #N/A | #N/A | #N/A | #N/A | #N/A | #N/A | #N/A | #N/A | #N/A | #N/A | #N/A | #N/A | #N/A | 115 | EI | 0.29664 | 150.7964 | 77517.6941 | 21005.0066 | #N/A | #N/A | #N/A | #N/A | #N/A | #N/A | #N/A | #N/A | #N/A | #N/A
[8 empty] | 203 | [6 empty] | 230 | #N/A | #N/A | #N/A | #N/A | #N/A | 230 | #N/A | #N/A | #N/A | #N/A | #N/A | #N/A | #N/A | #N/A | #N/A | #N/A | #N/A | #N/A | 115 | DX | 0.29371 | 153.5213 | 114313.4242 | 21046.7485 | #N/A | #N/A | #N/A | #N/A | #N/A | #N/A | #N/A | #N/A | #N/A | #N/A | #N/A | #N/A | #N/A | #N/A | #N/A | #N/A | #N/A | 115 | EI | 0.29664 | 150.7964 | 77517.6941 | 21005.0066 | #N/A | #N/A | #N/A | #N/A | #N/A | #N/A | #N/A | #N/A | #N/A | #N/A
[8 empty] | 204 | [6 empty] | 231 | #N/A | #N/A | #N/A | #N/A | #N/A | 231 | #N/A | #N/A | #N/A | #N/A | #N/A | #N/A | #N/A | #N/A | #N/A | #N/A | #N/A | #N/A | 116 | EG | 0.33348 | 154.5777 | 72571.5249 | 21119.32 | #N/A | #N/A | #N/A | #N/A | #N/A | #N/A | #N/A | #N/A | #N/A | #N/A | #N/A | #N/A | #N/A | #N/A | #N/A | #N/A | #N/A | 116 | DX | 0.29371 | 153.5213 | 114313.4242 | 21119.32 | #N/A | #N/A | #N/A | #N/A | #N/A | #N/A | #N/A | #N/A | #N/A | #N/A
[8 empty] | 205 | [6 empty] | 232 | #N/A | #N/A | #N/A | #N/A | #N/A | 232 | #N/A | #N/A | #N/A | #N/A | #N/A | #N/A | #N/A | #N/A | #N/A | #N/A | #N/A | #N/A | 116 | EG | 0.33348 | 154.5777 | 72571.5249 | 21119.32 | #N/A | #N/A | #N/A | #N/A | #N/A | #N/A | #N/A | #N/A | #N/A | #N/A | #N/A | #N/A | #N/A | #N/A | #N/A | #N/A | #N/A | 116 | DX | 0.29371 | 153.5213 | 114313.4242 | 21119.32 | #N/A | #N/A | #N/A | #N/A | #N/A | #N/A | #N/A | #N/A | #N/A | #N/A
[8 empty] | 206 | [6 empty] | 233 | #N/A | #N/A | #N/A | #N/A | #N/A | 233 | #N/A | #N/A | #N/A | #N/A | #N/A | #N/A | #N/A | #N/A | #N/A | #N/A | #N/A | #N/A | 117 | AQ | 0.29058 | 155.0201 | 93005.4182 | 21212.3254 | #N/A | #N/A | #N/A | #N/A | #N/A | #N/A | #N/A | #N/A | #N/A | #N/A | #N/A | #N/A | #N/A | #N/A | #N/A | #N/A | #N/A | 117 | AN | 0.29358 | 155.111 | 68819.2575 | 21188.1392 | #N/A | #N/A | #N/A | #N/A | #N/A | #N/A | #N/A | #N/A | #N/A | #N/A
[8 empty] | 207 | [6 empty] | 234 | #N/A | #N/A | #N/A | #N/A | #N/A | 234 | #N/A | #N/A | #N/A | #N/A | #N/A | #N/A | #N/A | #N/A | #N/A | #N/A | #N/A | #N/A | 117 | AQ | 0.29058 | 155.0201 | 93005.4182 | 21212.3254 | #N/A | #N/A | #N/A | #N/A | #N/A | #N/A | #N/A | #N/A | #N/A | #N/A | #N/A | #N/A | #N/A | #N/A | #N/A | #N/A | #N/A | 117 | AN | 0.29358 | 155.111 | 68819.2575 | 21188.1392 | #N/A | #N/A | #N/A | #N/A | #N/A | #N/A | #N/A | #N/A | #N/A | #N/A
[8 empty] | 208 | [6 empty] | 235 | #N/A | #N/A | #N/A | #N/A | #N/A | 235 | #N/A | #N/A | #N/A | #N/A | #N/A | #N/A | #N/A | #N/A | #N/A | #N/A | #N/A | #N/A | 118 | AN | 0.29358 | 155.111 | 68819.2575 | 21281.1447 | #N/A | #N/A | #N/A | #N/A | #N/A | #N/A | #N/A | #N/A | #N/A | #N/A | #N/A | #N/A | #N/A | #N/A | #N/A | #N/A | #N/A | 118 | AQ | 0.29058 | 155.0201 | 93005.4182 | 21281.1447 | #N/A | #N/A | #N/A | #N/A | #N/A | #N/A | #N/A | #N/A | #N/A | #N/A
[8 empty] | 209 | [6 empty] | 236 | #N/A | #N/A | #N/A | #N/A | #N/A | 236 | #N/A | #N/A | #N/A | #N/A | #N/A | #N/A | #N/A | #N/A | #N/A | #N/A | #N/A | #N/A | 118 | AN | 0.29358 | 155.111 | 68819.2575 | 21281.1447 | #N/A | #N/A | #N/A | #N/A | #N/A | #N/A | #N/A | #N/A | #N/A | #N/A | #N/A | #N/A | #N/A | #N/A | #N/A | #N/A | #N/A | 118 | AQ | 0.29058 | 155.0201 | 93005.4182 | 21281.1447 | #N/A | #N/A | #N/A | #N/A | #N/A | #N/A | #N/A | #N/A | #N/A | #N/A
[8 empty] | 210 | [6 empty] | 237 | #N/A | #N/A | #N/A | #N/A | #N/A | 237 | #N/A | #N/A | #N/A | #N/A | #N/A | #N/A | #N/A | #N/A | #N/A | #N/A | #N/A | #N/A | 119 | DR | 0.28653 | 155.2441 | 209472.2655 | 21490.6169 | #N/A | #N/A | #N/A | #N/A | #N/A | #N/A | #N/A | #N/A | #N/A | #N/A | #N/A | #N/A | #N/A | #N/A | #N/A | #N/A | #N/A | 119 | DR | 0.28653 | 155.2441 | 209472.2655 | 21490.6169 | #N/A | #N/A | #N/A | #N/A | #N/A | #N/A | #N/A | #N/A | #N/A | #N/A
[8 empty] | 211 | [6 empty] | 238 | #N/A | #N/A | #N/A | #N/A | #N/A | 238 | #N/A | #N/A | #N/A | #N/A | #N/A | #N/A | #N/A | #N/A | #N/A | #N/A | #N/A | #N/A | 119 | DR | 0.28653 | 155.2441 | 209472.2655 | 21490.6169 | #N/A | #N/A | #N/A | #N/A | #N/A | #N/A | #N/A | #N/A | #N/A | #N/A | #N/A | #N/A | #N/A | #N/A | #N/A | #N/A | #N/A | 119 | DR | 0.28653 | 155.2441 | 209472.2655 | 21490.6169 | #N/A | #N/A | #N/A | #N/A | #N/A | #N/A | #N/A | #N/A | #N/A | #N/A
[8 empty] | 212 | [6 empty] | 239 | #N/A | #N/A | #N/A | #N/A | #N/A | 239 | #N/A | #N/A | #N/A | #N/A | #N/A | #N/A | #N/A | #N/A | #N/A | #N/A | #N/A | #N/A | 120 | DV | 0.27595 | 155.2645 | 71041.9092 | 21561.6588 | #N/A | #N/A | #N/A | #N/A | #N/A | #N/A | #N/A | #N/A | #N/A | #N/A | #N/A | #N/A | #N/A | #N/A | #N/A | #N/A | #N/A | 120 | DK | 0.28529 | 156.0048 | 410443.3318 | 21901.0602 | #N/A | #N/A | #N/A | #N/A | #N/A | #N/A | #N/A | #N/A | #N/A | #N/A
[8 empty] | 213 | [6 empty] | 240 | #N/A | #N/A | #N/A | #N/A | #N/A | 240 | #N/A | #N/A | #N/A | #N/A | #N/A | #N/A | #N/A | #N/A | #N/A | #N/A | #N/A | #N/A | 120 | DV | 0.27595 | 155.2645 | 71041.9092 | 21561.6588 | #N/A | #N/A | #N/A | #N/A | #N/A | #N/A | #N/A | #N/A | #N/A | #N/A | #N/A | #N/A | #N/A | #N/A | #N/A | #N/A | #N/A | 120 | DK | 0.28529 | 156.0048 | 410443.3318 | 21901.0602 | #N/A | #N/A | #N/A | #N/A | #N/A | #N/A | #N/A | #N/A | #N/A | #N/A
[8 empty] | 214 | [6 empty] | 241 | #N/A | #N/A | #N/A | #N/A | #N/A | 241 | #N/A | #N/A | #N/A | #N/A | #N/A | #N/A | #N/A | #N/A | #N/A | #N/A | #N/A | #N/A | 121 | EO | 0.26552 | 155.7251 | 129398.9034 | 21691.0577 | #N/A | #N/A | #N/A | #N/A | #N/A | #N/A | #N/A | #N/A | #N/A | #N/A | #N/A | #N/A | #N/A | #N/A | #N/A | #N/A | #N/A | 121 | DE | 0.27615 | 157.3946 | 329156.6922 | 22230.2169 | #N/A | #N/A | #N/A | #N/A | #N/A | #N/A | #N/A | #N/A | #N/A | #N/A
[8 empty] | 215 | [6 empty] | 242 | #N/A | #N/A | #N/A | #N/A | #N/A | 242 | #N/A | #N/A | #N/A | #N/A | #N/A | #N/A | #N/A | #N/A | #N/A | #N/A | #N/A | #N/A | 121 | EO | 0.26552 | 155.7251 | 129398.9034 | 21691.0577 | #N/A | #N/A | #N/A | #N/A | #N/A | #N/A | #N/A | #N/A | #N/A | #N/A | #N/A | #N/A | #N/A | #N/A | #N/A | #N/A | #N/A | 121 | DE | 0.27615 | 157.3946 | 329156.6922 | 22230.2169 | #N/A | #N/A | #N/A | #N/A | #N/A | #N/A | #N/A | #N/A | #N/A | #N/A
[8 empty] | 216 | [6 empty] | 243 | #N/A | #N/A | #N/A | #N/A | #N/A | 243 | #N/A | #N/A | #N/A | #N/A | #N/A | #N/A | #N/A | #N/A | #N/A | #N/A | #N/A | #N/A | 122 | DK | 0.28529 | 156.0048 | 410443.3318 | 22101.5011 | #N/A | #N/A | #N/A | #N/A | #N/A | #N/A | #N/A | #N/A | #N/A | #N/A | #N/A | #N/A | #N/A | #N/A | #N/A | #N/A | #N/A | 122 | DV | 0.27595 | 155.2645 | 71041.9092 | 22301.2588 | #N/A | #N/A | #N/A | #N/A | #N/A | #N/A | #N/A | #N/A | #N/A | #N/A
[8 empty] | 217 | [6 empty] | 244 | #N/A | #N/A | #N/A | #N/A | #N/A | 244 | #N/A | #N/A | #N/A | #N/A | #N/A | #N/A | #N/A | #N/A | #N/A | #N/A | #N/A | #N/A | 122 | DK | 0.28529 | 156.0048 | 410443.3318 | 22101.5011 | #N/A | #N/A | #N/A | #N/A | #N/A | #N/A | #N/A | #N/A | #N/A | #N/A | #N/A | #N/A | #N/A | #N/A | #N/A | #N/A | #N/A | 122 | DV | 0.27595 | 155.2645 | 71041.9092 | 22301.2588 | #N/A | #N/A | #N/A | #N/A | #N/A | #N/A | #N/A | #N/A | #N/A | #N/A
[8 empty] | 218 | [6 empty] | 245 | #N/A | #N/A | #N/A | #N/A | #N/A | 245 | #N/A | #N/A | #N/A | #N/A | #N/A | #N/A | #N/A | #N/A | #N/A | #N/A | #N/A | #N/A | 123 | DA | 0.2752 | 156.034 | 129445.9542 | 22230.947 | #N/A | #N/A | #N/A | #N/A | #N/A | #N/A | #N/A | #N/A | #N/A | #N/A | #N/A | #N/A | #N/A | #N/A | #N/A | #N/A | #N/A | 123 | DA | 0.2752 | 156.034 | 129445.9542 | 22430.7048 | #N/A | #N/A | #N/A | #N/A | #N/A | #N/A | #N/A | #N/A | #N/A | #N/A
[8 empty] | 219 | [6 empty] | 246 | #N/A | #N/A | #N/A | #N/A | #N/A | 246 | #N/A | #N/A | #N/A | #N/A | #N/A | #N/A | #N/A | #N/A | #N/A | #N/A | #N/A | #N/A | 123 | DA | 0.2752 | 156.034 | 129445.9542 | 22230.947 | #N/A | #N/A | #N/A | #N/A | #N/A | #N/A | #N/A | #N/A | #N/A | #N/A | #N/A | #N/A | #N/A | #N/A | #N/A | #N/A | #N/A | 123 | DA | 0.2752 | 156.034 | 129445.9542 | 22430.7048 | #N/A | #N/A | #N/A | #N/A | #N/A | #N/A | #N/A | #N/A | #N/A | #N/A
[8 empty] | 220 | [6 empty] | 247 | #N/A | #N/A | #N/A | #N/A | #N/A | 247 | #N/A | #N/A | #N/A | #N/A | #N/A | #N/A | #N/A | #N/A | #N/A | #N/A | #N/A | #N/A | 124 | EP | 0.25075 | 156.0981 | 400457.6639 | 22631.4047 | #N/A | #N/A | #N/A | #N/A | #N/A | #N/A | #N/A | #N/A | #N/A | #N/A | #N/A | #N/A | #N/A | #N/A | #N/A | #N/A | #N/A | 124 | CT | 0.27365 | 157.6786 | 313946.1376 | 22744.6509 | #N/A | #N/A | #N/A | #N/A | #N/A | #N/A | #N/A | #N/A | #N/A | #N/A
[8 empty] | 221 | [6 empty] | 248 | #N/A | #N/A | #N/A | #N/A | #N/A | 248 | #N/A | #N/A | #N/A | #N/A | #N/A | #N/A | #N/A | #N/A | #N/A | #N/A | #N/A | #N/A | 124 | EP | 0.25075 | 156.0981 | 400457.6639 | 22631.4047 | #N/A | #N/A | #N/A | #N/A | #N/A | #N/A | #N/A | #N/A | #N/A | #N/A | #N/A | #N/A | #N/A | #N/A | #N/A | #N/A | #N/A | 124 | CT | 0.27365 | 157.6786 | 313946.1376 | 22744.6509 | #N/A | #N/A | #N/A | #N/A | #N/A | #N/A | #N/A | #N/A | #N/A | #N/A
[8 empty] | 222 | [6 empty] | 249 | #N/A | #N/A | #N/A | #N/A | #N/A | 249 | #N/A | #N/A | #N/A | #N/A | #N/A | #N/A | #N/A | #N/A | #N/A | #N/A | #N/A | #N/A | 125 | DD | 0.26552 | 157.0545 | 62681.1756 | 22694.0859 | #N/A | #N/A | #N/A | #N/A | #N/A | #N/A | #N/A | #N/A | #N/A | #N/A | #N/A | #N/A | #N/A | #N/A | #N/A | #N/A | #N/A | 125 | AK | 0.27319 | 157.0593 | 201953.0598 | 22946.604 | #N/A | #N/A | #N/A | #N/A | #N/A | #N/A | #N/A | #N/A | #N/A | #N/A
[8 empty] | 223 | [6 empty] | 250 | #N/A | #N/A | #N/A | #N/A | #N/A | 250 | #N/A | #N/A | #N/A | #N/A | #N/A | #N/A | #N/A | #N/A | #N/A | #N/A | #N/A | #N/A | 125 | DD | 0.26552 | 157.0545 | 62681.1756 | 22694.0859 | #N/A | #N/A | #N/A | #N/A | #N/A | #N/A | #N/A | #N/A | #N/A | #N/A | #N/A | #N/A | #N/A | #N/A | #N/A | #N/A | #N/A | 125 | AK | 0.27319 | 157.0593 | 201953.0598 | 22946.604 | #N/A | #N/A | #N/A | #N/A | #N/A | #N/A | #N/A | #N/A | #N/A | #N/A
[8 empty] | 224 | [6 empty] | 251 | #N/A | #N/A | #N/A | #N/A | #N/A | 251 | #N/A | #N/A | #N/A | #N/A | #N/A | #N/A | #N/A | #N/A | #N/A | #N/A | #N/A | #N/A | 126 | AK | 0.27319 | 157.0593 | 201953.0598 | 22896.0389 | #N/A | #N/A | #N/A | #N/A | #N/A | #N/A | #N/A | #N/A | #N/A | #N/A | #N/A | #N/A | #N/A | #N/A | #N/A | #N/A | #N/A | 126 | AP | 0.2731 | 157.4903 | 126354.7436 | 23072.9587 | #N/A | #N/A | #N/A | #N/A | #N/A | #N/A | #N/A | #N/A | #N/A | #N/A
[8 empty] | 225 | [6 empty] | 252 | #N/A | #N/A | #N/A | #N/A | #N/A | 252 | #N/A | #N/A | #N/A | #N/A | #N/A | #N/A | #N/A | #N/A | #N/A | #N/A | #N/A | #N/A | 126 | AK | 0.27319 | 157.0593 | 201953.0598 | 22896.0389 | #N/A | #N/A | #N/A | #N/A | #N/A | #N/A | #N/A | #N/A | #N/A | #N/A | #N/A | #N/A | #N/A | #N/A | #N/A | #N/A | #N/A | 126 | AP | 0.2731 | 157.4903 | 126354.7436 | 23072.9587 | #N/A | #N/A | #N/A | #N/A | #N/A | #N/A | #N/A | #N/A | #N/A | #N/A
[8 empty] | 226 | [6 empty] | 253 | #N/A | #N/A | #N/A | #N/A | #N/A | 253 | #N/A | #N/A | #N/A | #N/A | #N/A | #N/A | #N/A | #N/A | #N/A | #N/A | #N/A | #N/A | 127 | DE | 0.27615 | 157.3946 | 329156.6922 | 23225.1956 | #N/A | #N/A | #N/A | #N/A | #N/A | #N/A | #N/A | #N/A | #N/A | #N/A | #N/A | #N/A | #N/A | #N/A | #N/A | #N/A | #N/A | 127 | CP | 0.27147 | 158.2304 | 282269.242 | 23355.228 | #N/A | #N/A | #N/A | #N/A | #N/A | #N/A | #N/A | #N/A | #N/A | #N/A
[8 empty] | 227 | [6 empty] | 254 | #N/A | #N/A | #N/A | #N/A | #N/A | 254 | #N/A | #N/A | #N/A | #N/A | #N/A | #N/A | #N/A | #N/A | #N/A | #N/A | #N/A | #N/A | 127 | DE | 0.27615 | 157.3946 | 329156.6922 | 23225.1956 | #N/A | #N/A | #N/A | #N/A | #N/A | #N/A | #N/A | #N/A | #N/A | #N/A | #N/A | #N/A | #N/A | #N/A | #N/A | #N/A | #N/A | 127 | CP | 0.27147 | 158.2304 | 282269.242 | 23355.228 | #N/A | #N/A | #N/A | #N/A | #N/A | #N/A | #N/A | #N/A | #N/A | #N/A
[8 empty] | 228 | [6 empty] | 255 | #N/A | #N/A | #N/A | #N/A | #N/A | 255 | #N/A | #N/A | #N/A | #N/A | #N/A | #N/A | #N/A | #N/A | #N/A | #N/A | #N/A | #N/A | 128 | AP | 0.2731 | 157.4903 | 126354.7436 | 23351.5504 | #N/A | #N/A | #N/A | #N/A | #N/A | #N/A | #N/A | #N/A | #N/A | #N/A | #N/A | #N/A | #N/A | #N/A | #N/A | #N/A | #N/A | 128 | DO | 0.2667 | 157.6462 | 984016.1879 | 24339.2442 | #N/A | #N/A | #N/A | #N/A | #N/A | #N/A | #N/A | #N/A | #N/A | #N/A
[8 empty] | 229 | [6 empty] | 256 | #N/A | #N/A | #N/A | #N/A | #N/A | 256 | #N/A | #N/A | #N/A | #N/A | #N/A | #N/A | #N/A | #N/A | #N/A | #N/A | #N/A | #N/A | 128 | AP | 0.2731 | 157.4903 | 126354.7436 | 23351.5504 | #N/A | #N/A | #N/A | #N/A | #N/A | #N/A | #N/A | #N/A | #N/A | #N/A | #N/A | #N/A | #N/A | #N/A | #N/A | #N/A | #N/A | 128 | DO | 0.2667 | 157.6462 | 984016.1879 | 24339.2442 | #N/A | #N/A | #N/A | #N/A | #N/A | #N/A | #N/A | #N/A | #N/A | #N/A
[8 empty] | 230 | [6 empty] | 257 | #N/A | #N/A | #N/A | #N/A | #N/A | 257 | #N/A | #N/A | #N/A | #N/A | #N/A | #N/A | #N/A | #N/A | #N/A | #N/A | #N/A | #N/A | 129 | DO | 0.2667 | 157.6462 | 984016.1879 | 24335.5665 | #N/A | #N/A | #N/A | #N/A | #N/A | #N/A | #N/A | #N/A | #N/A | #N/A | #N/A | #N/A | #N/A | #N/A | #N/A | #N/A | #N/A | 129 | EO | 0.26552 | 155.7251 | 129398.9034 | 24468.6431 | #N/A | #N/A | #N/A | #N/A | #N/A | #N/A | #N/A | #N/A | #N/A | #N/A
[8 empty] | 231 | [6 empty] | 258 | #N/A | #N/A | #N/A | #N/A | #N/A | 258 | #N/A | #N/A | #N/A | #N/A | #N/A | #N/A | #N/A | #N/A | #N/A | #N/A | #N/A | #N/A | 129 | DO | 0.2667 | 157.6462 | 984016.1879 | 24335.5665 | #N/A | #N/A | #N/A | #N/A | #N/A | #N/A | #N/A | #N/A | #N/A | #N/A | #N/A | #N/A | #N/A | #N/A | #N/A | #N/A | #N/A | 129 | EO | 0.26552 | 155.7251 | 129398.9034 | 24468.6431 | #N/A | #N/A | #N/A | #N/A | #N/A | #N/A | #N/A | #N/A | #N/A | #N/A
[8 empty] | 232 | [6 empty] | 259 | #N/A | #N/A | #N/A | #N/A | #N/A | 259 | #N/A | #N/A | #N/A | #N/A | #N/A | #N/A | #N/A | #N/A | #N/A | #N/A | #N/A | #N/A | 130 | CT | 0.27365 | 157.6786 | 313946.1376 | 24649.5127 | #N/A | #N/A | #N/A | #N/A | #N/A | #N/A | #N/A | #N/A | #N/A | #N/A | #N/A | #N/A | #N/A | #N/A | #N/A | #N/A | #N/A | 130 | DD | 0.26552 | 157.0545 | 62681.1756 | 24531.3243 | #N/A | #N/A | #N/A | #N/A | #N/A | #N/A | #N/A | #N/A | #N/A | #N/A
[8 empty] | 233 | [6 empty] | 260 | #N/A | #N/A | #N/A | #N/A | #N/A | 260 | #N/A | #N/A | #N/A | #N/A | #N/A | #N/A | #N/A | #N/A | #N/A | #N/A | #N/A | #N/A | 130 | CT | 0.27365 | 157.6786 | 313946.1376 | 24649.5127 | #N/A | #N/A | #N/A | #N/A | #N/A | #N/A | #N/A | #N/A | #N/A | #N/A | #N/A | #N/A | #N/A | #N/A | #N/A | #N/A | #N/A | 130 | DD | 0.26552 | 157.0545 | 62681.1756 | 24531.3243 | #N/A | #N/A | #N/A | #N/A | #N/A | #N/A | #N/A | #N/A | #N/A | #N/A
[8 empty] | 234 | [6 empty] | 261 | #N/A | #N/A | #N/A | #N/A | #N/A | 261 | #N/A | #N/A | #N/A | #N/A | #N/A | #N/A | #N/A | #N/A | #N/A | #N/A | #N/A | #N/A | 131 | CP | 0.27147 | 158.2304 | 282269.242 | 24931.7819 | #N/A | #N/A | #N/A | #N/A | #N/A | #N/A | #N/A | #N/A | #N/A | #N/A | #N/A | #N/A | #N/A | #N/A | #N/A | #N/A | #N/A | 131 | CM | 0.26417 | 158.8055 | 1687288.866 | 26218.6131 | #N/A | #N/A | #N/A | #N/A | #N/A | #N/A | #N/A | #N/A | #N/A | #N/A
[8 empty] | 235 | [6 empty] | 262 | #N/A | #N/A | #N/A | #N/A | #N/A | 262 | #N/A | #N/A | #N/A | #N/A | #N/A | #N/A | #N/A | #N/A | #N/A | #N/A | #N/A | #N/A | 131 | CP | 0.27147 | 158.2304 | 282269.242 | 24931.7819 | #N/A | #N/A | #N/A | #N/A | #N/A | #N/A | #N/A | #N/A | #N/A | #N/A | #N/A | #N/A | #N/A | #N/A | #N/A | #N/A | #N/A | 131 | CM | 0.26417 | 158.8055 | 1687288.866 | 26218.6131 | #N/A | #N/A | #N/A | #N/A | #N/A | #N/A | #N/A | #N/A | #N/A | #N/A
[8 empty] | 236 | [6 empty] | 263 | #N/A | #N/A | #N/A | #N/A | #N/A | 263 | #N/A | #N/A | #N/A | #N/A | #N/A | #N/A | #N/A | #N/A | #N/A | #N/A | #N/A | #N/A | 132 | DH | 0.26063 | 158.2875 | 65806.1984 | 24997.5881 | #N/A | #N/A | #N/A | #N/A | #N/A | #N/A | #N/A | #N/A | #N/A | #N/A | #N/A | #N/A | #N/A | #N/A | #N/A | #N/A | #N/A | 132 | CL | 0.26332 | 158.6858 | 756264.8213 | 26974.8779 | #N/A | #N/A | #N/A | #N/A | #N/A | #N/A | #N/A | #N/A | #N/A | #N/A
[8 empty] | 237 | [6 empty] | 264 | #N/A | #N/A | #N/A | #N/A | #N/A | 264 | #N/A | #N/A | #N/A | #N/A | #N/A | #N/A | #N/A | #N/A | #N/A | #N/A | #N/A | #N/A | 132 | DH | 0.26063 | 158.2875 | 65806.1984 | 24997.5881 | #N/A | #N/A | #N/A | #N/A | #N/A | #N/A | #N/A | #N/A | #N/A | #N/A | #N/A | #N/A | #N/A | #N/A | #N/A | #N/A | #N/A | 132 | CL | 0.26332 | 158.6858 | 756264.8213 | 26974.8779 | #N/A | #N/A | #N/A | #N/A | #N/A | #N/A | #N/A | #N/A | #N/A | #N/A
[8 empty] | 238 | [6 empty] | 265 | #N/A | #N/A | #N/A | #N/A | #N/A | 265 | #N/A | #N/A | #N/A | #N/A | #N/A | #N/A | #N/A | #N/A | #N/A | #N/A | #N/A | #N/A | 133 | CL | 0.26332 | 158.6858 | 756264.8213 | 25753.8529 | #N/A | #N/A | #N/A | #N/A | #N/A | #N/A | #N/A | #N/A | #N/A | #N/A | #N/A | #N/A | #N/A | #N/A | #N/A | #N/A | #N/A | 133 | DG | 0.26093 | 159.2371 | 69450.7172 | 27044.3287 | #N/A | #N/A | #N/A | #N/A | #N/A | #N/A | #N/A | #N/A | #N/A | #N/A
[8 empty] | 239 | [6 empty] | 266 | #N/A | #N/A | #N/A | #N/A | #N/A | 266 | #N/A | #N/A | #N/A | #N/A | #N/A | #N/A | #N/A | #N/A | #N/A | #N/A | #N/A | #N/A | 133 | CL | 0.26332 | 158.6858 | 756264.8213 | 25753.8529 | #N/A | #N/A | #N/A | #N/A | #N/A | #N/A | #N/A | #N/A | #N/A | #N/A | #N/A | #N/A | #N/A | #N/A | #N/A | #N/A | #N/A | 133 | DG | 0.26093 | 159.2371 | 69450.7172 | 27044.3287 | #N/A | #N/A | #N/A | #N/A | #N/A | #N/A | #N/A | #N/A | #N/A | #N/A
[8 empty] | 240 | [6 empty] | 267 | #N/A | #N/A | #N/A | #N/A | #N/A | 267 | #N/A | #N/A | #N/A | #N/A | #N/A | #N/A | #N/A | #N/A | #N/A | #N/A | #N/A | #N/A | 134 | CM | 0.26417 | 158.8055 | 1687288.866 | 27441.1418 | #N/A | #N/A | #N/A | #N/A | #N/A | #N/A | #N/A | #N/A | #N/A | #N/A | #N/A | #N/A | #N/A | #N/A | #N/A | #N/A | #N/A | 134 | DH | 0.26063 | 158.2875 | 65806.1984 | 27110.1349 | #N/A | #N/A | #N/A | #N/A | #N/A | #N/A | #N/A | #N/A | #N/A | #N/A
[8 empty] | 241 | [6 empty] | 268 | #N/A | #N/A | #N/A | #N/A | #N/A | 268 | #N/A | #N/A | #N/A | #N/A | #N/A | #N/A | #N/A | #N/A | #N/A | #N/A | #N/A | #N/A | 134 | CM | 0.26417 | 158.8055 | 1687288.866 | 27441.1418 | #N/A | #N/A | #N/A | #N/A | #N/A | #N/A | #N/A | #N/A | #N/A | #N/A | #N/A | #N/A | #N/A | #N/A | #N/A | #N/A | #N/A | 134 | DH | 0.26063 | 158.2875 | 65806.1984 | 27110.1349 | #N/A | #N/A | #N/A | #N/A | #N/A | #N/A | #N/A | #N/A | #N/A | #N/A
[8 empty] | 242 | [6 empty] | 269 | #N/A | #N/A | #N/A | #N/A | #N/A | 269 | #N/A | #N/A | #N/A | #N/A | #N/A | #N/A | #N/A | #N/A | #N/A | #N/A | #N/A | #N/A | 135 | BH | 0.2528 | 159.1147 | 268591.4309 | 27709.7332 | #N/A | #N/A | #N/A | #N/A | #N/A | #N/A | #N/A | #N/A | #N/A | #N/A | #N/A | #N/A | #N/A | #N/A | #N/A | #N/A | #N/A | 135 | DB | 0.26044 | 159.1152 | 243728.0783 | 27353.8629 | #N/A | #N/A | #N/A | #N/A | #N/A | #N/A | #N/A | #N/A | #N/A | #N/A
[8 empty] | 243 | [6 empty] | 270 | #N/A | #N/A | #N/A | #N/A | #N/A | 270 | #N/A | #N/A | #N/A | #N/A | #N/A | #N/A | #N/A | #N/A | #N/A | #N/A | #N/A | #N/A | 135 | BH | 0.2528 | 159.1147 | 268591.4309 | 27709.7332 | #N/A | #N/A | #N/A | #N/A | #N/A | #N/A | #N/A | #N/A | #N/A | #N/A | #N/A | #N/A | #N/A | #N/A | #N/A | #N/A | #N/A | 135 | DB | 0.26044 | 159.1152 | 243728.0783 | 27353.8629 | #N/A | #N/A | #N/A | #N/A | #N/A | #N/A | #N/A | #N/A | #N/A | #N/A
[8 empty] | 244 | [6 empty] | 271 | #N/A | #N/A | #N/A | #N/A | #N/A | 271 | #N/A | #N/A | #N/A | #N/A | #N/A | #N/A | #N/A | #N/A | #N/A | #N/A | #N/A | #N/A | 136 | DB | 0.26044 | 159.1152 | 243728.0783 | 27953.4613 | #N/A | #N/A | #N/A | #N/A | #N/A | #N/A | #N/A | #N/A | #N/A | #N/A | #N/A | #N/A | #N/A | #N/A | #N/A | #N/A | #N/A | 136 | DU | 0.2604 | 159.2009 | 191362.2943 | 27545.2252 | #N/A | #N/A | #N/A | #N/A | #N/A | #N/A | #N/A | #N/A | #N/A | #N/A
[8 empty] | 245 | [6 empty] | 272 | #N/A | #N/A | #N/A | #N/A | #N/A | 272 | #N/A | #N/A | #N/A | #N/A | #N/A | #N/A | #N/A | #N/A | #N/A | #N/A | #N/A | #N/A | 136 | DB | 0.26044 | 159.1152 | 243728.0783 | 27953.4613 | #N/A | #N/A | #N/A | #N/A | #N/A | #N/A | #N/A | #N/A | #N/A | #N/A | #N/A | #N/A | #N/A | #N/A | #N/A | #N/A | #N/A | 136 | DU | 0.2604 | 159.2009 | 191362.2943 | 27545.2252 | #N/A | #N/A | #N/A | #N/A | #N/A | #N/A | #N/A | #N/A | #N/A | #N/A
[8 empty] | 246 | [6 empty] | 273 | #N/A | #N/A | #N/A | #N/A | #N/A | 273 | #N/A | #N/A | #N/A | #N/A | #N/A | #N/A | #N/A | #N/A | #N/A | #N/A | #N/A | #N/A | 137 | DU | 0.2604 | 159.2009 | 191362.2943 | 28144.8236 | #N/A | #N/A | #N/A | #N/A | #N/A | #N/A | #N/A | #N/A | #N/A | #N/A | #N/A | #N/A | #N/A | #N/A | #N/A | #N/A | #N/A | 137 | DP | 0.25486 | 159.5691 | 228695.5618 | 27773.9208 | #N/A | #N/A | #N/A | #N/A | #N/A | #N/A | #N/A | #N/A | #N/A | #N/A
[8 empty] | 247 | [6 empty] | 274 | #N/A | #N/A | #N/A | #N/A | #N/A | 274 | #N/A | #N/A | #N/A | #N/A | #N/A | #N/A | #N/A | #N/A | #N/A | #N/A | #N/A | #N/A | 137 | DU | 0.2604 | 159.2009 | 191362.2943 | 28144.8236 | #N/A | #N/A | #N/A | #N/A | #N/A | #N/A | #N/A | #N/A | #N/A | #N/A | #N/A | #N/A | #N/A | #N/A | #N/A | #N/A | #N/A | 137 | DP | 0.25486 | 159.5691 | 228695.5618 | 27773.9208 | #N/A | #N/A | #N/A | #N/A | #N/A | #N/A | #N/A | #N/A | #N/A | #N/A
[8 empty] | 248 | [6 empty] | 275 | #N/A | #N/A | #N/A | #N/A | #N/A | 275 | #N/A | #N/A | #N/A | #N/A | #N/A | #N/A | #N/A | #N/A | #N/A | #N/A | #N/A | #N/A | 138 | DG | 0.26093 | 159.2371 | 69450.7172 | 28214.2743 | #N/A | #N/A | #N/A | #N/A | #N/A | #N/A | #N/A | #N/A | #N/A | #N/A | #N/A | #N/A | #N/A | #N/A | #N/A | #N/A | #N/A | 138 | CS | 0.25454 | 159.9112 | 93702.6238 | 27867.6234 | #N/A | #N/A | #N/A | #N/A | #N/A | #N/A | #N/A | #N/A | #N/A | #N/A
[8 empty] | 249 | [6 empty] | 276 | #N/A | #N/A | #N/A | #N/A | #N/A | 276 | #N/A | #N/A | #N/A | #N/A | #N/A | #N/A | #N/A | #N/A | #N/A | #N/A | #N/A | #N/A | 138 | DG | 0.26093 | 159.2371 | 69450.7172 | 28214.2743 | #N/A | #N/A | #N/A | #N/A | #N/A | #N/A | #N/A | #N/A | #N/A | #N/A | #N/A | #N/A | #N/A | #N/A | #N/A | #N/A | #N/A | 138 | CS | 0.25454 | 159.9112 | 93702.6238 | 27867.6234 | #N/A | #N/A | #N/A | #N/A | #N/A | #N/A | #N/A | #N/A | #N/A | #N/A
[8 empty] | 250 | [6 empty] | 277 | #N/A | #N/A | #N/A | #N/A | #N/A | 277 | #N/A | #N/A | #N/A | #N/A | #N/A | #N/A | #N/A | #N/A | #N/A | #N/A | #N/A | #N/A | 139 | CZ | 0.25447 | 159.3526 | 91092.9447 | 28305.3673 | #N/A | #N/A | #N/A | #N/A | #N/A | #N/A | #N/A | #N/A | #N/A | #N/A | #N/A | #N/A | #N/A | #N/A | #N/A | #N/A | #N/A | 139 | CZ | 0.25447 | 159.3526 | 91092.9447 | 27958.7164 | #N/A | #N/A | #N/A | #N/A | #N/A | #N/A | #N/A | #N/A | #N/A | #N/A
[8 empty] | 251 | [6 empty] | 278 | #N/A | #N/A | #N/A | #N/A | #N/A | 278 | #N/A | #N/A | #N/A | #N/A | #N/A | #N/A | #N/A | #N/A | #N/A | #N/A | #N/A | #N/A | 139 | CZ | 0.25447 | 159.3526 | 91092.9447 | 28305.3673 | #N/A | #N/A | #N/A | #N/A | #N/A | #N/A | #N/A | #N/A | #N/A | #N/A | #N/A | #N/A | #N/A | #N/A | #N/A | #N/A | #N/A | 139 | CZ | 0.25447 | 159.3526 | 91092.9447 | 27958.7164 | #N/A | #N/A | #N/A | #N/A | #N/A | #N/A | #N/A | #N/A | #N/A | #N/A
[8 empty] | 252 | [6 empty] | 279 | #N/A | #N/A | #N/A | #N/A | #N/A | 279 | #N/A | #N/A | #N/A | #N/A | #N/A | #N/A | #N/A | #N/A | #N/A | #N/A | #N/A | #N/A | 140 | DP | 0.25486 | 159.5691 | 228695.5618 | 28534.0628 | #N/A | #N/A | #N/A | #N/A | #N/A | #N/A | #N/A | #N/A | #N/A | #N/A | #N/A | #N/A | #N/A | #N/A | #N/A | #N/A | #N/A | 140 | BH | 0.2528 | 159.1147 | 268591.4309 | 28227.3078 | #N/A | #N/A | #N/A | #N/A | #N/A | #N/A | #N/A | #N/A | #N/A | #N/A
[8 empty] | 253 | [6 empty] | 280 | #N/A | #N/A | #N/A | #N/A | #N/A | 280 | #N/A | #N/A | #N/A | #N/A | #N/A | #N/A | #N/A | #N/A | #N/A | #N/A | #N/A | #N/A | 140 | DP | 0.25486 | 159.5691 | 228695.5618 | 28534.0628 | #N/A | #N/A | #N/A | #N/A | #N/A | #N/A | #N/A | #N/A | #N/A | #N/A | #N/A | #N/A | #N/A | #N/A | #N/A | #N/A | #N/A | 140 | BH | 0.2528 | 159.1147 | 268591.4309 | 28227.3078 | #N/A | #N/A | #N/A | #N/A | #N/A | #N/A | #N/A | #N/A | #N/A | #N/A
[8 empty] | 254 | [6 empty] | 281 | #N/A | #N/A | #N/A | #N/A | #N/A | 281 | #N/A | #N/A | #N/A | #N/A | #N/A | #N/A | #N/A | #N/A | #N/A | #N/A | #N/A | #N/A | 141 | DI | 0.24824 | 159.7831 | 203861.6946 | 28737.9245 | #N/A | #N/A | #N/A | #N/A | #N/A | #N/A | #N/A | #N/A | #N/A | #N/A | #N/A | #N/A | #N/A | #N/A | #N/A | #N/A | #N/A | 141 | CI | 0.25098 | 160.0215 | 1172007.6312 | 29399.3154 | #N/A | #N/A | #N/A | #N/A | #N/A | #N/A | #N/A | #N/A | #N/A | #N/A
[8 empty] | 255 | [6 empty] | 282 | #N/A | #N/A | #N/A | #N/A | #N/A | 282 | #N/A | #N/A | #N/A | #N/A | #N/A | #N/A | #N/A | #N/A | #N/A | #N/A | #N/A | #N/A | 141 | DI | 0.24824 | 159.7831 | 203861.6946 | 28737.9245 | #N/A | #N/A | #N/A | #N/A | #N/A | #N/A | #N/A | #N/A | #N/A | #N/A | #N/A | #N/A | #N/A | #N/A | #N/A | #N/A | #N/A | 141 | CI | 0.25098 | 160.0215 | 1172007.6312 | 29399.3154 | #N/A | #N/A | #N/A | #N/A | #N/A | #N/A | #N/A | #N/A | #N/A | #N/A
[8 empty] | 256 | [6 empty] | 283 | #N/A | #N/A | #N/A | #N/A | #N/A | 283 | #N/A | #N/A | #N/A | #N/A | #N/A | #N/A | #N/A | #N/A | #N/A | #N/A | #N/A | #N/A | 142 | CS | 0.25454 | 159.9112 | 93702.6238 | 28831.6271 | #N/A | #N/A | #N/A | #N/A | #N/A | #N/A | #N/A | #N/A | #N/A | #N/A | #N/A | #N/A | #N/A | #N/A | #N/A | #N/A | #N/A | 142 | EP | 0.25075 | 156.0981 | 400457.6639 | 29799.7731 | #N/A | #N/A | #N/A | #N/A | #N/A | #N/A | #N/A | #N/A | #N/A | #N/A
[8 empty] | 257 | [6 empty] | 284 | #N/A | #N/A | #N/A | #N/A | #N/A | 284 | #N/A | #N/A | #N/A | #N/A | #N/A | #N/A | #N/A | #N/A | #N/A | #N/A | #N/A | #N/A | 142 | CS | 0.25454 | 159.9112 | 93702.6238 | 28831.6271 | #N/A | #N/A | #N/A | #N/A | #N/A | #N/A | #N/A | #N/A | #N/A | #N/A | #N/A | #N/A | #N/A | #N/A | #N/A | #N/A | #N/A | 142 | EP | 0.25075 | 156.0981 | 400457.6639 | 29799.7731 | #N/A | #N/A | #N/A | #N/A | #N/A | #N/A | #N/A | #N/A | #N/A | #N/A
[8 empty] | 258 | [6 empty] | 285 | #N/A | #N/A | #N/A | #N/A | #N/A | 285 | #N/A | #N/A | #N/A | #N/A | #N/A | #N/A | #N/A | #N/A | #N/A | #N/A | #N/A | #N/A | 143 | CI | 0.25098 | 160.0215 | 1172007.6312 | 30003.6348 | #N/A | #N/A | #N/A | #N/A | #N/A | #N/A | #N/A | #N/A | #N/A | #N/A | #N/A | #N/A | #N/A | #N/A | #N/A | #N/A | #N/A | 143 | BY | 0.249 | 160.1634 | 120331.3828 | 29920.1045 | #N/A | #N/A | #N/A | #N/A | #N/A | #N/A | #N/A | #N/A | #N/A | #N/A
[8 empty] | 259 | [6 empty] | 286 | #N/A | #N/A | #N/A | #N/A | #N/A | 286 | #N/A | #N/A | #N/A | #N/A | #N/A | #N/A | #N/A | #N/A | #N/A | #N/A | #N/A | #N/A | 143 | CI | 0.25098 | 160.0215 | 1172007.6312 | 30003.6348 | #N/A | #N/A | #N/A | #N/A | #N/A | #N/A | #N/A | #N/A | #N/A | #N/A | #N/A | #N/A | #N/A | #N/A | #N/A | #N/A | #N/A | 143 | BY | 0.249 | 160.1634 | 120331.3828 | 29920.1045 | #N/A | #N/A | #N/A | #N/A | #N/A | #N/A | #N/A | #N/A | #N/A | #N/A
[8 empty] | 260 | [6 empty] | 287 | #N/A | #N/A | #N/A | #N/A | #N/A | 287 | #N/A | #N/A | #N/A | #N/A | #N/A | #N/A | #N/A | #N/A | #N/A | #N/A | #N/A | #N/A | 144 | BD | 0.24836 | 160.1488 | 240487.6399 | 30244.1224 | #N/A | #N/A | #N/A | #N/A | #N/A | #N/A | #N/A | #N/A | #N/A | #N/A | #N/A | #N/A | #N/A | #N/A | #N/A | #N/A | #N/A | 144 | DM | 0.2485 | 160.2956 | 70379.3121 | 29990.4838 | #N/A | #N/A | #N/A | #N/A | #N/A | #N/A | #N/A | #N/A | #N/A | #N/A
[8 empty] | 261 | [6 empty] | 288 | #N/A | #N/A | #N/A | #N/A | #N/A | 288 | #N/A | #N/A | #N/A | #N/A | #N/A | #N/A | #N/A | #N/A | #N/A | #N/A | #N/A | #N/A | 144 | BD | 0.24836 | 160.1488 | 240487.6399 | 30244.1224 | #N/A | #N/A | #N/A | #N/A | #N/A | #N/A | #N/A | #N/A | #N/A | #N/A | #N/A | #N/A | #N/A | #N/A | #N/A | #N/A | #N/A | 144 | DM | 0.2485 | 160.2956 | 70379.3121 | 29990.4838 | #N/A | #N/A | #N/A | #N/A | #N/A | #N/A | #N/A | #N/A | #N/A | #N/A
[8 empty] | 262 | [6 empty] | 289 | #N/A | #N/A | #N/A | #N/A | #N/A | 289 | #N/A | #N/A | #N/A | #N/A | #N/A | #N/A | #N/A | #N/A | #N/A | #N/A | #N/A | #N/A | 145 | BY | 0.249 | 160.1634 | 120331.3828 | 30364.4538 | #N/A | #N/A | #N/A | #N/A | #N/A | #N/A | #N/A | #N/A | #N/A | #N/A | #N/A | #N/A | #N/A | #N/A | #N/A | #N/A | #N/A | 145 | BD | 0.24836 | 160.1488 | 240487.6399 | 30230.9714 | #N/A | #N/A | #N/A | #N/A | #N/A | #N/A | #N/A | #N/A | #N/A | #N/A
[8 empty] | 263 | [6 empty] | 290 | #N/A | #N/A | #N/A | #N/A | #N/A | 290 | #N/A | #N/A | #N/A | #N/A | #N/A | #N/A | #N/A | #N/A | #N/A | #N/A | #N/A | #N/A | 145 | BY | 0.249 | 160.1634 | 120331.3828 | 30364.4538 | #N/A | #N/A | #N/A | #N/A | #N/A | #N/A | #N/A | #N/A | #N/A | #N/A | #N/A | #N/A | #N/A | #N/A | #N/A | #N/A | #N/A | 145 | BD | 0.24836 | 160.1488 | 240487.6399 | 30230.9714 | #N/A | #N/A | #N/A | #N/A | #N/A | #N/A | #N/A | #N/A | #N/A | #N/A
[8 empty] | 264 | [6 empty] | 291 | #N/A | #N/A | #N/A | #N/A | #N/A | 291 | #N/A | #N/A | #N/A | #N/A | #N/A | #N/A | #N/A | #N/A | #N/A | #N/A | #N/A | #N/A | 146 | DM | 0.2485 | 160.2956 | 70379.3121 | 30434.8331 | #N/A | #N/A | #N/A | #N/A | #N/A | #N/A | #N/A | #N/A | #N/A | #N/A | #N/A | #N/A | #N/A | #N/A | #N/A | #N/A | #N/A | 146 | DI | 0.24824 | 159.7831 | 203861.6946 | 30434.8331 | #N/A | #N/A | #N/A | #N/A | #N/A | #N/A | #N/A | #N/A | #N/A | #N/A
[8 empty] | 265 | [6 empty] | 292 | #N/A | #N/A | #N/A | #N/A | #N/A | 292 | #N/A | #N/A | #N/A | #N/A | #N/A | #N/A | #N/A | #N/A | #N/A | #N/A | #N/A | #N/A | 146 | DM | 0.2485 | 160.2956 | 70379.3121 | 30434.8331 | #N/A | #N/A | #N/A | #N/A | #N/A | #N/A | #N/A | #N/A | #N/A | #N/A | #N/A | #N/A | #N/A | #N/A | #N/A | #N/A | #N/A | 146 | DI | 0.24824 | 159.7831 | 203861.6946 | 30434.8331 | #N/A | #N/A | #N/A | #N/A | #N/A | #N/A | #N/A | #N/A | #N/A | #N/A
[8 empty] | 266 | [6 empty] | 293 | #N/A | #N/A | #N/A | #N/A | #N/A | 293 | #N/A | #N/A | #N/A | #N/A | #N/A | #N/A | #N/A | #N/A | #N/A | #N/A | #N/A | #N/A | 147 | DF | 0.24393 | 160.6237 | 118989.5037 | 30553.8226 | #N/A | #N/A | #N/A | #N/A | #N/A | #N/A | #N/A | #N/A | #N/A | #N/A | #N/A | #N/A | #N/A | #N/A | #N/A | #N/A | #N/A | 147 | DF | 0.24393 | 160.6237 | 118989.5037 | 30553.8226 | #N/A | #N/A | #N/A | #N/A | #N/A | #N/A | #N/A | #N/A | #N/A | #N/A
[8 empty] | 267 | [6 empty] | 294 | #N/A | #N/A | #N/A | #N/A | #N/A | 294 | #N/A | #N/A | #N/A | #N/A | #N/A | #N/A | #N/A | #N/A | #N/A | #N/A | #N/A | #N/A | 147 | DF | 0.24393 | 160.6237 | 118989.5037 | 30553.8226 | #N/A | #N/A | #N/A | #N/A | #N/A | #N/A | #N/A | #N/A | #N/A | #N/A | #N/A | #N/A | #N/A | #N/A | #N/A | #N/A | #N/A | 147 | DF | 0.24393 | 160.6237 | 118989.5037 | 30553.8226 | #N/A | #N/A | #N/A | #N/A | #N/A | #N/A | #N/A | #N/A | #N/A | #N/A
[8 empty] | 268 | [6 empty] | 295 | #N/A | #N/A | #N/A | #N/A | #N/A | 295 | #N/A | #N/A | #N/A | #N/A | #N/A | #N/A | #N/A | #N/A | #N/A | #N/A | #N/A | #N/A | 148 | DQ | 0.24063 | 161.11 | 76874.1976 | 30630.6968 | #N/A | #N/A | #N/A | #N/A | #N/A | #N/A | #N/A | #N/A | #N/A | #N/A | #N/A | #N/A | #N/A | #N/A | #N/A | #N/A | #N/A | 148 | DQ | 0.24063 | 161.11 | 76874.1976 | 30630.6968 | #N/A | #N/A | #N/A | #N/A | #N/A | #N/A | #N/A | #N/A | #N/A | #N/A
[8 empty] | 269 | [6 empty] | 296 | #N/A | #N/A | #N/A | #N/A | #N/A | 296 | #N/A | #N/A | #N/A | #N/A | #N/A | #N/A | #N/A | #N/A | #N/A | #N/A | #N/A | #N/A | 148 | DQ | 0.24063 | 161.11 | 76874.1976 | 30630.6968 | #N/A | #N/A | #N/A | #N/A | #N/A | #N/A | #N/A | #N/A | #N/A | #N/A | #N/A | #N/A | #N/A | #N/A | #N/A | #N/A | #N/A | 148 | DQ | 0.24063 | 161.11 | 76874.1976 | 30630.6968 | #N/A | #N/A | #N/A | #N/A | #N/A | #N/A | #N/A | #N/A | #N/A | #N/A
[8 empty] | 270 | [6 empty] | 297 | #N/A | #N/A | #N/A | #N/A | #N/A | 297 | #N/A | #N/A | #N/A | #N/A | #N/A | #N/A | #N/A | #N/A | #N/A | #N/A | #N/A | #N/A | 149 | CY | 0.23818 | 161.3465 | 65821.7005 | 30696.5185 | #N/A | #N/A | #N/A | #N/A | #N/A | #N/A | #N/A | #N/A | #N/A | #N/A | #N/A | #N/A | #N/A | #N/A | #N/A | #N/A | #N/A | 149 | CV | 0.23845 | 161.7819 | 811751.3857 | 31442.4482 | #N/A | #N/A | #N/A | #N/A | #N/A | #N/A | #N/A | #N/A | #N/A | #N/A
[8 empty] | 271 | [6 empty] | 298 | #N/A | #N/A | #N/A | #N/A | #N/A | 298 | #N/A | #N/A | #N/A | #N/A | #N/A | #N/A | #N/A | #N/A | #N/A | #N/A | #N/A | #N/A | 149 | CY | 0.23818 | 161.3465 | 65821.7005 | 30696.5185 | #N/A | #N/A | #N/A | #N/A | #N/A | #N/A | #N/A | #N/A | #N/A | #N/A | #N/A | #N/A | #N/A | #N/A | #N/A | #N/A | #N/A | 149 | CV | 0.23845 | 161.7819 | 811751.3857 | 31442.4482 | #N/A | #N/A | #N/A | #N/A | #N/A | #N/A | #N/A | #N/A | #N/A | #N/A
[8 empty] | 272 | [6 empty] | 299 | #N/A | #N/A | #N/A | #N/A | #N/A | 299 | #N/A | #N/A | #N/A | #N/A | #N/A | #N/A | #N/A | #N/A | #N/A | #N/A | #N/A | #N/A | 150 | CV | 0.23845 | 161.7819 | 811751.3857 | 31508.2699 | #N/A | #N/A | #N/A | #N/A | #N/A | #N/A | #N/A | #N/A | #N/A | #N/A | #N/A | #N/A | #N/A | #N/A | #N/A | #N/A | #N/A | 150 | CU | 0.23839 | 161.9801 | 481253.0646 | 31923.7013 | #N/A | #N/A | #N/A | #N/A | #N/A | #N/A | #N/A | #N/A | #N/A | #N/A
[8 empty] | 273 | [6 empty] | 300 | #N/A | #N/A | #N/A | #N/A | #N/A | 300 | #N/A | #N/A | #N/A | #N/A | #N/A | #N/A | #N/A | #N/A | #N/A | #N/A | #N/A | #N/A | 150 | CV | 0.23845 | 161.7819 | 811751.3857 | 31508.2699 | #N/A | #N/A | #N/A | #N/A | #N/A | #N/A | #N/A | #N/A | #N/A | #N/A | #N/A | #N/A | #N/A | #N/A | #N/A | #N/A | #N/A | 150 | CU | 0.23839 | 161.9801 | 481253.0646 | 31923.7013 | #N/A | #N/A | #N/A | #N/A | #N/A | #N/A | #N/A | #N/A | #N/A | #N/A
[8 empty] | 274 | [6 empty] | 301 | #N/A | #N/A | #N/A | #N/A | #N/A | 301 | #N/A | #N/A | #N/A | #N/A | #N/A | #N/A | #N/A | #N/A | #N/A | #N/A | #N/A | #N/A | 151 | CU | 0.23839 | 161.9801 | 481253.0646 | 31989.523 | #N/A | #N/A | #N/A | #N/A | #N/A | #N/A | #N/A | #N/A | #N/A | #N/A | #N/A | #N/A | #N/A | #N/A | #N/A | #N/A | #N/A | 151 | CY | 0.23818 | 161.3465 | 65821.7005 | 31989.523 | #N/A | #N/A | #N/A | #N/A | #N/A | #N/A | #N/A | #N/A | #N/A | #N/A
[8 empty] | 275 | [6 empty] | 302 | #N/A | #N/A | #N/A | #N/A | #N/A | 302 | #N/A | #N/A | #N/A | #N/A | #N/A | #N/A | #N/A | #N/A | #N/A | #N/A | #N/A | #N/A | 151 | CU | 0.23839 | 161.9801 | 481253.0646 | 31989.523 | #N/A | #N/A | #N/A | #N/A | #N/A | #N/A | #N/A | #N/A | #N/A | #N/A | #N/A | #N/A | #N/A | #N/A | #N/A | #N/A | #N/A | 151 | CY | 0.23818 | 161.3465 | 65821.7005 | 31989.523 | #N/A | #N/A | #N/A | #N/A | #N/A | #N/A | #N/A | #N/A | #N/A | #N/A
[8 empty] | 276 | [6 empty] | 303 | #N/A | #N/A | #N/A | #N/A | #N/A | 303 | #N/A | #N/A | #N/A | #N/A | #N/A | #N/A | #N/A | #N/A | #N/A | #N/A | #N/A | #N/A | 152 | CJ | 0.22559 | 162.6796 | 968027.1355 | 32957.5501 | #N/A | #N/A | #N/A | #N/A | #N/A | #N/A | #N/A | #N/A | #N/A | #N/A | #N/A | #N/A | #N/A | #N/A | #N/A | #N/A | #N/A | 152 | CO | 0.22629 | 163.1134 | 1598439.2011 | 33587.9622 | #N/A | #N/A | #N/A | #N/A | #N/A | #N/A | #N/A | #N/A | #N/A | #N/A
[8 empty] | 277 | [6 empty] | 304 | #N/A | #N/A | #N/A | #N/A | #N/A | 304 | #N/A | #N/A | #N/A | #N/A | #N/A | #N/A | #N/A | #N/A | #N/A | #N/A | #N/A | #N/A | 152 | CJ | 0.22559 | 162.6796 | 968027.1355 | 32957.5501 | #N/A | #N/A | #N/A | #N/A | #N/A | #N/A | #N/A | #N/A | #N/A | #N/A | #N/A | #N/A | #N/A | #N/A | #N/A | #N/A | #N/A | 152 | CO | 0.22629 | 163.1134 | 1598439.2011 | 33587.9622 | #N/A | #N/A | #N/A | #N/A | #N/A | #N/A | #N/A | #N/A | #N/A | #N/A
[8 empty] | 278 | [6 empty] | 305 | #N/A | #N/A | #N/A | #N/A | #N/A | 305 | #N/A | #N/A | #N/A | #N/A | #N/A | #N/A | #N/A | #N/A | #N/A | #N/A | #N/A | #N/A | 153 | CO | 0.22629 | 163.1134 | 1598439.2011 | 34555.9893 | #N/A | #N/A | #N/A | #N/A | #N/A | #N/A | #N/A | #N/A | #N/A | #N/A | #N/A | #N/A | #N/A | #N/A | #N/A | #N/A | #N/A | 153 | CJ | 0.22559 | 162.6796 | 968027.1355 | 34555.9893 | #N/A | #N/A | #N/A | #N/A | #N/A | #N/A | #N/A | #N/A | #N/A | #N/A
[8 empty] | 279 | [6 empty] | 306 | #N/A | #N/A | #N/A | #N/A | #N/A | 306 | #N/A | #N/A | #N/A | #N/A | #N/A | #N/A | #N/A | #N/A | #N/A | #N/A | #N/A | #N/A | 153 | CO | 0.22629 | 163.1134 | 1598439.2011 | 34555.9893 | #N/A | #N/A | #N/A | #N/A | #N/A | #N/A | #N/A | #N/A | #N/A | #N/A | #N/A | #N/A | #N/A | #N/A | #N/A | #N/A | #N/A | 153 | CJ | 0.22559 | 162.6796 | 968027.1355 | 34555.9893 | #N/A | #N/A | #N/A | #N/A | #N/A | #N/A | #N/A | #N/A | #N/A | #N/A
[8 empty] | 280 | [6 empty] | 307 | #N/A | #N/A | #N/A | #N/A | #N/A | 307 | #N/A | #N/A | #N/A | #N/A | #N/A | #N/A | #N/A | #N/A | #N/A | #N/A | #N/A | #N/A | 154 | BW | 0.2187 | 163.1841 | 160350.383 | 34716.3397 | #N/A | #N/A | #N/A | #N/A | #N/A | #N/A | #N/A | #N/A | #N/A | #N/A | #N/A | #N/A | #N/A | #N/A | #N/A | #N/A | #N/A | 154 | CA | 0.22216 | 163.7525 | 68524.4574 | 34624.5138 | #N/A | #N/A | #N/A | #N/A | #N/A | #N/A | #N/A | #N/A | #N/A | #N/A
[8 empty] | 281 | [6 empty] | 308 | #N/A | #N/A | #N/A | #N/A | #N/A | 308 | #N/A | #N/A | #N/A | #N/A | #N/A | #N/A | #N/A | #N/A | #N/A | #N/A | #N/A | #N/A | 154 | BW | 0.2187 | 163.1841 | 160350.383 | 34716.3397 | #N/A | #N/A | #N/A | #N/A | #N/A | #N/A | #N/A | #N/A | #N/A | #N/A | #N/A | #N/A | #N/A | #N/A | #N/A | #N/A | #N/A | 154 | CA | 0.22216 | 163.7525 | 68524.4574 | 34624.5138 | #N/A | #N/A | #N/A | #N/A | #N/A | #N/A | #N/A | #N/A | #N/A | #N/A
[8 empty] | 282 | [6 empty] | 309 | #N/A | #N/A | #N/A | #N/A | #N/A | 309 | #N/A | #N/A | #N/A | #N/A | #N/A | #N/A | #N/A | #N/A | #N/A | #N/A | #N/A | #N/A | 155 | CA | 0.22216 | 163.7525 | 68524.4574 | 34784.8641 | #N/A | #N/A | #N/A | #N/A | #N/A | #N/A | #N/A | #N/A | #N/A | #N/A | #N/A | #N/A | #N/A | #N/A | #N/A | #N/A | #N/A | 155 | CX | 0.2211 | 163.7791 | 381052.0488 | 35005.5658 | #N/A | #N/A | #N/A | #N/A | #N/A | #N/A | #N/A | #N/A | #N/A | #N/A
[8 empty] | 283 | [6 empty] | 310 | #N/A | #N/A | #N/A | #N/A | #N/A | 310 | #N/A | #N/A | #N/A | #N/A | #N/A | #N/A | #N/A | #N/A | #N/A | #N/A | #N/A | #N/A | 155 | CA | 0.22216 | 163.7525 | 68524.4574 | 34784.8641 | #N/A | #N/A | #N/A | #N/A | #N/A | #N/A | #N/A | #N/A | #N/A | #N/A | #N/A | #N/A | #N/A | #N/A | #N/A | #N/A | #N/A | 155 | CX | 0.2211 | 163.7791 | 381052.0488 | 35005.5658 | #N/A | #N/A | #N/A | #N/A | #N/A | #N/A | #N/A | #N/A | #N/A | #N/A
[8 empty] | 284 | [6 empty] | 311 | #N/A | #N/A | #N/A | #N/A | #N/A | 311 | #N/A | #N/A | #N/A | #N/A | #N/A | #N/A | #N/A | #N/A | #N/A | #N/A | #N/A | #N/A | 156 | CX | 0.2211 | 163.7791 | 381052.0488 | 35165.9162 | #N/A | #N/A | #N/A | #N/A | #N/A | #N/A | #N/A | #N/A | #N/A | #N/A | #N/A | #N/A | #N/A | #N/A | #N/A | #N/A | #N/A | 156 | BW | 0.2187 | 163.1841 | 160350.383 | 35165.9162 | #N/A | #N/A | #N/A | #N/A | #N/A | #N/A | #N/A | #N/A | #N/A | #N/A
[8 empty] | 285 | [6 empty] | 312 | #N/A | #N/A | #N/A | #N/A | #N/A | 312 | #N/A | #N/A | #N/A | #N/A | #N/A | #N/A | #N/A | #N/A | #N/A | #N/A | #N/A | #N/A | 156 | CX | 0.2211 | 163.7791 | 381052.0488 | 35165.9162 | #N/A | #N/A | #N/A | #N/A | #N/A | #N/A | #N/A | #N/A | #N/A | #N/A | #N/A | #N/A | #N/A | #N/A | #N/A | #N/A | #N/A | 156 | BW | 0.2187 | 163.1841 | 160350.383 | 35165.9162 | #N/A | #N/A | #N/A | #N/A | #N/A | #N/A | #N/A | #N/A | #N/A | #N/A
[8 empty] | 286 | [6 empty] | 313 | #N/A | #N/A | #N/A | #N/A | #N/A | 313 | #N/A | #N/A | #N/A | #N/A | #N/A | #N/A | #N/A | #N/A | #N/A | #N/A | #N/A | #N/A | 157 | BV | 0.21291 | 164.5086 | 75388.9345 | 35241.3051 | #N/A | #N/A | #N/A | #N/A | #N/A | #N/A | #N/A | #N/A | #N/A | #N/A | #N/A | #N/A | #N/A | #N/A | #N/A | #N/A | #N/A | 157 | CK | 0.21475 | 164.6783 | 940180.3184 | 36106.0965 | #N/A | #N/A | #N/A | #N/A | #N/A | #N/A | #N/A | #N/A | #N/A | #N/A
[8 empty] | 287 | [6 empty] | 314 | #N/A | #N/A | #N/A | #N/A | #N/A | 314 | #N/A | #N/A | #N/A | #N/A | #N/A | #N/A | #N/A | #N/A | #N/A | #N/A | #N/A | #N/A | 157 | BV | 0.21291 | 164.5086 | 75388.9345 | 35241.3051 | #N/A | #N/A | #N/A | #N/A | #N/A | #N/A | #N/A | #N/A | #N/A | #N/A | #N/A | #N/A | #N/A | #N/A | #N/A | #N/A | #N/A | 157 | CK | 0.21475 | 164.6783 | 940180.3184 | 36106.0965 | #N/A | #N/A | #N/A | #N/A | #N/A | #N/A | #N/A | #N/A | #N/A | #N/A
[8 empty] | 288 | [6 empty] | 315 | #N/A | #N/A | #N/A | #N/A | #N/A | 315 | #N/A | #N/A | #N/A | #N/A | #N/A | #N/A | #N/A | #N/A | #N/A | #N/A | #N/A | #N/A | 158 | BQ | 0.21397 | 164.5186 | 254506.6898 | 35495.8118 | #N/A | #N/A | #N/A | #N/A | #N/A | #N/A | #N/A | #N/A | #N/A | #N/A | #N/A | #N/A | #N/A | #N/A | #N/A | #N/A | #N/A | 158 | BQ | 0.21397 | 164.5186 | 254506.6898 | 36360.6032 | #N/A | #N/A | #N/A | #N/A | #N/A | #N/A | #N/A | #N/A | #N/A | #N/A
[8 empty] | 289 | [6 empty] | 316 | #N/A | #N/A | #N/A | #N/A | #N/A | 316 | #N/A | #N/A | #N/A | #N/A | #N/A | #N/A | #N/A | #N/A | #N/A | #N/A | #N/A | #N/A | 158 | BQ | 0.21397 | 164.5186 | 254506.6898 | 35495.8118 | #N/A | #N/A | #N/A | #N/A | #N/A | #N/A | #N/A | #N/A | #N/A | #N/A | #N/A | #N/A | #N/A | #N/A | #N/A | #N/A | #N/A | 158 | BQ | 0.21397 | 164.5186 | 254506.6898 | 36360.6032 | #N/A | #N/A | #N/A | #N/A | #N/A | #N/A | #N/A | #N/A | #N/A | #N/A
[8 empty] | 290 | [6 empty] | 317 | #N/A | #N/A | #N/A | #N/A | #N/A | 317 | #N/A | #N/A | #N/A | #N/A | #N/A | #N/A | #N/A | #N/A | #N/A | #N/A | #N/A | #N/A | 159 | CK | 0.21475 | 164.6783 | 940180.3184 | 36435.9921 | #N/A | #N/A | #N/A | #N/A | #N/A | #N/A | #N/A | #N/A | #N/A | #N/A | #N/A | #N/A | #N/A | #N/A | #N/A | #N/A | #N/A | 159 | BV | 0.21291 | 164.5086 | 75388.9345 | 36435.9921 | #N/A | #N/A | #N/A | #N/A | #N/A | #N/A | #N/A | #N/A | #N/A | #N/A
[8 empty] | 291 | [6 empty] | 318 | #N/A | #N/A | #N/A | #N/A | #N/A | 318 | #N/A | #N/A | #N/A | #N/A | #N/A | #N/A | #N/A | #N/A | #N/A | #N/A | #N/A | #N/A | 159 | CK | 0.21475 | 164.6783 | 940180.3184 | 36435.9921 | #N/A | #N/A | #N/A | #N/A | #N/A | #N/A | #N/A | #N/A | #N/A | #N/A | #N/A | #N/A | #N/A | #N/A | #N/A | #N/A | #N/A | 159 | BV | 0.21291 | 164.5086 | 75388.9345 | 36435.9921 | #N/A | #N/A | #N/A | #N/A | #N/A | #N/A | #N/A | #N/A | #N/A | #N/A
[8 empty] | 292 | [6 empty] | 319 | #N/A | #N/A | #N/A | #N/A | #N/A | 319 | #N/A | #N/A | #N/A | #N/A | #N/A | #N/A | #N/A | #N/A | #N/A | #N/A | #N/A | #N/A | 160 | CN | 0.2123 | 164.6954 | 620117.9352 | 37056.1101 | #N/A | #N/A | #N/A | #N/A | #N/A | #N/A | #N/A | #N/A | #N/A | #N/A | #N/A | #N/A | #N/A | #N/A | #N/A | #N/A | #N/A | 160 | CW | 0.2125 | 164.7224 | 926013.6427 | 37362.0058 | #N/A | #N/A | #N/A | #N/A | #N/A | #N/A | #N/A | #N/A | #N/A | #N/A
[8 empty] | 293 | [6 empty] | 320 | #N/A | #N/A | #N/A | #N/A | #N/A | 320 | #N/A | #N/A | #N/A | #N/A | #N/A | #N/A | #N/A | #N/A | #N/A | #N/A | #N/A | #N/A | 160 | CN | 0.2123 | 164.6954 | 620117.9352 | 37056.1101 | #N/A | #N/A | #N/A | #N/A | #N/A | #N/A | #N/A | #N/A | #N/A | #N/A | #N/A | #N/A | #N/A | #N/A | #N/A | #N/A | #N/A | 160 | CW | 0.2125 | 164.7224 | 926013.6427 | 37362.0058 | #N/A | #N/A | #N/A | #N/A | #N/A | #N/A | #N/A | #N/A | #N/A | #N/A
[8 empty] | 294 | [6 empty] | 321 | #N/A | #N/A | #N/A | #N/A | #N/A | 321 | #N/A | #N/A | #N/A | #N/A | #N/A | #N/A | #N/A | #N/A | #N/A | #N/A | #N/A | #N/A | 161 | CW | 0.2125 | 164.7224 | 926013.6427 | 37982.1237 | #N/A | #N/A | #N/A | #N/A | #N/A | #N/A | #N/A | #N/A | #N/A | #N/A | #N/A | #N/A | #N/A | #N/A | #N/A | #N/A | #N/A | 161 | CN | 0.2123 | 164.6954 | 620117.9352 | 37982.1237 | #N/A | #N/A | #N/A | #N/A | #N/A | #N/A | #N/A | #N/A | #N/A | #N/A
[8 empty] | 295 | [6 empty] | 322 | #N/A | #N/A | #N/A | #N/A | #N/A | 322 | #N/A | #N/A | #N/A | #N/A | #N/A | #N/A | #N/A | #N/A | #N/A | #N/A | #N/A | #N/A | 161 | CW | 0.2125 | 164.7224 | 926013.6427 | 37982.1237 | #N/A | #N/A | #N/A | #N/A | #N/A | #N/A | #N/A | #N/A | #N/A | #N/A | #N/A | #N/A | #N/A | #N/A | #N/A | #N/A | #N/A | 161 | CN | 0.2123 | 164.6954 | 620117.9352 | 37982.1237 | #N/A | #N/A | #N/A | #N/A | #N/A | #N/A | #N/A | #N/A | #N/A | #N/A
[8 empty] | 296 | [6 empty] | 323 | #N/A | #N/A | #N/A | #N/A | #N/A | 323 | #N/A | #N/A | #N/A | #N/A | #N/A | #N/A | #N/A | #N/A | #N/A | #N/A | #N/A | #N/A | 162 | CR | 0.20278 | 165.5793 | 71155.6543 | 38053.2794 | #N/A | #N/A | #N/A | #N/A | #N/A | #N/A | #N/A | #N/A | #N/A | #N/A | #N/A | #N/A | #N/A | #N/A | #N/A | #N/A | #N/A | 162 | CR | 0.20278 | 165.5793 | 71155.6543 | 38053.2794 | #N/A | #N/A | #N/A | #N/A | #N/A | #N/A | #N/A | #N/A | #N/A | #N/A
[8 empty] | 297 | [6 empty] | 324 | #N/A | #N/A | #N/A | #N/A | #N/A | 324 | #N/A | #N/A | #N/A | #N/A | #N/A | #N/A | #N/A | #N/A | #N/A | #N/A | #N/A | #N/A | 162 | CR | 0.20278 | 165.5793 | 71155.6543 | 38053.2794 | #N/A | #N/A | #N/A | #N/A | #N/A | #N/A | #N/A | #N/A | #N/A | #N/A | #N/A | #N/A | #N/A | #N/A | #N/A | #N/A | #N/A | 162 | CR | 0.20278 | 165.5793 | 71155.6543 | 38053.2794 | #N/A | #N/A | #N/A | #N/A | #N/A | #N/A | #N/A | #N/A | #N/A | #N/A
[8 empty] | 298 | [6 empty] | 325 | #N/A | #N/A | #N/A | #N/A | #N/A | 325 | #N/A | #N/A | #N/A | #N/A | #N/A | #N/A | #N/A | #N/A | #N/A | #N/A | #N/A | #N/A | 163 | CQ | 0.19758 | 166.0871 | 83710.2303 | 38136.9896 | #N/A | #N/A | #N/A | #N/A | #N/A | #N/A | #N/A | #N/A | #N/A | #N/A | #N/A | #N/A | #N/A | #N/A | #N/A | #N/A | #N/A | 163 | CQ | 0.19758 | 166.0871 | 83710.2303 | 38136.9896 | #N/A | #N/A | #N/A | #N/A | #N/A | #N/A | #N/A | #N/A | #N/A | #N/A
[8 empty] | 299 | [6 empty] | 326 | #N/A | #N/A | #N/A | #N/A | #N/A | 326 | #N/A | #N/A | #N/A | #N/A | #N/A | #N/A | #N/A | #N/A | #N/A | #N/A | #N/A | #N/A | 163 | CQ | 0.19758 | 166.0871 | 83710.2303 | 38136.9896 | #N/A | #N/A | #N/A | #N/A | #N/A | #N/A | #N/A | #N/A | #N/A | #N/A | #N/A | #N/A | #N/A | #N/A | #N/A | #N/A | #N/A | 163 | CQ | 0.19758 | 166.0871 | 83710.2303 | 38136.9896 | #N/A | #N/A | #N/A | #N/A | #N/A | #N/A | #N/A | #N/A | #N/A | #N/A
[8 empty] | 300 | [6 empty] | 327 | #N/A | #N/A | #N/A | #N/A | #N/A | 327 | #N/A | #N/A | #N/A | #N/A | #N/A | #N/A | #N/A | #N/A | #N/A | #N/A | #N/A | #N/A | 164 | BT | 0.18182 | 167.5902 | 197024.8776 | 38334.0145 | #N/A | #N/A | #N/A | #N/A | #N/A | #N/A | #N/A | #N/A | #N/A | #N/A | #N/A | #N/A | #N/A | #N/A | #N/A | #N/A | #N/A | 164 | CF | 0.18226 | 167.693 | 268534.1141 | 38405.5237 | #N/A | #N/A | #N/A | #N/A | #N/A | #N/A | #N/A | #N/A | #N/A | #N/A
[8 empty] | 301 | [6 empty] | 328 | #N/A | #N/A | #N/A | #N/A | #N/A | 328 | #N/A | #N/A | #N/A | #N/A | #N/A | #N/A | #N/A | #N/A | #N/A | #N/A | #N/A | #N/A | 164 | BT | 0.18182 | 167.5902 | 197024.8776 | 38334.0145 | #N/A | #N/A | #N/A | #N/A | #N/A | #N/A | #N/A | #N/A | #N/A | #N/A | #N/A | #N/A | #N/A | #N/A | #N/A | #N/A | #N/A | 164 | CF | 0.18226 | 167.693 | 268534.1141 | 38405.5237 | #N/A | #N/A | #N/A | #N/A | #N/A | #N/A | #N/A | #N/A | #N/A | #N/A
[8 empty] | 302 | [6 empty] | 329 | #N/A | #N/A | #N/A | #N/A | #N/A | 329 | #N/A | #N/A | #N/A | #N/A | #N/A | #N/A | #N/A | #N/A | #N/A | #N/A | #N/A | #N/A | 165 | CF | 0.18226 | 167.693 | 268534.1141 | 38602.5486 | #N/A | #N/A | #N/A | #N/A | #N/A | #N/A | #N/A | #N/A | #N/A | #N/A | #N/A | #N/A | #N/A | #N/A | #N/A | #N/A | #N/A | 165 | BT | 0.18182 | 167.5902 | 197024.8776 | 38602.5486 | #N/A | #N/A | #N/A | #N/A | #N/A | #N/A | #N/A | #N/A | #N/A | #N/A
[8 empty] | 303 | [6 empty] | 330 | #N/A | #N/A | #N/A | #N/A | #N/A | 330 | #N/A | #N/A | #N/A | #N/A | #N/A | #N/A | #N/A | #N/A | #N/A | #N/A | #N/A | #N/A | 165 | CF | 0.18226 | 167.693 | 268534.1141 | 38602.5486 | #N/A | #N/A | #N/A | #N/A | #N/A | #N/A | #N/A | #N/A | #N/A | #N/A | #N/A | #N/A | #N/A | #N/A | #N/A | #N/A | #N/A | 165 | BT | 0.18182 | 167.5902 | 197024.8776 | 38602.5486 | #N/A | #N/A | #N/A | #N/A | #N/A | #N/A | #N/A | #N/A | #N/A | #N/A
[8 empty] | 304 | [25 empty] | 166 | CG | 0.17803 | 168.262 | 67879.5744 | 38670.4282 | #N/A | #N/A | #N/A | #N/A | #N/A | #N/A | #N/A | #N/A | #N/A | #N/A | #N/A | #N/A | #N/A | 0 | #N/A | #N/A | #N/A | 166 | CG | 0.17803 | 168.262 | 67879.5744 | 38670.4282 | #N/A | #N/A | #N/A | #N/A | #N/A | #N/A | #N/A | #N/A | #N/A | #N/A
[8 empty] | 305 | [25 empty] | 166 | CG | 0.17803 | 168.262 | 67879.5744 | 38670.4282 | #N/A | #N/A | #N/A | #N/A | #N/A | #N/A | #N/A | #N/A | #N/A | #N/A | [7 empty] | 166 | CG | 0.17803 | 168.262 | 67879.5744 | 38670.4282 | #N/A | #N/A | #N/A | #N/A | #N/A | #N/A | #N/A | #N/A | #N/A | #N/A
[8 empty] | 306 | [25 empty] | 167 | CE | 0.17248 | 169.0523 | 1153770.8987 | 39824.1991 | #N/A | #N/A | #N/A | #N/A | #N/A | #N/A | #N/A | #N/A | #N/A | #N/A | [7 empty] | 167 | CE | 0.17248 | 169.0523 | 1153770.8987 | 39824.1991 | #N/A | #N/A | #N/A | #N/A | #N/A | #N/A | #N/A | #N/A | #N/A | #N/A
[8 empty] | 307 | [25 empty] | 167 | CE | 0.17248 | 169.0523 | 1153770.8987 | 39824.1991 | #N/A | #N/A | #N/A | #N/A | #N/A | #N/A | #N/A | #N/A | #N/A | #N/A | [7 empty] | 167 | CE | 0.17248 | 169.0523 | 1153770.8987 | 39824.1991 | #N/A | #N/A | #N/A | #N/A | #N/A | #N/A | #N/A | #N/A | #N/A | #N/A
[8 empty] | 308 | [25 empty] | 168 | #N/A | #N/A | #N/A | #N/A | #N/A | #N/A | #N/A | #N/A | #N/A | #N/A | #N/A | #N/A | #N/A | #N/A | #N/A | [7 empty] | 168 | #N/A | #N/A | #N/A | #N/A | #N/A | #N/A | #N/A | #N/A | #N/A | #N/A | #N/A | #N/A | #N/A | #N/A | #N/A
[8 empty] | 309 | [25 empty] | 168 | #N/A | #N/A | #N/A | #N/A | #N/A | #N/A | #N/A | #N/A | #N/A | #N/A | #N/A | #N/A | #N/A | #N/A | #N/A | [7 empty] | 168 | #N/A | #N/A | #N/A | #N/A | #N/A | #N/A | #N/A | #N/A | #N/A | #N/A | #N/A | #N/A | #N/A | #N/A | #N/A
[8 empty] | 310 | [25 empty] | 169 | #N/A | #N/A | #N/A | #N/A | #N/A | #N/A | #N/A | #N/A | #N/A | #N/A | #N/A | #N/A | #N/A | #N/A | #N/A | [7 empty] | 169 | #N/A | #N/A | #N/A | #N/A | #N/A | #N/A | #N/A | #N/A | #N/A | #N/A | #N/A | #N/A | #N/A | #N/A | #N/A
[8 empty] | 311 | [25 empty] | 169 | #N/A | #N/A | #N/A | #N/A | #N/A | #N/A | #N/A | #N/A | #N/A | #N/A | #N/A | #N/A | #N/A | #N/A | #N/A | [7 empty] | 169 | #N/A | #N/A | #N/A | #N/A | #N/A | #N/A | #N/A | #N/A | #N/A | #N/A | #N/A | #N/A | #N/A | #N/A | #N/A
[8 empty] | 312 | [25 empty] | 170 | #N/A | #N/A | #N/A | #N/A | #N/A | #N/A | #N/A | #N/A | #N/A | #N/A | #N/A | #N/A | #N/A | #N/A | #N/A | [7 empty] | 170 | #N/A | #N/A | #N/A | #N/A | #N/A | #N/A | #N/A | #N/A | #N/A | #N/A | #N/A | #N/A | #N/A | #N/A | #N/A
[8 empty] | 313 | [25 empty] | 170 | #N/A | #N/A | #N/A | #N/A | #N/A | #N/A | #N/A | #N/A | #N/A | #N/A | #N/A | #N/A | #N/A | #N/A | #N/A | [7 empty] | 170 | #N/A | #N/A | #N/A | #N/A | #N/A | #N/A | #N/A | #N/A | #N/A | #N/A | #N/A | #N/A | #N/A | #N/A | #N/A
[8 empty] | 314 | [25 empty] | 171 | #N/A | #N/A | #N/A | #N/A | #N/A | #N/A | #N/A | #N/A | #N/A | #N/A | #N/A | #N/A | #N/A | #N/A | #N/A | [7 empty] | 171 | #N/A | #N/A | #N/A | #N/A | #N/A | #N/A | #N/A | #N/A | #N/A | #N/A | #N/A | #N/A | #N/A | #N/A | #N/A
[8 empty] | 315 | [25 empty] | 171 | #N/A | #N/A | #N/A | #N/A | #N/A | #N/A | #N/A | #N/A | #N/A | #N/A | #N/A | #N/A | #N/A | #N/A | #N/A | [7 empty] | 171 | #N/A | #N/A | #N/A | #N/A | #N/A | #N/A | #N/A | #N/A | #N/A | #N/A | #N/A | #N/A | #N/A | #N/A | #N/A
[8 empty] | 316 | [25 empty] | 172 | #N/A | #N/A | #N/A | #N/A | #N/A | #N/A | #N/A | #N/A | #N/A | #N/A | #N/A | #N/A | #N/A | #N/A | #N/A | [7 empty] | 172 | #N/A | #N/A | #N/A | #N/A | #N/A | #N/A | #N/A | #N/A | #N/A | #N/A | #N/A | #N/A | #N/A | #N/A | #N/A
[8 empty] | 317 | [25 empty] | 172 | #N/A | #N/A | #N/A | #N/A | #N/A | #N/A | #N/A | #N/A | #N/A | #N/A | #N/A | #N/A | #N/A | #N/A | #N/A | [7 empty] | 172 | #N/A | #N/A | #N/A | #N/A | #N/A | #N/A | #N/A | #N/A | #N/A | #N/A | #N/A | #N/A | #N/A | #N/A | #N/A
[8 empty] | 318 | [25 empty] | 173 | #N/A | #N/A | #N/A | #N/A | #N/A | #N/A | #N/A | #N/A | #N/A | #N/A | #N/A | #N/A | #N/A | #N/A | #N/A | [7 empty] | 173 | #N/A | #N/A | #N/A | #N/A | #N/A | #N/A | #N/A | #N/A | #N/A | #N/A | #N/A | #N/A | #N/A | #N/A | #N/A
[8 empty] | 319 | [25 empty] | 173 | #N/A | #N/A | #N/A | #N/A | #N/A | #N/A | #N/A | #N/A | #N/A | #N/A | #N/A | #N/A | #N/A | #N/A | #N/A | [7 empty] | 173 | #N/A | #N/A | #N/A | #N/A | #N/A | #N/A | #N/A | #N/A | #N/A | #N/A | #N/A | #N/A | #N/A | #N/A | #N/A
[8 empty] | 320 | [25 empty] | 174 | #N/A | #N/A | #N/A | #N/A | #N/A | #N/A | #N/A | #N/A | #N/A | #N/A | #N/A | #N/A | #N/A | #N/A | #N/A | [7 empty] | 174 | #N/A | #N/A | #N/A | #N/A | #N/A | #N/A | #N/A | #N/A | #N/A | #N/A | #N/A | #N/A | #N/A | #N/A | #N/A
[8 empty] | 321 | [25 empty] | 174 | #N/A | #N/A | #N/A | #N/A | #N/A | #N/A | #N/A | #N/A | #N/A | #N/A | #N/A | #N/A | #N/A | #N/A | #N/A | [7 empty] | 174 | #N/A | #N/A | #N/A | #N/A | #N/A | #N/A | #N/A | #N/A | #N/A | #N/A | #N/A | #N/A | #N/A | #N/A | #N/A
[8 empty] | 322 | [25 empty] | 175 | #N/A | #N/A | #N/A | #N/A | #N/A | #N/A | #N/A | #N/A | #N/A | #N/A | #N/A | #N/A | #N/A | #N/A | #N/A | [7 empty] | 175 | #N/A | #N/A | #N/A | #N/A | #N/A | #N/A | #N/A | #N/A | #N/A | #N/A | #N/A | #N/A | #N/A | #N/A | #N/A
[8 empty] | 323 | [25 empty] | 175 | #N/A | #N/A | #N/A | #N/A | #N/A | #N/A | #N/A | #N/A | #N/A | #N/A | #N/A | #N/A | #N/A | #N/A | #N/A | [7 empty] | 175 | #N/A | #N/A | #N/A | #N/A | #N/A | #N/A | #N/A | #N/A | #N/A | #N/A | #N/A | #N/A | #N/A | #N/A | #N/A
[8 empty] | 324 | [25 empty] | 176 | #N/A | #N/A | #N/A | #N/A | #N/A | #N/A | #N/A | #N/A | #N/A | #N/A | #N/A | #N/A | #N/A | #N/A | #N/A | [7 empty] | 176 | #N/A | #N/A | #N/A | #N/A | #N/A | #N/A | #N/A | #N/A | #N/A | #N/A | #N/A | #N/A | #N/A | #N/A | #N/A
[8 empty] | 325 | [25 empty] | 176 | #N/A | #N/A | #N/A | #N/A | #N/A | #N/A | #N/A | #N/A | #N/A | #N/A | #N/A | #N/A | #N/A | #N/A | #N/A | [7 empty] | 176 | #N/A | #N/A | #N/A | #N/A | #N/A | #N/A | #N/A | #N/A | #N/A | #N/A | #N/A | #N/A | #N/A | #N/A | #N/A
[8 empty] | 326 | [25 empty] | 177 | #N/A | #N/A | #N/A | #N/A | #N/A | #N/A | #N/A | #N/A | #N/A | #N/A | #N/A | #N/A | #N/A | #N/A | #N/A | [7 empty] | 177 | #N/A | #N/A | #N/A | #N/A | #N/A | #N/A | #N/A | #N/A | #N/A | #N/A | #N/A | #N/A | #N/A | #N/A | #N/A
[8 empty] | 327 | [25 empty] | 177 | #N/A | #N/A | #N/A | #N/A | #N/A | #N/A | #N/A | #N/A | #N/A | #N/A | #N/A | #N/A | #N/A | #N/A | #N/A | [7 empty] | 177 | #N/A | #N/A | #N/A | #N/A | #N/A | #N/A | #N/A | #N/A | #N/A | #N/A | #N/A | #N/A | #N/A | #N/A | #N/A
[8 empty] | 328 | [25 empty] | 178 | #N/A | #N/A | #N/A | #N/A | #N/A | #N/A | #N/A | #N/A | #N/A | #N/A | #N/A | #N/A | #N/A | #N/A | #N/A | [7 empty] | 178 | #N/A | #N/A | #N/A | #N/A | #N/A | #N/A | #N/A | #N/A | #N/A | #N/A | #N/A | #N/A | #N/A | #N/A | #N/A
[8 empty] | 329 | [25 empty] | 178 | #N/A | #N/A | #N/A | #N/A | #N/A | #N/A | #N/A | #N/A | #N/A | #N/A | #N/A | #N/A | #N/A | #N/A | #N/A | [7 empty] | 178 | #N/A | #N/A | #N/A | #N/A | #N/A | #N/A | #N/A | #N/A | #N/A | #N/A | #N/A | #N/A | #N/A | #N/A | #N/A
[8 empty] | 330 | [25 empty] | 179 | #N/A | #N/A | #N/A | #N/A | #N/A | #N/A | #N/A | #N/A | #N/A | #N/A | #N/A | #N/A | #N/A | #N/A | #N/A | [7 empty] | 179 | #N/A | #N/A | #N/A | #N/A | #N/A | #N/A | #N/A | #N/A | #N/A | #N/A | #N/A | #N/A | #N/A | #N/A | #N/A
[34 empty] | 179 | #N/A | #N/A | #N/A | #N/A | #N/A | #N/A | #N/A | #N/A | #N/A | #N/A | #N/A | #N/A | #N/A | #N/A | #N/A | [7 empty] | 179 | #N/A | #N/A | #N/A | #N/A | #N/A | #N/A | #N/A | #N/A | #N/A | #N/A | #N/A | #N/A | #N/A | #N/A | #N/A
[34 empty] | 180 | #N/A | #N/A | #N/A | #N/A | #N/A | #N/A | #N/A | #N/A | #N/A | #N/A | #N/A | #N/A | #N/A | #N/A | #N/A | [7 empty] | 180 | #N/A | #N/A | #N/A | #N/A | #N/A | #N/A | #N/A | #N/A | #N/A | #N/A | #N/A | #N/A | #N/A | #N/A | #N/A
[34 empty] | 180 | #N/A | #N/A | #N/A | #N/A | #N/A | #N/A | #N/A | #N/A | #N/A | #N/A | #N/A | #N/A | #N/A | #N/A | #N/A | [7 empty] | 180 | #N/A | #N/A | #N/A | #N/A | #N/A | #N/A | #N/A | #N/A | #N/A | #N/A | #N/A | #N/A | #N/A | #N/A | #N/A
[34 empty] | 181 | #N/A | #N/A | #N/A | #N/A | #N/A | #N/A | #N/A | #N/A | #N/A | #N/A | #N/A | #N/A | #N/A | #N/A | #N/A | [7 empty] | 181 | #N/A | #N/A | #N/A | #N/A | #N/A | #N/A | #N/A | #N/A | #N/A | #N/A | #N/A | #N/A | #N/A | #N/A | #N/A
[34 empty] | 181 | #N/A | #N/A | #N/A | #N/A | #N/A | #N/A | #N/A | #N/A | #N/A | #N/A | #N/A | #N/A | #N/A | #N/A | #N/A | [7 empty] | 181 | #N/A | #N/A | #N/A | #N/A | #N/A | #N/A | #N/A | #N/A | #N/A | #N/A | #N/A | #N/A | #N/A | #N/A | #N/A
[34 empty] | 182 | #N/A | #N/A | #N/A | #N/A | #N/A | #N/A | #N/A | #N/A | #N/A | #N/A | #N/A | #N/A | #N/A | #N/A | #N/A | [7 empty] | 182 | #N/A | #N/A | #N/A | #N/A | #N/A | #N/A | #N/A | #N/A | #N/A | #N/A | #N/A | #N/A | #N/A | #N/A | #N/A
[34 empty] | 182 | #N/A | #N/A | #N/A | #N/A | #N/A | #N/A | #N/A | #N/A | #N/A | #N/A | #N/A | #N/A | #N/A | #N/A | #N/A | [7 empty] | 182 | #N/A | #N/A | #N/A | #N/A | #N/A | #N/A | #N/A | #N/A | #N/A | #N/A | #N/A | #N/A | #N/A | #N/A | #N/A
[34 empty] | 183 | #N/A | #N/A | #N/A | #N/A | #N/A | #N/A | #N/A | #N/A | #N/A | #N/A | #N/A | #N/A | #N/A | #N/A | #N/A | [7 empty] | 183 | #N/A | #N/A | #N/A | #N/A | #N/A | #N/A | #N/A | #N/A | #N/A | #N/A | #N/A | #N/A | #N/A | #N/A | #N/A
[34 empty] | 183 | #N/A | #N/A | #N/A | #N/A | #N/A | #N/A | #N/A | #N/A | #N/A | #N/A | #N/A | #N/A | #N/A | #N/A | #N/A | [7 empty] | 183 | #N/A | #N/A | #N/A | #N/A | #N/A | #N/A | #N/A | #N/A | #N/A | #N/A | #N/A | #N/A | #N/A | #N/A | #N/A
[34 empty] | 184 | #N/A | #N/A | #N/A | #N/A | #N/A | #N/A | #N/A | #N/A | #N/A | #N/A | #N/A | #N/A | #N/A | #N/A | #N/A | [7 empty] | 184 | #N/A | #N/A | #N/A | #N/A | #N/A | #N/A | #N/A | #N/A | #N/A | #N/A | #N/A | #N/A | #N/A | #N/A | #N/A
[34 empty] | 184 | #N/A | #N/A | #N/A | #N/A | #N/A | #N/A | #N/A | #N/A | #N/A | #N/A | #N/A | #N/A | #N/A | #N/A | #N/A | [7 empty] | 184 | #N/A | #N/A | #N/A | #N/A | #N/A | #N/A | #N/A | #N/A | #N/A | #N/A | #N/A | #N/A | #N/A | #N/A | #N/A
[34 empty] | 185 | #N/A | #N/A | #N/A | #N/A | #N/A | #N/A | #N/A | #N/A | #N/A | #N/A | #N/A | #N/A | #N/A | #N/A | #N/A | [7 empty] | 185 | #N/A | #N/A | #N/A | #N/A | #N/A | #N/A | #N/A | #N/A | #N/A | #N/A | #N/A | #N/A | #N/A | #N/A | #N/A
[34 empty] | 185 | #N/A | #N/A | #N/A | #N/A | #N/A | #N/A | #N/A | #N/A | #N/A | #N/A | #N/A | #N/A | #N/A | #N/A | #N/A | [7 empty] | 185 | #N/A | #N/A | #N/A | #N/A | #N/A | #N/A | #N/A | #N/A | #N/A | #N/A | #N/A | #N/A | #N/A | #N/A | #N/A
[34 empty] | 186 | #N/A | #N/A | #N/A | #N/A | #N/A | #N/A | #N/A | #N/A | #N/A | #N/A | #N/A | #N/A | #N/A | #N/A | #N/A | [7 empty] | 186 | #N/A | #N/A | #N/A | #N/A | #N/A | #N/A | #N/A | #N/A | #N/A | #N/A | #N/A | #N/A | #N/A | #N/A | #N/A
[34 empty] | 186 | #N/A | #N/A | #N/A | #N/A | #N/A | #N/A | #N/A | #N/A | #N/A | #N/A | #N/A | #N/A | #N/A | #N/A | #N/A | [7 empty] | 186 | #N/A | #N/A | #N/A | #N/A | #N/A | #N/A | #N/A | #N/A | #N/A | #N/A | #N/A | #N/A | #N/A | #N/A | #N/A
[34 empty] | 187 | #N/A | #N/A | #N/A | #N/A | #N/A | #N/A | #N/A | #N/A | #N/A | #N/A | #N/A | #N/A | #N/A | #N/A | #N/A | [7 empty] | 187 | #N/A | #N/A | #N/A | #N/A | #N/A | #N/A | #N/A | #N/A | #N/A | #N/A | #N/A | #N/A | #N/A | #N/A | #N/A
[34 empty] | 187 | #N/A | #N/A | #N/A | #N/A | #N/A | #N/A | #N/A | #N/A | #N/A | #N/A | #N/A | #N/A | #N/A | #N/A | #N/A | [7 empty] | 187 | #N/A | #N/A | #N/A | #N/A | #N/A | #N/A | #N/A | #N/A | #N/A | #N/A | #N/A | #N/A | #N/A | #N/A | #N/A
[34 empty] | 188 | #N/A | #N/A | #N/A | #N/A | #N/A | #N/A | #N/A | #N/A | #N/A | #N/A | #N/A | #N/A | #N/A | #N/A | #N/A | [7 empty] | 188 | #N/A | #N/A | #N/A | #N/A | #N/A | #N/A | #N/A | #N/A | #N/A | #N/A | #N/A | #N/A | #N/A | #N/A | #N/A
[34 empty] | 188 | #N/A | #N/A | #N/A | #N/A | #N/A | #N/A | #N/A | #N/A | #N/A | #N/A | #N/A | #N/A | #N/A | #N/A | #N/A | [7 empty] | 188 | #N/A | #N/A | #N/A | #N/A | #N/A | #N/A | #N/A | #N/A | #N/A | #N/A | #N/A | #N/A | #N/A | #N/A | #N/A
[34 empty] | 189 | #N/A | #N/A | #N/A | #N/A | #N/A | #N/A | #N/A | #N/A | #N/A | #N/A | #N/A | #N/A | #N/A | #N/A | #N/A | [7 empty] | 189 | #N/A | #N/A | #N/A | #N/A | #N/A | #N/A | #N/A | #N/A | #N/A | #N/A | #N/A | #N/A | #N/A | #N/A | #N/A
[34 empty] | 189 | #N/A | #N/A | #N/A | #N/A | #N/A | #N/A | #N/A | #N/A | #N/A | #N/A | #N/A | #N/A | #N/A | #N/A | #N/A | [7 empty] | 189 | #N/A | #N/A | #N/A | #N/A | #N/A | #N/A | #N/A | #N/A | #N/A | #N/A | #N/A | #N/A | #N/A | #N/A | #N/A
[34 empty] | 190 | #N/A | #N/A | #N/A | #N/A | #N/A | #N/A | #N/A | #N/A | #N/A | #N/A | #N/A | #N/A | #N/A | #N/A | #N/A | [7 empty] | 190 | #N/A | #N/A | #N/A | #N/A | #N/A | #N/A | #N/A | #N/A | #N/A | #N/A | #N/A | #N/A | #N/A | #N/A | #N/A
[34 empty] | 190 | #N/A | #N/A | #N/A | #N/A | #N/A | #N/A | #N/A | #N/A | #N/A | #N/A | #N/A | #N/A | #N/A | #N/A | #N/A | [7 empty] | 190 | #N/A | #N/A | #N/A | #N/A | #N/A | #N/A | #N/A | #N/A | #N/A | #N/A | #N/A | #N/A | #N/A | #N/A | #N/A
[34 empty] | 191 | #N/A | #N/A | #N/A | #N/A | #N/A | #N/A | #N/A | #N/A | #N/A | #N/A | #N/A | #N/A | #N/A | #N/A | #N/A | [7 empty] | 191 | #N/A | #N/A | #N/A | #N/A | #N/A | #N/A | #N/A | #N/A | #N/A | #N/A | #N/A | #N/A | #N/A | #N/A | #N/A
[34 empty] | 191 | #N/A | #N/A | #N/A | #N/A | #N/A | #N/A | #N/A | #N/A | #N/A | #N/A | #N/A | #N/A | #N/A | #N/A | #N/A | [7 empty] | 191 | #N/A | #N/A | #N/A | #N/A | #N/A | #N/A | #N/A | #N/A | #N/A | #N/A | #N/A | #N/A | #N/A | #N/A | #N/A
[34 empty] | 192 | #N/A | #N/A | #N/A | #N/A | #N/A | #N/A | #N/A | #N/A | #N/A | #N/A | #N/A | #N/A | #N/A | #N/A | #N/A | [7 empty] | 192 | #N/A | #N/A | #N/A | #N/A | #N/A | #N/A | #N/A | #N/A | #N/A | #N/A | #N/A | #N/A | #N/A | #N/A | #N/A
[34 empty] | 192 | #N/A | #N/A | #N/A | #N/A | #N/A | #N/A | #N/A | #N/A | #N/A | #N/A | #N/A | #N/A | #N/A | #N/A | #N/A | [7 empty] | 192 | #N/A | #N/A | #N/A | #N/A | #N/A | #N/A | #N/A | #N/A | #N/A | #N/A | #N/A | #N/A | #N/A | #N/A | #N/A
[34 empty] | 193 | #N/A | #N/A | #N/A | #N/A | #N/A | #N/A | #N/A | #N/A | #N/A | #N/A | #N/A | #N/A | #N/A | #N/A | #N/A | [7 empty] | 193 | #N/A | #N/A | #N/A | #N/A | #N/A | #N/A | #N/A | #N/A | #N/A | #N/A | #N/A | #N/A | #N/A | #N/A | #N/A
[34 empty] | 193 | #N/A | #N/A | #N/A | #N/A | #N/A | #N/A | #N/A | #N/A | #N/A | #N/A | #N/A | #N/A | #N/A | #N/A | #N/A | [7 empty] | 193 | #N/A | #N/A | #N/A | #N/A | #N/A | #N/A | #N/A | #N/A | #N/A | #N/A | #N/A | #N/A | #N/A | #N/A | #N/A
[34 empty] | 194 | #N/A | #N/A | #N/A | #N/A | #N/A | #N/A | #N/A | #N/A | #N/A | #N/A | #N/A | #N/A | #N/A | #N/A | #N/A | [7 empty] | 194 | #N/A | #N/A | #N/A | #N/A | #N/A | #N/A | #N/A | #N/A | #N/A | #N/A | #N/A | #N/A | #N/A | #N/A | #N/A
[34 empty] | 194 | #N/A | #N/A | #N/A | #N/A | #N/A | #N/A | #N/A | #N/A | #N/A | #N/A | #N/A | #N/A | #N/A | #N/A | #N/A | [7 empty] | 194 | #N/A | #N/A | #N/A | #N/A | #N/A | #N/A | #N/A | #N/A | #N/A | #N/A | #N/A | #N/A | #N/A | #N/A | #N/A
[34 empty] | 195 | #N/A | #N/A | #N/A | #N/A | #N/A | #N/A | #N/A | #N/A | #N/A | #N/A | #N/A | #N/A | #N/A | #N/A | #N/A | [7 empty] | 195 | #N/A | #N/A | #N/A | #N/A | #N/A | #N/A | #N/A | #N/A | #N/A | #N/A | #N/A | #N/A | #N/A | #N/A | #N/A
[34 empty] | 195 | #N/A | #N/A | #N/A | #N/A | #N/A | #N/A | #N/A | #N/A | #N/A | #N/A | #N/A | #N/A | #N/A | #N/A | #N/A | [7 empty] | 195 | #N/A | #N/A | #N/A | #N/A | #N/A | #N/A | #N/A | #N/A | #N/A | #N/A | #N/A | #N/A | #N/A | #N/A | #N/A
[34 empty] | 196 | #N/A | #N/A | #N/A | #N/A | #N/A | #N/A | #N/A | #N/A | #N/A | #N/A | #N/A | #N/A | #N/A | #N/A | #N/A | [7 empty] | 196 | #N/A | #N/A | #N/A | #N/A | #N/A | #N/A | #N/A | #N/A | #N/A | #N/A | #N/A | #N/A | #N/A | #N/A | #N/A
[34 empty] | 196 | #N/A | #N/A | #N/A | #N/A | #N/A | #N/A | #N/A | #N/A | #N/A | #N/A | #N/A | #N/A | #N/A | #N/A | #N/A | [7 empty] | 196 | #N/A | #N/A | #N/A | #N/A | #N/A | #N/A | #N/A | #N/A | #N/A | #N/A | #N/A | #N/A | #N/A | #N/A | #N/A
[34 empty] | 197 | #N/A | #N/A | #N/A | #N/A | #N/A | #N/A | #N/A | #N/A | #N/A | #N/A | #N/A | #N/A | #N/A | #N/A | #N/A | [7 empty] | 197 | #N/A | #N/A | #N/A | #N/A | #N/A | #N/A | #N/A | #N/A | #N/A | #N/A | #N/A | #N/A | #N/A | #N/A | #N/A
[34 empty] | 197 | #N/A | #N/A | #N/A | #N/A | #N/A | #N/A | #N/A | #N/A | #N/A | #N/A | #N/A | #N/A | #N/A | #N/A | #N/A | [7 empty] | 197 | #N/A | #N/A | #N/A | #N/A | #N/A | #N/A | #N/A | #N/A | #N/A | #N/A | #N/A | #N/A | #N/A | #N/A | #N/A
[34 empty] | 198 | #N/A | #N/A | #N/A | #N/A | #N/A | #N/A | #N/A | #N/A | #N/A | #N/A | #N/A | #N/A | #N/A | #N/A | #N/A | [7 empty] | 198 | #N/A | #N/A | #N/A | #N/A | #N/A | #N/A | #N/A | #N/A | #N/A | #N/A | #N/A | #N/A | #N/A | #N/A | #N/A
[34 empty] | 198 | #N/A | #N/A | #N/A | #N/A | #N/A | #N/A | #N/A | #N/A | #N/A | #N/A | #N/A | #N/A | #N/A | #N/A | #N/A | [7 empty] | 198 | #N/A | #N/A | #N/A | #N/A | #N/A | #N/A | #N/A | #N/A | #N/A | #N/A | #N/A | #N/A | #N/A | #N/A | #N/A
[34 empty] | 199 | #N/A | #N/A | #N/A | #N/A | #N/A | #N/A | #N/A | #N/A | #N/A | #N/A | #N/A | #N/A | #N/A | #N/A | #N/A | [7 empty] | 199 | #N/A | #N/A | #N/A | #N/A | #N/A | #N/A | #N/A | #N/A | #N/A | #N/A | #N/A | #N/A | #N/A | #N/A | #N/A
[34 empty] | 199 | #N/A | #N/A | #N/A | #N/A | #N/A | #N/A | #N/A | #N/A | #N/A | #N/A | #N/A | #N/A | #N/A | #N/A | #N/A | [7 empty] | 199 | #N/A | #N/A | #N/A | #N/A | #N/A | #N/A | #N/A | #N/A | #N/A | #N/A | #N/A | #N/A | #N/A | #N/A | #N/A
[34 empty] | 200 | #N/A | #N/A | #N/A | #N/A | #N/A | #N/A | #N/A | #N/A | #N/A | #N/A | #N/A | #N/A | #N/A | #N/A | #N/A | [7 empty] | 200 | #N/A | #N/A | #N/A | #N/A | #N/A | #N/A | #N/A | #N/A | #N/A | #N/A | #N/A | #N/A | #N/A | #N/A | #N/A
[34 empty] | 200 | #N/A | #N/A | #N/A | #N/A | #N/A | #N/A | #N/A | #N/A | #N/A | #N/A | #N/A | #N/A | #N/A | #N/A | #N/A | [7 empty] | 200 | #N/A | #N/A | #N/A | #N/A | #N/A | #N/A | #N/A | #N/A | #N/A | #N/A | #N/A | #N/A | #N/A | #N/A | #N/A
[34 empty] | 201 | #N/A | #N/A | #N/A | #N/A | #N/A | #N/A | #N/A | #N/A | #N/A | #N/A | #N/A | #N/A | #N/A | #N/A | #N/A | [7 empty] | 201 | #N/A | #N/A | #N/A | #N/A | #N/A | #N/A | #N/A | #N/A | #N/A | #N/A | #N/A | #N/A | #N/A | #N/A | #N/A
[34 empty] | 201 | #N/A | #N/A | #N/A | #N/A | #N/A | #N/A | #N/A | #N/A | #N/A | #N/A | #N/A | #N/A | #N/A | #N/A | #N/A | [7 empty] | 201 | #N/A | #N/A | #N/A | #N/A | #N/A | #N/A | #N/A | #N/A | #N/A | #N/A | #N/A | #N/A | #N/A | #N/A | #N/A
[34 empty] | 202 | #N/A | #N/A | #N/A | #N/A | #N/A | #N/A | #N/A | #N/A | #N/A | #N/A | #N/A | #N/A | #N/A | #N/A | #N/A | [7 empty] | 202 | #N/A | #N/A | #N/A | #N/A | #N/A | #N/A | #N/A | #N/A | #N/A | #N/A | #N/A | #N/A | #N/A | #N/A | #N/A
[34 empty] | 202 | #N/A | #N/A | #N/A | #N/A | #N/A | #N/A | #N/A | #N/A | #N/A | #N/A | #N/A | #N/A | #N/A | #N/A | #N/A | [7 empty] | 202 | #N/A | #N/A | #N/A | #N/A | #N/A | #N/A | #N/A | #N/A | #N/A | #N/A | #N/A | #N/A | #N/A | #N/A | #N/A
[34 empty] | 203 | #N/A | #N/A | #N/A | #N/A | #N/A | #N/A | #N/A | #N/A | #N/A | #N/A | #N/A | #N/A | #N/A | #N/A | #N/A | [7 empty] | 203 | #N/A | #N/A | #N/A | #N/A | #N/A | #N/A | #N/A | #N/A | #N/A | #N/A | #N/A | #N/A | #N/A | #N/A | #N/A
[34 empty] | 203 | #N/A | #N/A | #N/A | #N/A | #N/A | #N/A | #N/A | #N/A | #N/A | #N/A | #N/A | #N/A | #N/A | #N/A | #N/A | [7 empty] | 203 | #N/A | #N/A | #N/A | #N/A | #N/A | #N/A | #N/A | #N/A | #N/A | #N/A | #N/A | #N/A | #N/A | #N/A | #N/A
[34 empty] | 204 | #N/A | #N/A | #N/A | #N/A | #N/A | #N/A | #N/A | #N/A | #N/A | #N/A | #N/A | #N/A | #N/A | #N/A | #N/A | [7 empty] | 204 | #N/A | #N/A | #N/A | #N/A | #N/A | #N/A | #N/A | #N/A | #N/A | #N/A | #N/A | #N/A | #N/A | #N/A | #N/A
[34 empty] | 204 | #N/A | #N/A | #N/A | #N/A | #N/A | #N/A | #N/A | #N/A | #N/A | #N/A | #N/A | #N/A | #N/A | #N/A | #N/A | [7 empty] | 204 | #N/A | #N/A | #N/A | #N/A | #N/A | #N/A | #N/A | #N/A | #N/A | #N/A | #N/A | #N/A | #N/A | #N/A | #N/A
[34 empty] | 205 | #N/A | #N/A | #N/A | #N/A | #N/A | #N/A | #N/A | #N/A | #N/A | #N/A | #N/A | #N/A | #N/A | #N/A | #N/A | [7 empty] | 205 | #N/A | #N/A | #N/A | #N/A | #N/A | #N/A | #N/A | #N/A | #N/A | #N/A | #N/A | #N/A | #N/A | #N/A | #N/A
[34 empty] | 205 | #N/A | #N/A | #N/A | #N/A | #N/A | #N/A | #N/A | #N/A | #N/A | #N/A | #N/A | #N/A | #N/A | #N/A | #N/A | [7 empty] | 205 | #N/A | #N/A | #N/A | #N/A | #N/A | #N/A | #N/A | #N/A | #N/A | #N/A | #N/A | #N/A | #N/A | #N/A | #N/A
[34 empty] | 206 | #N/A | #N/A | #N/A | #N/A | #N/A | #N/A | #N/A | #N/A | #N/A | #N/A | #N/A | #N/A | #N/A | #N/A | #N/A | [7 empty] | 206 | #N/A | #N/A | #N/A | #N/A | #N/A | #N/A | #N/A | #N/A | #N/A | #N/A | #N/A | #N/A | #N/A | #N/A | #N/A
[34 empty] | 206 | #N/A | #N/A | #N/A | #N/A | #N/A | #N/A | #N/A | #N/A | #N/A | #N/A | #N/A | #N/A | #N/A | #N/A | #N/A | [7 empty] | 206 | #N/A | #N/A | #N/A | #N/A | #N/A | #N/A | #N/A | #N/A | #N/A | #N/A | #N/A | #N/A | #N/A | #N/A | #N/A
[34 empty] | 207 | #N/A | #N/A | #N/A | #N/A | #N/A | #N/A | #N/A | #N/A | #N/A | #N/A | #N/A | #N/A | #N/A | #N/A | #N/A | [7 empty] | 207 | #N/A | #N/A | #N/A | #N/A | #N/A | #N/A | #N/A | #N/A | #N/A | #N/A | #N/A | #N/A | #N/A | #N/A | #N/A
[34 empty] | 207 | #N/A | #N/A | #N/A | #N/A | #N/A | #N/A | #N/A | #N/A | #N/A | #N/A | #N/A | #N/A | #N/A | #N/A | #N/A | [7 empty] | 207 | #N/A | #N/A | #N/A | #N/A | #N/A | #N/A | #N/A | #N/A | #N/A | #N/A | #N/A | #N/A | #N/A | #N/A | #N/A
[34 empty] | 208 | #N/A | #N/A | #N/A | #N/A | #N/A | #N/A | #N/A | #N/A | #N/A | #N/A | #N/A | #N/A | #N/A | #N/A | #N/A | [7 empty] | 208 | #N/A | #N/A | #N/A | #N/A | #N/A | #N/A | #N/A | #N/A | #N/A | #N/A | #N/A | #N/A | #N/A | #N/A | #N/A
[34 empty] | 208 | #N/A | #N/A | #N/A | #N/A | #N/A | #N/A | #N/A | #N/A | #N/A | #N/A | #N/A | #N/A | #N/A | #N/A | #N/A | [7 empty] | 208 | #N/A | #N/A | #N/A | #N/A | #N/A | #N/A | #N/A | #N/A | #N/A | #N/A | #N/A | #N/A | #N/A | #N/A | #N/A
[34 empty] | 209 | #N/A | #N/A | #N/A | #N/A | #N/A | #N/A | #N/A | #N/A | #N/A | #N/A | #N/A | #N/A | #N/A | #N/A | #N/A | [7 empty] | 209 | #N/A | #N/A | #N/A | #N/A | #N/A | #N/A | #N/A | #N/A | #N/A | #N/A | #N/A | #N/A | #N/A | #N/A | #N/A
[34 empty] | 209 | #N/A | #N/A | #N/A | #N/A | #N/A | #N/A | #N/A | #N/A | #N/A | #N/A | #N/A | #N/A | #N/A | #N/A | #N/A | [7 empty] | 209 | #N/A | #N/A | #N/A | #N/A | #N/A | #N/A | #N/A | #N/A | #N/A | #N/A | #N/A | #N/A | #N/A | #N/A | #N/A
[34 empty] | 210 | #N/A | #N/A | #N/A | #N/A | #N/A | #N/A | #N/A | #N/A | #N/A | #N/A | #N/A | #N/A | #N/A | #N/A | #N/A | [7 empty] | 210 | #N/A | #N/A | #N/A | #N/A | #N/A | #N/A | #N/A | #N/A | #N/A | #N/A | #N/A | #N/A | #N/A | #N/A | #N/A
[34 empty] | 210 | #N/A | #N/A | #N/A | #N/A | #N/A | #N/A | #N/A | #N/A | #N/A | #N/A | #N/A | #N/A | #N/A | #N/A | #N/A | [7 empty] | 210 | #N/A | #N/A | #N/A | #N/A | #N/A | #N/A | #N/A | #N/A | #N/A | #N/A | #N/A | #N/A | #N/A | #N/A | #N/A
[34 empty] | 211 | #N/A | #N/A | #N/A | #N/A | #N/A | #N/A | #N/A | #N/A | #N/A | #N/A | #N/A | #N/A | #N/A | #N/A | #N/A | [7 empty] | 211 | #N/A | #N/A | #N/A | #N/A | #N/A | #N/A | #N/A | #N/A | #N/A | #N/A | #N/A | #N/A | #N/A | #N/A | #N/A
[34 empty] | 211 | #N/A | #N/A | #N/A | #N/A | #N/A | #N/A | #N/A | #N/A | #N/A | #N/A | #N/A | #N/A | #N/A | #N/A | #N/A | [7 empty] | 211 | #N/A | #N/A | #N/A | #N/A | #N/A | #N/A | #N/A | #N/A | #N/A | #N/A | #N/A | #N/A | #N/A | #N/A | #N/A
[34 empty] | 212 | #N/A | #N/A | #N/A | #N/A | #N/A | #N/A | #N/A | #N/A | #N/A | #N/A | #N/A | #N/A | #N/A | #N/A | #N/A | [7 empty] | 212 | #N/A | #N/A | #N/A | #N/A | #N/A | #N/A | #N/A | #N/A | #N/A | #N/A | #N/A | #N/A | #N/A | #N/A | #N/A
[34 empty] | 212 | #N/A | #N/A | #N/A | #N/A | #N/A | #N/A | #N/A | #N/A | #N/A | #N/A | #N/A | #N/A | #N/A | #N/A | #N/A | [7 empty] | 212 | #N/A | #N/A | #N/A | #N/A | #N/A | #N/A | #N/A | #N/A | #N/A | #N/A | #N/A | #N/A | #N/A | #N/A | #N/A
[34 empty] | 213 | #N/A | #N/A | #N/A | #N/A | #N/A | #N/A | #N/A | #N/A | #N/A | #N/A | #N/A | #N/A | #N/A | #N/A | #N/A | [7 empty] | 213 | #N/A | #N/A | #N/A | #N/A | #N/A | #N/A | #N/A | #N/A | #N/A | #N/A | #N/A | #N/A | #N/A | #N/A | #N/A
[34 empty] | 213 | #N/A | #N/A | #N/A | #N/A | #N/A | #N/A | #N/A | #N/A | #N/A | #N/A | #N/A | #N/A | #N/A | #N/A | #N/A | [7 empty] | 213 | #N/A | #N/A | #N/A | #N/A | #N/A | #N/A | #N/A | #N/A | #N/A | #N/A | #N/A | #N/A | #N/A | #N/A | #N/A
[34 empty] | 214 | #N/A | #N/A | #N/A | #N/A | #N/A | #N/A | #N/A | #N/A | #N/A | #N/A | #N/A | #N/A | #N/A | #N/A | #N/A | [7 empty] | 214 | #N/A | #N/A | #N/A | #N/A | #N/A | #N/A | #N/A | #N/A | #N/A | #N/A | #N/A | #N/A | #N/A | #N/A | #N/A
[34 empty] | 214 | #N/A | #N/A | #N/A | #N/A | #N/A | #N/A | #N/A | #N/A | #N/A | #N/A | #N/A | #N/A | #N/A | #N/A | #N/A | [7 empty] | 214 | #N/A | #N/A | #N/A | #N/A | #N/A | #N/A | #N/A | #N/A | #N/A | #N/A | #N/A | #N/A | #N/A | #N/A | #N/A
[34 empty] | 215 | #N/A | #N/A | #N/A | #N/A | #N/A | #N/A | #N/A | #N/A | #N/A | #N/A | #N/A | #N/A | #N/A | #N/A | #N/A | [7 empty] | 215 | #N/A | #N/A | #N/A | #N/A | #N/A | #N/A | #N/A | #N/A | #N/A | #N/A | #N/A | #N/A | #N/A | #N/A | #N/A
[34 empty] | 215 | #N/A | #N/A | #N/A | #N/A | #N/A | #N/A | #N/A | #N/A | #N/A | #N/A | #N/A | #N/A | #N/A | #N/A | #N/A | [7 empty] | 215 | #N/A | #N/A | #N/A | #N/A | #N/A | #N/A | #N/A | #N/A | #N/A | #N/A | #N/A | #N/A | #N/A | #N/A | #N/A
[34 empty] | 216 | #N/A | #N/A | #N/A | #N/A | #N/A | #N/A | #N/A | #N/A | #N/A | #N/A | #N/A | #N/A | #N/A | #N/A | #N/A | [7 empty] | 216 | #N/A | #N/A | #N/A | #N/A | #N/A | #N/A | #N/A | #N/A | #N/A | #N/A | #N/A | #N/A | #N/A | #N/A | #N/A
[34 empty] | 216 | #N/A | #N/A | #N/A | #N/A | #N/A | #N/A | #N/A | #N/A | #N/A | #N/A | #N/A | #N/A | #N/A | #N/A | #N/A | [7 empty] | 216 | #N/A | #N/A | #N/A | #N/A | #N/A | #N/A | #N/A | #N/A | #N/A | #N/A | #N/A | #N/A | #N/A | #N/A | #N/A
[34 empty] | 217 | #N/A | #N/A | #N/A | #N/A | #N/A | #N/A | #N/A | #N/A | #N/A | #N/A | #N/A | #N/A | #N/A | #N/A | #N/A | [7 empty] | 217 | #N/A | #N/A | #N/A | #N/A | #N/A | #N/A | #N/A | #N/A | #N/A | #N/A | #N/A | #N/A | #N/A | #N/A | #N/A
[34 empty] | 217 | #N/A | #N/A | #N/A | #N/A | #N/A | #N/A | #N/A | #N/A | #N/A | #N/A | #N/A | #N/A | #N/A | #N/A | #N/A | [7 empty] | 217 | #N/A | #N/A | #N/A | #N/A | #N/A | #N/A | #N/A | #N/A | #N/A | #N/A | #N/A | #N/A | #N/A | #N/A | #N/A
[34 empty] | 218 | #N/A | #N/A | #N/A | #N/A | #N/A | #N/A | #N/A | #N/A | #N/A | #N/A | #N/A | #N/A | #N/A | #N/A | #N/A | [7 empty] | 218 | #N/A | #N/A | #N/A | #N/A | #N/A | #N/A | #N/A | #N/A | #N/A | #N/A | #N/A | #N/A | #N/A | #N/A | #N/A
[34 empty] | 218 | #N/A | #N/A | #N/A | #N/A | #N/A | #N/A | #N/A | #N/A | #N/A | #N/A | #N/A | #N/A | #N/A | #N/A | #N/A | [7 empty] | 218 | #N/A | #N/A | #N/A | #N/A | #N/A | #N/A | #N/A | #N/A | #N/A | #N/A | #N/A | #N/A | #N/A | #N/A | #N/A
[34 empty] | 219 | #N/A | #N/A | #N/A | #N/A | #N/A | #N/A | #N/A | #N/A | #N/A | #N/A | #N/A | #N/A | #N/A | #N/A | #N/A | [7 empty] | 219 | #N/A | #N/A | #N/A | #N/A | #N/A | #N/A | #N/A | #N/A | #N/A | #N/A | #N/A | #N/A | #N/A | #N/A | #N/A
[34 empty] | 219 | #N/A | #N/A | #N/A | #N/A | #N/A | #N/A | #N/A | #N/A | #N/A | #N/A | #N/A | #N/A | #N/A | #N/A | #N/A | [7 empty] | 219 | #N/A | #N/A | #N/A | #N/A | #N/A | #N/A | #N/A | #N/A | #N/A | #N/A | #N/A | #N/A | #N/A | #N/A | #N/A
[34 empty] | 220 | #N/A | #N/A | #N/A | #N/A | #N/A | #N/A | #N/A | #N/A | #N/A | #N/A | #N/A | #N/A | #N/A | #N/A | #N/A | [7 empty] | 220 | #N/A | #N/A | #N/A | #N/A | #N/A | #N/A | #N/A | #N/A | #N/A | #N/A | #N/A | #N/A | #N/A | #N/A | #N/A
[34 empty] | 220 | #N/A | #N/A | #N/A | #N/A | #N/A | #N/A | #N/A | #N/A | #N/A | #N/A | #N/A | #N/A | #N/A | #N/A | #N/A | [7 empty] | 220 | #N/A | #N/A | #N/A | #N/A | #N/A | #N/A | #N/A | #N/A | #N/A | #N/A | #N/A | #N/A | #N/A | #N/A | #N/A
[34 empty] | 221 | #N/A | #N/A | #N/A | #N/A | #N/A | #N/A | #N/A | #N/A | #N/A | #N/A | #N/A | #N/A | #N/A | #N/A | #N/A | [7 empty] | 221 | #N/A | #N/A | #N/A | #N/A | #N/A | #N/A | #N/A | #N/A | #N/A | #N/A | #N/A | #N/A | #N/A | #N/A | #N/A
[34 empty] | 221 | #N/A | #N/A | #N/A | #N/A | #N/A | #N/A | #N/A | #N/A | #N/A | #N/A | #N/A | #N/A | #N/A | #N/A | #N/A | [7 empty] | 221 | #N/A | #N/A | #N/A | #N/A | #N/A | #N/A | #N/A | #N/A | #N/A | #N/A | #N/A | #N/A | #N/A | #N/A | #N/A
[34 empty] | 222 | #N/A | #N/A | #N/A | #N/A | #N/A | #N/A | #N/A | #N/A | #N/A | #N/A | #N/A | #N/A | #N/A | #N/A | #N/A | [7 empty] | 222 | #N/A | #N/A | #N/A | #N/A | #N/A | #N/A | #N/A | #N/A | #N/A | #N/A | #N/A | #N/A | #N/A | #N/A | #N/A
[34 empty] | 222 | #N/A | #N/A | #N/A | #N/A | #N/A | #N/A | #N/A | #N/A | #N/A | #N/A | #N/A | #N/A | #N/A | #N/A | #N/A | [7 empty] | 222 | #N/A | #N/A | #N/A | #N/A | #N/A | #N/A | #N/A | #N/A | #N/A | #N/A | #N/A | #N/A | #N/A | #N/A | #N/A
[34 empty] | 223 | #N/A | #N/A | #N/A | #N/A | #N/A | #N/A | #N/A | #N/A | #N/A | #N/A | #N/A | #N/A | #N/A | #N/A | #N/A | [7 empty] | 223 | #N/A | #N/A | #N/A | #N/A | #N/A | #N/A | #N/A | #N/A | #N/A | #N/A | #N/A | #N/A | #N/A | #N/A | #N/A
[34 empty] | 223 | #N/A | #N/A | #N/A | #N/A | #N/A | #N/A | #N/A | #N/A | #N/A | #N/A | #N/A | #N/A | #N/A | #N/A | #N/A | [7 empty] | 223 | #N/A | #N/A | #N/A | #N/A | #N/A | #N/A | #N/A | #N/A | #N/A | #N/A | #N/A | #N/A | #N/A | #N/A | #N/A
[34 empty] | 224 | #N/A | #N/A | #N/A | #N/A | #N/A | #N/A | #N/A | #N/A | #N/A | #N/A | #N/A | #N/A | #N/A | #N/A | #N/A | [7 empty] | 224 | #N/A | #N/A | #N/A | #N/A | #N/A | #N/A | #N/A | #N/A | #N/A | #N/A | #N/A | #N/A | #N/A | #N/A | #N/A
[34 empty] | 224 | #N/A | #N/A | #N/A | #N/A | #N/A | #N/A | #N/A | #N/A | #N/A | #N/A | #N/A | #N/A | #N/A | #N/A | #N/A | [7 empty] | 224 | #N/A | #N/A | #N/A | #N/A | #N/A | #N/A | #N/A | #N/A | #N/A | #N/A | #N/A | #N/A | #N/A | #N/A | #N/A
[34 empty] | 225 | #N/A | #N/A | #N/A | #N/A | #N/A | #N/A | #N/A | #N/A | #N/A | #N/A | #N/A | #N/A | #N/A | #N/A | #N/A | [7 empty] | 225 | #N/A | #N/A | #N/A | #N/A | #N/A | #N/A | #N/A | #N/A | #N/A | #N/A | #N/A | #N/A | #N/A | #N/A | #N/A
[34 empty] | 225 | #N/A | #N/A | #N/A | #N/A | #N/A | #N/A | #N/A | #N/A | #N/A | #N/A | #N/A | #N/A | #N/A | #N/A | #N/A | [7 empty] | 225 | #N/A | #N/A | #N/A | #N/A | #N/A | #N/A | #N/A | #N/A | #N/A | #N/A | #N/A | #N/A | #N/A | #N/A | #N/A
[34 empty] | 226 | #N/A | #N/A | #N/A | #N/A | #N/A | #N/A | #N/A | #N/A | #N/A | #N/A | #N/A | #N/A | #N/A | #N/A | #N/A | [7 empty] | 226 | #N/A | #N/A | #N/A | #N/A | #N/A | #N/A | #N/A | #N/A | #N/A | #N/A | #N/A | #N/A | #N/A | #N/A | #N/A
[34 empty] | 226 | #N/A | #N/A | #N/A | #N/A | #N/A | #N/A | #N/A | #N/A | #N/A | #N/A | #N/A | #N/A | #N/A | #N/A | #N/A | [7 empty] | 226 | #N/A | #N/A | #N/A | #N/A | #N/A | #N/A | #N/A | #N/A | #N/A | #N/A | #N/A | #N/A | #N/A | #N/A | #N/A
[34 empty] | 227 | #N/A | #N/A | #N/A | #N/A | #N/A | #N/A | #N/A | #N/A | #N/A | #N/A | #N/A | #N/A | #N/A | #N/A | #N/A | [7 empty] | 227 | #N/A | #N/A | #N/A | #N/A | #N/A | #N/A | #N/A | #N/A | #N/A | #N/A | #N/A | #N/A | #N/A | #N/A | #N/A
[34 empty] | 227 | #N/A | #N/A | #N/A | #N/A | #N/A | #N/A | #N/A | #N/A | #N/A | #N/A | #N/A | #N/A | #N/A | #N/A | #N/A | [7 empty] | 227 | #N/A | #N/A | #N/A | #N/A | #N/A | #N/A | #N/A | #N/A | #N/A | #N/A | #N/A | #N/A | #N/A | #N/A | #N/A
[34 empty] | 228 | #N/A | #N/A | #N/A | #N/A | #N/A | #N/A | #N/A | #N/A | #N/A | #N/A | #N/A | #N/A | #N/A | #N/A | #N/A | [7 empty] | 228 | #N/A | #N/A | #N/A | #N/A | #N/A | #N/A | #N/A | #N/A | #N/A | #N/A | #N/A | #N/A | #N/A | #N/A | #N/A
[34 empty] | 228 | #N/A | #N/A | #N/A | #N/A | #N/A | #N/A | #N/A | #N/A | #N/A | #N/A | #N/A | #N/A | #N/A | #N/A | #N/A | [7 empty] | 228 | #N/A | #N/A | #N/A | #N/A | #N/A | #N/A | #N/A | #N/A | #N/A | #N/A | #N/A | #N/A | #N/A | #N/A | #N/A
[34 empty] | 229 | #N/A | #N/A | #N/A | #N/A | #N/A | #N/A | #N/A | #N/A | #N/A | #N/A | #N/A | #N/A | #N/A | #N/A | #N/A | [7 empty] | 229 | #N/A | #N/A | #N/A | #N/A | #N/A | #N/A | #N/A | #N/A | #N/A | #N/A | #N/A | #N/A | #N/A | #N/A | #N/A
[34 empty] | 229 | #N/A | #N/A | #N/A | #N/A | #N/A | #N/A | #N/A | #N/A | #N/A | #N/A | #N/A | #N/A | #N/A | #N/A | #N/A | [7 empty] | 229 | #N/A | #N/A | #N/A | #N/A | #N/A | #N/A | #N/A | #N/A | #N/A | #N/A | #N/A | #N/A | #N/A | #N/A | #N/A
[34 empty] | 230 | #N/A | #N/A | #N/A | #N/A | #N/A | #N/A | #N/A | #N/A | #N/A | #N/A | #N/A | #N/A | #N/A | #N/A | #N/A | [7 empty] | 230 | #N/A | #N/A | #N/A | #N/A | #N/A | #N/A | #N/A | #N/A | #N/A | #N/A | #N/A | #N/A | #N/A | #N/A | #N/A
[34 empty] | 230 | #N/A | #N/A | #N/A | #N/A | #N/A | #N/A | #N/A | #N/A | #N/A | #N/A | #N/A | #N/A | #N/A | #N/A | #N/A | [7 empty] | 230 | #N/A | #N/A | #N/A | #N/A | #N/A | #N/A | #N/A | #N/A | #N/A | #N/A | #N/A | #N/A | #N/A | #N/A | #N/A
[34 empty] | 231 | #N/A | #N/A | #N/A | #N/A | #N/A | #N/A | #N/A | #N/A | #N/A | #N/A | #N/A | #N/A | #N/A | #N/A | #N/A | [7 empty] | 231 | #N/A | #N/A | #N/A | #N/A | #N/A | #N/A | #N/A | #N/A | #N/A | #N/A | #N/A | #N/A | #N/A | #N/A | #N/A
[34 empty] | 231 | #N/A | #N/A | #N/A | #N/A | #N/A | #N/A | #N/A | #N/A | #N/A | #N/A | #N/A | #N/A | #N/A | #N/A | #N/A | [7 empty] | 231 | #N/A | #N/A | #N/A | #N/A | #N/A | #N/A | #N/A | #N/A | #N/A | #N/A | #N/A | #N/A | #N/A | #N/A | #N/A
[34 empty] | 232 | #N/A | #N/A | #N/A | #N/A | #N/A | #N/A | #N/A | #N/A | #N/A | #N/A | #N/A | #N/A | #N/A | #N/A | #N/A | [7 empty] | 232 | #N/A | #N/A | #N/A | #N/A | #N/A | #N/A | #N/A | #N/A | #N/A | #N/A | #N/A | #N/A | #N/A | #N/A | #N/A
[34 empty] | 232 | #N/A | #N/A | #N/A | #N/A | #N/A | #N/A | #N/A | #N/A | #N/A | #N/A | #N/A | #N/A | #N/A | #N/A | #N/A | [7 empty] | 232 | #N/A | #N/A | #N/A | #N/A | #N/A | #N/A | #N/A | #N/A | #N/A | #N/A | #N/A | #N/A | #N/A | #N/A | #N/A
[34 empty] | 233 | #N/A | #N/A | #N/A | #N/A | #N/A | #N/A | #N/A | #N/A | #N/A | #N/A | #N/A | #N/A | #N/A | #N/A | #N/A | [7 empty] | 233 | #N/A | #N/A | #N/A | #N/A | #N/A | #N/A | #N/A | #N/A | #N/A | #N/A | #N/A | #N/A | #N/A | #N/A | #N/A
[34 empty] | 233 | #N/A | #N/A | #N/A | #N/A | #N/A | #N/A | #N/A | #N/A | #N/A | #N/A | #N/A | #N/A | #N/A | #N/A | #N/A | [7 empty] | 233 | #N/A | #N/A | #N/A | #N/A | #N/A | #N/A | #N/A | #N/A | #N/A | #N/A | #N/A | #N/A | #N/A | #N/A | #N/A
[34 empty] | 234 | #N/A | #N/A | #N/A | #N/A | #N/A | #N/A | #N/A | #N/A | #N/A | #N/A | #N/A | #N/A | #N/A | #N/A | #N/A | [7 empty] | 234 | #N/A | #N/A | #N/A | #N/A | #N/A | #N/A | #N/A | #N/A | #N/A | #N/A | #N/A | #N/A | #N/A | #N/A | #N/A
[34 empty] | 234 | #N/A | #N/A | #N/A | #N/A | #N/A | #N/A | #N/A | #N/A | #N/A | #N/A | #N/A | #N/A | #N/A | #N/A | #N/A | [7 empty] | 234 | #N/A | #N/A | #N/A | #N/A | #N/A | #N/A | #N/A | #N/A | #N/A | #N/A | #N/A | #N/A | #N/A | #N/A | #N/A
[34 empty] | 235 | #N/A | #N/A | #N/A | #N/A | #N/A | #N/A | #N/A | #N/A | #N/A | #N/A | #N/A | #N/A | #N/A | #N/A | #N/A | [7 empty] | 235 | #N/A | #N/A | #N/A | #N/A | #N/A | #N/A | #N/A | #N/A | #N/A | #N/A | #N/A | #N/A | #N/A | #N/A | #N/A
[34 empty] | 235 | #N/A | #N/A | #N/A | #N/A | #N/A | #N/A | #N/A | #N/A | #N/A | #N/A | #N/A | #N/A | #N/A | #N/A | #N/A | [7 empty] | 235 | #N/A | #N/A | #N/A | #N/A | #N/A | #N/A | #N/A | #N/A | #N/A | #N/A | #N/A | #N/A | #N/A | #N/A | #N/A
[34 empty] | 236 | #N/A | #N/A | #N/A | #N/A | #N/A | #N/A | #N/A | #N/A | #N/A | #N/A | #N/A | #N/A | #N/A | #N/A | #N/A | [7 empty] | 236 | #N/A | #N/A | #N/A | #N/A | #N/A | #N/A | #N/A | #N/A | #N/A | #N/A | #N/A | #N/A | #N/A | #N/A | #N/A
[34 empty] | 236 | #N/A | #N/A | #N/A | #N/A | #N/A | #N/A | #N/A | #N/A | #N/A | #N/A | #N/A | #N/A | #N/A | #N/A | #N/A | [7 empty] | 236 | #N/A | #N/A | #N/A | #N/A | #N/A | #N/A | #N/A | #N/A | #N/A | #N/A | #N/A | #N/A | #N/A | #N/A | #N/A
[34 empty] | 237 | #N/A | #N/A | #N/A | #N/A | #N/A | #N/A | #N/A | #N/A | #N/A | #N/A | #N/A | #N/A | #N/A | #N/A | #N/A | [7 empty] | 237 | #N/A | #N/A | #N/A | #N/A | #N/A | #N/A | #N/A | #N/A | #N/A | #N/A | #N/A | #N/A | #N/A | #N/A | #N/A
[34 empty] | 237 | #N/A | #N/A | #N/A | #N/A | #N/A | #N/A | #N/A | #N/A | #N/A | #N/A | #N/A | #N/A | #N/A | #N/A | #N/A | [7 empty] | 237 | #N/A | #N/A | #N/A | #N/A | #N/A | #N/A | #N/A | #N/A | #N/A | #N/A | #N/A | #N/A | #N/A | #N/A | #N/A
[34 empty] | 238 | #N/A | #N/A | #N/A | #N/A | #N/A | #N/A | #N/A | #N/A | #N/A | #N/A | #N/A | #N/A | #N/A | #N/A | #N/A | [7 empty] | 238 | #N/A | #N/A | #N/A | #N/A | #N/A | #N/A | #N/A | #N/A | #N/A | #N/A | #N/A | #N/A | #N/A | #N/A | #N/A
[34 empty] | 238 | #N/A | #N/A | #N/A | #N/A | #N/A | #N/A | #N/A | #N/A | #N/A | #N/A | #N/A | #N/A | #N/A | #N/A | #N/A | [7 empty] | 238 | #N/A | #N/A | #N/A | #N/A | #N/A | #N/A | #N/A | #N/A | #N/A | #N/A | #N/A | #N/A | #N/A | #N/A | #N/A
[34 empty] | 239 | #N/A | #N/A | #N/A | #N/A | #N/A | #N/A | #N/A | #N/A | #N/A | #N/A | #N/A | #N/A | #N/A | #N/A | #N/A | [7 empty] | 239 | #N/A | #N/A | #N/A | #N/A | #N/A | #N/A | #N/A | #N/A | #N/A | #N/A | #N/A | #N/A | #N/A | #N/A | #N/A
[34 empty] | 239 | #N/A | #N/A | #N/A | #N/A | #N/A | #N/A | #N/A | #N/A | #N/A | #N/A | #N/A | #N/A | #N/A | #N/A | #N/A | [7 empty] | 239 | #N/A | #N/A | #N/A | #N/A | #N/A | #N/A | #N/A | #N/A | #N/A | #N/A | #N/A | #N/A | #N/A | #N/A | #N/A
[34 empty] | 240 | #N/A | #N/A | #N/A | #N/A | #N/A | #N/A | #N/A | #N/A | #N/A | #N/A | #N/A | #N/A | #N/A | #N/A | #N/A | [7 empty] | 240 | #N/A | #N/A | #N/A | #N/A | #N/A | #N/A | #N/A | #N/A | #N/A | #N/A | #N/A | #N/A | #N/A | #N/A | #N/A
[34 empty] | 240 | #N/A | #N/A | #N/A | #N/A | #N/A | #N/A | #N/A | #N/A | #N/A | #N/A | #N/A | #N/A | #N/A | #N/A | #N/A | [7 empty] | 240 | #N/A | #N/A | #N/A | #N/A | #N/A | #N/A | #N/A | #N/A | #N/A | #N/A | #N/A | #N/A | #N/A | #N/A | #N/A
[34 empty] | 241 | #N/A | #N/A | #N/A | #N/A | #N/A | #N/A | #N/A | #N/A | #N/A | #N/A | #N/A | #N/A | #N/A | #N/A | #N/A | [7 empty] | 241 | #N/A | #N/A | #N/A | #N/A | #N/A | #N/A | #N/A | #N/A | #N/A | #N/A | #N/A | #N/A | #N/A | #N/A | #N/A
[34 empty] | 241 | #N/A | #N/A | #N/A | #N/A | #N/A | #N/A | #N/A | #N/A | #N/A | #N/A | #N/A | #N/A | #N/A | #N/A | #N/A | [7 empty] | 241 | #N/A | #N/A | #N/A | #N/A | #N/A | #N/A | #N/A | #N/A | #N/A | #N/A | #N/A | #N/A | #N/A | #N/A | #N/A
[34 empty] | 242 | #N/A | #N/A | #N/A | #N/A | #N/A | #N/A | #N/A | #N/A | #N/A | #N/A | #N/A | #N/A | #N/A | #N/A | #N/A | [7 empty] | 242 | #N/A | #N/A | #N/A | #N/A | #N/A | #N/A | #N/A | #N/A | #N/A | #N/A | #N/A | #N/A | #N/A | #N/A | #N/A
[34 empty] | 242 | #N/A | #N/A | #N/A | #N/A | #N/A | #N/A | #N/A | #N/A | #N/A | #N/A | #N/A | #N/A | #N/A | #N/A | #N/A | [7 empty] | 242 | #N/A | #N/A | #N/A | #N/A | #N/A | #N/A | #N/A | #N/A | #N/A | #N/A | #N/A | #N/A | #N/A | #N/A | #N/A
[34 empty] | 243 | #N/A | #N/A | #N/A | #N/A | #N/A | #N/A | #N/A | #N/A | #N/A | #N/A | #N/A | #N/A | #N/A | #N/A | #N/A | [7 empty] | 243 | #N/A | #N/A | #N/A | #N/A | #N/A | #N/A | #N/A | #N/A | #N/A | #N/A | #N/A | #N/A | #N/A | #N/A | #N/A
[34 empty] | 243 | #N/A | #N/A | #N/A | #N/A | #N/A | #N/A | #N/A | #N/A | #N/A | #N/A | #N/A | #N/A | #N/A | #N/A | #N/A | [7 empty] | 243 | #N/A | #N/A | #N/A | #N/A | #N/A | #N/A | #N/A | #N/A | #N/A | #N/A | #N/A | #N/A | #N/A | #N/A | #N/A
[34 empty] | 244 | #N/A | #N/A | #N/A | #N/A | #N/A | #N/A | #N/A | #N/A | #N/A | #N/A | #N/A | #N/A | #N/A | #N/A | #N/A | [7 empty] | 244 | #N/A | #N/A | #N/A | #N/A | #N/A | #N/A | #N/A | #N/A | #N/A | #N/A | #N/A | #N/A | #N/A | #N/A | #N/A
[34 empty] | 244 | #N/A | #N/A | #N/A | #N/A | #N/A | #N/A | #N/A | #N/A | #N/A | #N/A | #N/A | #N/A | #N/A | #N/A | #N/A | [7 empty] | 244 | #N/A | #N/A | #N/A | #N/A | #N/A | #N/A | #N/A | #N/A | #N/A | #N/A | #N/A | #N/A | #N/A | #N/A | #N/A
[34 empty] | 245 | #N/A | #N/A | #N/A | #N/A | #N/A | #N/A | #N/A | #N/A | #N/A | #N/A | #N/A | #N/A | #N/A | #N/A | #N/A | [7 empty] | 245 | #N/A | #N/A | #N/A | #N/A | #N/A | #N/A | #N/A | #N/A | #N/A | #N/A | #N/A | #N/A | #N/A | #N/A | #N/A
[34 empty] | 245 | #N/A | #N/A | #N/A | #N/A | #N/A | #N/A | #N/A | #N/A | #N/A | #N/A | #N/A | #N/A | #N/A | #N/A | #N/A | [7 empty] | 245 | #N/A | #N/A | #N/A | #N/A | #N/A | #N/A | #N/A | #N/A | #N/A | #N/A | #N/A | #N/A | #N/A | #N/A | #N/A
[34 empty] | 246 | #N/A | #N/A | #N/A | #N/A | #N/A | #N/A | #N/A | #N/A | #N/A | #N/A | #N/A | #N/A | #N/A | #N/A | #N/A | [7 empty] | 246 | #N/A | #N/A | #N/A | #N/A | #N/A | #N/A | #N/A | #N/A | #N/A | #N/A | #N/A | #N/A | #N/A | #N/A | #N/A
[34 empty] | 246 | #N/A | #N/A | #N/A | #N/A | #N/A | #N/A | #N/A | #N/A | #N/A | #N/A | #N/A | #N/A | #N/A | #N/A | #N/A | [7 empty] | 246 | #N/A | #N/A | #N/A | #N/A | #N/A | #N/A | #N/A | #N/A | #N/A | #N/A | #N/A | #N/A | #N/A | #N/A | #N/A
[34 empty] | 247 | #N/A | #N/A | #N/A | #N/A | #N/A | #N/A | #N/A | #N/A | #N/A | #N/A | #N/A | #N/A | #N/A | #N/A | #N/A | [7 empty] | 247 | #N/A | #N/A | #N/A | #N/A | #N/A | #N/A | #N/A | #N/A | #N/A | #N/A | #N/A | #N/A | #N/A | #N/A | #N/A
[34 empty] | 247 | #N/A | #N/A | #N/A | #N/A | #N/A | #N/A | #N/A | #N/A | #N/A | #N/A | #N/A | #N/A | #N/A | #N/A | #N/A | [7 empty] | 247 | #N/A | #N/A | #N/A | #N/A | #N/A | #N/A | #N/A | #N/A | #N/A | #N/A | #N/A | #N/A | #N/A | #N/A | #N/A
[34 empty] | 248 | #N/A | #N/A | #N/A | #N/A | #N/A | #N/A | #N/A | #N/A | #N/A | #N/A | #N/A | #N/A | #N/A | #N/A | #N/A | [7 empty] | 248 | #N/A | #N/A | #N/A | #N/A | #N/A | #N/A | #N/A | #N/A | #N/A | #N/A | #N/A | #N/A | #N/A | #N/A | #N/A
[34 empty] | 248 | #N/A | #N/A | #N/A | #N/A | #N/A | #N/A | #N/A | #N/A | #N/A | #N/A | #N/A | #N/A | #N/A | #N/A | #N/A | [7 empty] | 248 | #N/A | #N/A | #N/A | #N/A | #N/A | #N/A | #N/A | #N/A | #N/A | #N/A | #N/A | #N/A | #N/A | #N/A | #N/A
[34 empty] | 249 | #N/A | #N/A | #N/A | #N/A | #N/A | #N/A | #N/A | #N/A | #N/A | #N/A | #N/A | #N/A | #N/A | #N/A | #N/A | [7 empty] | 249 | #N/A | #N/A | #N/A | #N/A | #N/A | #N/A | #N/A | #N/A | #N/A | #N/A | #N/A | #N/A | #N/A | #N/A | #N/A
[34 empty] | 249 | #N/A | #N/A | #N/A | #N/A | #N/A | #N/A | #N/A | #N/A | #N/A | #N/A | #N/A | #N/A | #N/A | #N/A | #N/A | [7 empty] | 249 | #N/A | #N/A | #N/A | #N/A | #N/A | #N/A | #N/A | #N/A | #N/A | #N/A | #N/A | #N/A | #N/A | #N/A | #N/A
[34 empty] | 250 | #N/A | #N/A | #N/A | #N/A | #N/A | #N/A | #N/A | #N/A | #N/A | #N/A | #N/A | #N/A | #N/A | #N/A | #N/A | [7 empty] | 250 | #N/A | #N/A | #N/A | #N/A | #N/A | #N/A | #N/A | #N/A | #N/A | #N/A | #N/A | #N/A | #N/A | #N/A | #N/A
[34 empty] | 250 | #N/A | #N/A | #N/A | #N/A | #N/A | #N/A | #N/A | #N/A | #N/A | #N/A | #N/A | #N/A | #N/A | #N/A | #N/A | [7 empty] | 250 | #N/A | #N/A | #N/A | #N/A | #N/A | #N/A | #N/A | #N/A | #N/A | #N/A | #N/A | #N/A | #N/A | #N/A | #N/A
[34 empty] | 251 | #N/A | #N/A | #N/A | #N/A | #N/A | #N/A | #N/A | #N/A | #N/A | #N/A | #N/A | #N/A | #N/A | #N/A | #N/A | [7 empty] | 251 | #N/A | #N/A | #N/A | #N/A | #N/A | #N/A | #N/A | #N/A | #N/A | #N/A | #N/A | #N/A | #N/A | #N/A | #N/A
[34 empty] | 251 | #N/A | #N/A | #N/A | #N/A | #N/A | #N/A | #N/A | #N/A | #N/A | #N/A | #N/A | #N/A | #N/A | #N/A | #N/A | [7 empty] | 251 | #N/A | #N/A | #N/A | #N/A | #N/A | #N/A | #N/A | #N/A | #N/A | #N/A | #N/A | #N/A | #N/A | #N/A | #N/A
[34 empty] | 252 | #N/A | #N/A | #N/A | #N/A | #N/A | #N/A | #N/A | #N/A | #N/A | #N/A | #N/A | #N/A | #N/A | #N/A | #N/A | [7 empty] | 252 | #N/A | #N/A | #N/A | #N/A | #N/A | #N/A | #N/A | #N/A | #N/A | #N/A | #N/A | #N/A | #N/A | #N/A | #N/A
[34 empty] | 252 | #N/A | #N/A | #N/A | #N/A | #N/A | #N/A | #N/A | #N/A | #N/A | #N/A | #N/A | #N/A | #N/A | #N/A | #N/A | [7 empty] | 252 | #N/A | #N/A | #N/A | #N/A | #N/A | #N/A | #N/A | #N/A | #N/A | #N/A | #N/A | #N/A | #N/A | #N/A | #N/A
[34 empty] | 253 | #N/A | #N/A | #N/A | #N/A | #N/A | #N/A | #N/A | #N/A | #N/A | #N/A | #N/A | #N/A | #N/A | #N/A | #N/A | [7 empty] | 253 | #N/A | #N/A | #N/A | #N/A | #N/A | #N/A | #N/A | #N/A | #N/A | #N/A | #N/A | #N/A | #N/A | #N/A | #N/A
[34 empty] | 253 | #N/A | #N/A | #N/A | #N/A | #N/A | #N/A | #N/A | #N/A | #N/A | #N/A | #N/A | #N/A | #N/A | #N/A | #N/A | [7 empty] | 253 | #N/A | #N/A | #N/A | #N/A | #N/A | #N/A | #N/A | #N/A | #N/A | #N/A | #N/A | #N/A | #N/A | #N/A | #N/A
[34 empty] | 254 | #N/A | #N/A | #N/A | #N/A | #N/A | #N/A | #N/A | #N/A | #N/A | #N/A | #N/A | #N/A | #N/A | #N/A | #N/A | [7 empty] | 254 | #N/A | #N/A | #N/A | #N/A | #N/A | #N/A | #N/A | #N/A | #N/A | #N/A | #N/A | #N/A | #N/A | #N/A | #N/A
[34 empty] | 254 | #N/A | #N/A | #N/A | #N/A | #N/A | #N/A | #N/A | #N/A | #N/A | #N/A | #N/A | #N/A | #N/A | #N/A | #N/A | [7 empty] | 254 | #N/A | #N/A | #N/A | #N/A | #N/A | #N/A | #N/A | #N/A | #N/A | #N/A | #N/A | #N/A | #N/A | #N/A | #N/A
[34 empty] | 255 | #N/A | #N/A | #N/A | #N/A | #N/A | #N/A | #N/A | #N/A | #N/A | #N/A | #N/A | #N/A | #N/A | #N/A | #N/A | [7 empty] | 255 | #N/A | #N/A | #N/A | #N/A | #N/A | #N/A | #N/A | #N/A | #N/A | #N/A | #N/A | #N/A | #N/A | #N/A | #N/A
[34 empty] | 255 | #N/A | #N/A | #N/A | #N/A | #N/A | #N/A | #N/A | #N/A | #N/A | #N/A | #N/A | #N/A | #N/A | #N/A | #N/A | [7 empty] | 255 | #N/A | #N/A | #N/A | #N/A | #N/A | #N/A | #N/A | #N/A | #N/A | #N/A | #N/A | #N/A | #N/A | #N/A | #N/A
[34 empty] | 256 | #N/A | #N/A | #N/A | #N/A | #N/A | #N/A | #N/A | #N/A | #N/A | #N/A | #N/A | #N/A | #N/A | #N/A | #N/A | [7 empty] | 256 | #N/A | #N/A | #N/A | #N/A | #N/A | #N/A | #N/A | #N/A | #N/A | #N/A | #N/A | #N/A | #N/A | #N/A | #N/A
[34 empty] | 256 | #N/A | #N/A | #N/A | #N/A | #N/A | #N/A | #N/A | #N/A | #N/A | #N/A | #N/A | #N/A | #N/A | #N/A | #N/A | [7 empty] | 256 | #N/A | #N/A | #N/A | #N/A | #N/A | #N/A | #N/A | #N/A | #N/A | #N/A | #N/A | #N/A | #N/A | #N/A | #N/A
[34 empty] | 257 | #N/A | #N/A | #N/A | #N/A | #N/A | #N/A | #N/A | #N/A | #N/A | #N/A | #N/A | #N/A | #N/A | #N/A | #N/A | [7 empty] | 257 | #N/A | #N/A | #N/A | #N/A | #N/A | #N/A | #N/A | #N/A | #N/A | #N/A | #N/A | #N/A | #N/A | #N/A | #N/A
[34 empty] | 257 | #N/A | #N/A | #N/A | #N/A | #N/A | #N/A | #N/A | #N/A | #N/A | #N/A | #N/A | #N/A | #N/A | #N/A | #N/A | [7 empty] | 257 | #N/A | #N/A | #N/A | #N/A | #N/A | #N/A | #N/A | #N/A | #N/A | #N/A | #N/A | #N/A | #N/A | #N/A | #N/A
[34 empty] | 258 | #N/A | #N/A | #N/A | #N/A | #N/A | #N/A | #N/A | #N/A | #N/A | #N/A | #N/A | #N/A | #N/A | #N/A | #N/A | [7 empty] | 258 | #N/A | #N/A | #N/A | #N/A | #N/A | #N/A | #N/A | #N/A | #N/A | #N/A | #N/A | #N/A | #N/A | #N/A | #N/A
[34 empty] | 258 | #N/A | #N/A | #N/A | #N/A | #N/A | #N/A | #N/A | #N/A | #N/A | #N/A | #N/A | #N/A | #N/A | #N/A | #N/A | [7 empty] | 258 | #N/A | #N/A | #N/A | #N/A | #N/A | #N/A | #N/A | #N/A | #N/A | #N/A | #N/A | #N/A | #N/A | #N/A | #N/A
[34 empty] | 259 | #N/A | #N/A | #N/A | #N/A | #N/A | #N/A | #N/A | #N/A | #N/A | #N/A | #N/A | #N/A | #N/A | #N/A | #N/A | [7 empty] | 259 | #N/A | #N/A | #N/A | #N/A | #N/A | #N/A | #N/A | #N/A | #N/A | #N/A | #N/A | #N/A | #N/A | #N/A | #N/A
[34 empty] | 259 | #N/A | #N/A | #N/A | #N/A | #N/A | #N/A | #N/A | #N/A | #N/A | #N/A | #N/A | #N/A | #N/A | #N/A | #N/A | [7 empty] | 259 | #N/A | #N/A | #N/A | #N/A | #N/A | #N/A | #N/A | #N/A | #N/A | #N/A | #N/A | #N/A | #N/A | #N/A | #N/A
[34 empty] | 260 | #N/A | #N/A | #N/A | #N/A | #N/A | #N/A | #N/A | #N/A | #N/A | #N/A | #N/A | #N/A | #N/A | #N/A | #N/A | [7 empty] | 260 | #N/A | #N/A | #N/A | #N/A | #N/A | #N/A | #N/A | #N/A | #N/A | #N/A | #N/A | #N/A | #N/A | #N/A | #N/A
[34 empty] | 260 | #N/A | #N/A | #N/A | #N/A | #N/A | #N/A | #N/A | #N/A | #N/A | #N/A | #N/A | #N/A | #N/A | #N/A | #N/A | [7 empty] | 260 | #N/A | #N/A | #N/A | #N/A | #N/A | #N/A | #N/A | #N/A | #N/A | #N/A | #N/A | #N/A | #N/A | #N/A | #N/A
[34 empty] | 261 | #N/A | #N/A | #N/A | #N/A | #N/A | #N/A | #N/A | #N/A | #N/A | #N/A | #N/A | #N/A | #N/A | #N/A | #N/A | [7 empty] | 261 | #N/A | #N/A | #N/A | #N/A | #N/A | #N/A | #N/A | #N/A | #N/A | #N/A | #N/A | #N/A | #N/A | #N/A | #N/A
[34 empty] | 261 | #N/A | #N/A | #N/A | #N/A | #N/A | #N/A | #N/A | #N/A | #N/A | #N/A | #N/A | #N/A | #N/A | #N/A | #N/A | [7 empty] | 261 | #N/A | #N/A | #N/A | #N/A | #N/A | #N/A | #N/A | #N/A | #N/A | #N/A | #N/A | #N/A | #N/A | #N/A | #N/A
[34 empty] | 262 | #N/A | #N/A | #N/A | #N/A | #N/A | #N/A | #N/A | #N/A | #N/A | #N/A | #N/A | #N/A | #N/A | #N/A | #N/A | [7 empty] | 262 | #N/A | #N/A | #N/A | #N/A | #N/A | #N/A | #N/A | #N/A | #N/A | #N/A | #N/A | #N/A | #N/A | #N/A | #N/A
[34 empty] | 262 | #N/A | #N/A | #N/A | #N/A | #N/A | #N/A | #N/A | #N/A | #N/A | #N/A | #N/A | #N/A | #N/A | #N/A | #N/A | [7 empty] | 262 | #N/A | #N/A | #N/A | #N/A | #N/A | #N/A | #N/A | #N/A | #N/A | #N/A | #N/A | #N/A | #N/A | #N/A | #N/A
[34 empty] | 263 | #N/A | #N/A | #N/A | #N/A | #N/A | #N/A | #N/A | #N/A | #N/A | #N/A | #N/A | #N/A | #N/A | #N/A | #N/A | [7 empty] | 263 | #N/A | #N/A | #N/A | #N/A | #N/A | #N/A | #N/A | #N/A | #N/A | #N/A | #N/A | #N/A | #N/A | #N/A | #N/A
[34 empty] | 263 | #N/A | #N/A | #N/A | #N/A | #N/A | #N/A | #N/A | #N/A | #N/A | #N/A | #N/A | #N/A | #N/A | #N/A | #N/A | [7 empty] | 263 | #N/A | #N/A | #N/A | #N/A | #N/A | #N/A | #N/A | #N/A | #N/A | #N/A | #N/A | #N/A | #N/A | #N/A | #N/A
[34 empty] | 264 | #N/A | #N/A | #N/A | #N/A | #N/A | #N/A | #N/A | #N/A | #N/A | #N/A | #N/A | #N/A | #N/A | #N/A | #N/A | [7 empty] | 264 | #N/A | #N/A | #N/A | #N/A | #N/A | #N/A | #N/A | #N/A | #N/A | #N/A | #N/A | #N/A | #N/A | #N/A | #N/A
[34 empty] | 264 | #N/A | #N/A | #N/A | #N/A | #N/A | #N/A | #N/A | #N/A | #N/A | #N/A | #N/A | #N/A | #N/A | #N/A | #N/A | [7 empty] | 264 | #N/A | #N/A | #N/A | #N/A | #N/A | #N/A | #N/A | #N/A | #N/A | #N/A | #N/A | #N/A | #N/A | #N/A | #N/A
[34 empty] | 265 | #N/A | #N/A | #N/A | #N/A | #N/A | #N/A | #N/A | #N/A | #N/A | #N/A | #N/A | #N/A | #N/A | #N/A | #N/A | [7 empty] | 265 | #N/A | #N/A | #N/A | #N/A | #N/A | #N/A | #N/A | #N/A | #N/A | #N/A | #N/A | #N/A | #N/A | #N/A | #N/A
[34 empty] | 265 | #N/A | #N/A | #N/A | #N/A | #N/A | #N/A | #N/A | #N/A | #N/A | #N/A | #N/A | #N/A | #N/A | #N/A | #N/A | [7 empty] | 265 | #N/A | #N/A | #N/A | #N/A | #N/A | #N/A | #N/A | #N/A | #N/A | #N/A | #N/A | #N/A | #N/A | #N/A | #N/A
[34 empty] | 266 | #N/A | #N/A | #N/A | #N/A | #N/A | #N/A | #N/A | #N/A | #N/A | #N/A | #N/A | #N/A | #N/A | #N/A | #N/A | [7 empty] | 266 | #N/A | #N/A | #N/A | #N/A | #N/A | #N/A | #N/A | #N/A | #N/A | #N/A | #N/A | #N/A | #N/A | #N/A | #N/A
[34 empty] | 266 | #N/A | #N/A | #N/A | #N/A | #N/A | #N/A | #N/A | #N/A | #N/A | #N/A | #N/A | #N/A | #N/A | #N/A | #N/A | [7 empty] | 266 | #N/A | #N/A | #N/A | #N/A | #N/A | #N/A | #N/A | #N/A | #N/A | #N/A | #N/A | #N/A | #N/A | #N/A | #N/A
[34 empty] | 267 | #N/A | #N/A | #N/A | #N/A | #N/A | #N/A | #N/A | #N/A | #N/A | #N/A | #N/A | #N/A | #N/A | #N/A | #N/A | [7 empty] | 267 | #N/A | #N/A | #N/A | #N/A | #N/A | #N/A | #N/A | #N/A | #N/A | #N/A | #N/A | #N/A | #N/A | #N/A | #N/A
[34 empty] | 267 | #N/A | #N/A | #N/A | #N/A | #N/A | #N/A | #N/A | #N/A | #N/A | #N/A | #N/A | #N/A | #N/A | #N/A | #N/A | [7 empty] | 267 | #N/A | #N/A | #N/A | #N/A | #N/A | #N/A | #N/A | #N/A | #N/A | #N/A | #N/A | #N/A | #N/A | #N/A | #N/A
[34 empty] | 268 | #N/A | #N/A | #N/A | #N/A | #N/A | #N/A | #N/A | #N/A | #N/A | #N/A | #N/A | #N/A | #N/A | #N/A | #N/A | [7 empty] | 268 | #N/A | #N/A | #N/A | #N/A | #N/A | #N/A | #N/A | #N/A | #N/A | #N/A | #N/A | #N/A | #N/A | #N/A | #N/A
[34 empty] | 268 | #N/A | #N/A | #N/A | #N/A | #N/A | #N/A | #N/A | #N/A | #N/A | #N/A | #N/A | #N/A | #N/A | #N/A | #N/A | [7 empty] | 268 | #N/A | #N/A | #N/A | #N/A | #N/A | #N/A | #N/A | #N/A | #N/A | #N/A | #N/A | #N/A | #N/A | #N/A | #N/A
[34 empty] | 269 | #N/A | #N/A | #N/A | #N/A | #N/A | #N/A | #N/A | #N/A | #N/A | #N/A | #N/A | #N/A | #N/A | #N/A | #N/A | [7 empty] | 269 | #N/A | #N/A | #N/A | #N/A | #N/A | #N/A | #N/A | #N/A | #N/A | #N/A | #N/A | #N/A | #N/A | #N/A | #N/A
[34 empty] | 269 | #N/A | #N/A | #N/A | #N/A | #N/A | #N/A | #N/A | #N/A | #N/A | #N/A | #N/A | #N/A | #N/A | #N/A | #N/A | [7 empty] | 269 | #N/A | #N/A | #N/A | #N/A | #N/A | #N/A | #N/A | #N/A | #N/A | #N/A | #N/A | #N/A | #N/A | #N/A | #N/A
[34 empty] | 270 | #N/A | #N/A | #N/A | #N/A | #N/A | #N/A | #N/A | #N/A | #N/A | #N/A | #N/A | #N/A | #N/A | #N/A | #N/A | [7 empty] | 270 | #N/A | #N/A | #N/A | #N/A | #N/A | #N/A | #N/A | #N/A | #N/A | #N/A | #N/A | #N/A | #N/A | #N/A | #N/A
[34 empty] | 270 | #N/A | #N/A | #N/A | #N/A | #N/A | #N/A | #N/A | #N/A | #N/A | #N/A | #N/A | #N/A | #N/A | #N/A | #N/A | [7 empty] | 270 | #N/A | #N/A | #N/A | #N/A | #N/A | #N/A | #N/A | #N/A | #N/A | #N/A | #N/A | #N/A | #N/A | #N/A | #N/A
[34 empty] | 271 | #N/A | #N/A | #N/A | #N/A | #N/A | #N/A | #N/A | #N/A | #N/A | #N/A | #N/A | #N/A | #N/A | #N/A | #N/A | [7 empty] | 271 | #N/A | #N/A | #N/A | #N/A | #N/A | #N/A | #N/A | #N/A | #N/A | #N/A | #N/A | #N/A | #N/A | #N/A | #N/A
[34 empty] | 271 | #N/A | #N/A | #N/A | #N/A | #N/A | #N/A | #N/A | #N/A | #N/A | #N/A | #N/A | #N/A | #N/A | #N/A | #N/A | [7 empty] | 271 | #N/A | #N/A | #N/A | #N/A | #N/A | #N/A | #N/A | #N/A | #N/A | #N/A | #N/A | #N/A | #N/A | #N/A | #N/A
[34 empty] | 272 | #N/A | #N/A | #N/A | #N/A | #N/A | #N/A | #N/A | #N/A | #N/A | #N/A | #N/A | #N/A | #N/A | #N/A | #N/A | [7 empty] | 272 | #N/A | #N/A | #N/A | #N/A | #N/A | #N/A | #N/A | #N/A | #N/A | #N/A | #N/A | #N/A | #N/A | #N/A | #N/A
[34 empty] | 272 | #N/A | #N/A | #N/A | #N/A | #N/A | #N/A | #N/A | #N/A | #N/A | #N/A | #N/A | #N/A | #N/A | #N/A | #N/A | [7 empty] | 272 | #N/A | #N/A | #N/A | #N/A | #N/A | #N/A | #N/A | #N/A | #N/A | #N/A | #N/A | #N/A | #N/A | #N/A | #N/A
[34 empty] | 273 | #N/A | #N/A | #N/A | #N/A | #N/A | #N/A | #N/A | #N/A | #N/A | #N/A | #N/A | #N/A | #N/A | #N/A | #N/A | [7 empty] | 273 | #N/A | #N/A | #N/A | #N/A | #N/A | #N/A | #N/A | #N/A | #N/A | #N/A | #N/A | #N/A | #N/A | #N/A | #N/A
[34 empty] | 273 | #N/A | #N/A | #N/A | #N/A | #N/A | #N/A | #N/A | #N/A | #N/A | #N/A | #N/A | #N/A | #N/A | #N/A | #N/A | [7 empty] | 273 | #N/A | #N/A | #N/A | #N/A | #N/A | #N/A | #N/A | #N/A | #N/A | #N/A | #N/A | #N/A | #N/A | #N/A | #N/A
[34 empty] | 274 | #N/A | #N/A | #N/A | #N/A | #N/A | #N/A | #N/A | #N/A | #N/A | #N/A | #N/A | #N/A | #N/A | #N/A | #N/A | [7 empty] | 274 | #N/A | #N/A | #N/A | #N/A | #N/A | #N/A | #N/A | #N/A | #N/A | #N/A | #N/A | #N/A | #N/A | #N/A | #N/A
[34 empty] | 274 | #N/A | #N/A | #N/A | #N/A | #N/A | #N/A | #N/A | #N/A | #N/A | #N/A | #N/A | #N/A | #N/A | #N/A | #N/A | [7 empty] | 274 | #N/A | #N/A | #N/A | #N/A | #N/A | #N/A | #N/A | #N/A | #N/A | #N/A | #N/A | #N/A | #N/A | #N/A | #N/A
[34 empty] | 275 | #N/A | #N/A | #N/A | #N/A | #N/A | #N/A | #N/A | #N/A | #N/A | #N/A | #N/A | #N/A | #N/A | #N/A | #N/A | [7 empty] | 275 | #N/A | #N/A | #N/A | #N/A | #N/A | #N/A | #N/A | #N/A | #N/A | #N/A | #N/A | #N/A | #N/A | #N/A | #N/A
[34 empty] | 275 | #N/A | #N/A | #N/A | #N/A | #N/A | #N/A | #N/A | #N/A | #N/A | #N/A | #N/A | #N/A | #N/A | #N/A | #N/A | [7 empty] | 275 | #N/A | #N/A | #N/A | #N/A | #N/A | #N/A | #N/A | #N/A | #N/A | #N/A | #N/A | #N/A | #N/A | #N/A | #N/A
[34 empty] | 276 | #N/A | #N/A | #N/A | #N/A | #N/A | #N/A | #N/A | #N/A | #N/A | #N/A | #N/A | #N/A | #N/A | #N/A | #N/A | [7 empty] | 276 | #N/A | #N/A | #N/A | #N/A | #N/A | #N/A | #N/A | #N/A | #N/A | #N/A | #N/A | #N/A | #N/A | #N/A | #N/A
[34 empty] | 276 | #N/A | #N/A | #N/A | #N/A | #N/A | #N/A | #N/A | #N/A | #N/A | #N/A | #N/A | #N/A | #N/A | #N/A | #N/A | [7 empty] | 276 | #N/A | #N/A | #N/A | #N/A | #N/A | #N/A | #N/A | #N/A | #N/A | #N/A | #N/A | #N/A | #N/A | #N/A | #N/A
[34 empty] | 277 | #N/A | #N/A | #N/A | #N/A | #N/A | #N/A | #N/A | #N/A | #N/A | #N/A | #N/A | #N/A | #N/A | #N/A | #N/A | [7 empty] | 277 | #N/A | #N/A | #N/A | #N/A | #N/A | #N/A | #N/A | #N/A | #N/A | #N/A | #N/A | #N/A | #N/A | #N/A | #N/A
[34 empty] | 277 | #N/A | #N/A | #N/A | #N/A | #N/A | #N/A | #N/A | #N/A | #N/A | #N/A | #N/A | #N/A | #N/A | #N/A | #N/A | [7 empty] | 277 | #N/A | #N/A | #N/A | #N/A | #N/A | #N/A | #N/A | #N/A | #N/A | #N/A | #N/A | #N/A | #N/A | #N/A | #N/A
[34 empty] | 278 | #N/A | #N/A | #N/A | #N/A | #N/A | #N/A | #N/A | #N/A | #N/A | #N/A | #N/A | #N/A | #N/A | #N/A | #N/A | [7 empty] | 278 | #N/A | #N/A | #N/A | #N/A | #N/A | #N/A | #N/A | #N/A | #N/A | #N/A | #N/A | #N/A | #N/A | #N/A | #N/A
[34 empty] | 278 | #N/A | #N/A | #N/A | #N/A | #N/A | #N/A | #N/A | #N/A | #N/A | #N/A | #N/A | #N/A | #N/A | #N/A | #N/A | [7 empty] | 278 | #N/A | #N/A | #N/A | #N/A | #N/A | #N/A | #N/A | #N/A | #N/A | #N/A | #N/A | #N/A | #N/A | #N/A | #N/A
[34 empty] | 279 | #N/A | #N/A | #N/A | #N/A | #N/A | #N/A | #N/A | #N/A | #N/A | #N/A | #N/A | #N/A | #N/A | #N/A | #N/A | [7 empty] | 279 | #N/A | #N/A | #N/A | #N/A | #N/A | #N/A | #N/A | #N/A | #N/A | #N/A | #N/A | #N/A | #N/A | #N/A | #N/A
[34 empty] | 279 | #N/A | #N/A | #N/A | #N/A | #N/A | #N/A | #N/A | #N/A | #N/A | #N/A | #N/A | #N/A | #N/A | #N/A | #N/A | [7 empty] | 279 | #N/A | #N/A | #N/A | #N/A | #N/A | #N/A | #N/A | #N/A | #N/A | #N/A | #N/A | #N/A | #N/A | #N/A | #N/A
[34 empty] | 280 | #N/A | #N/A | #N/A | #N/A | #N/A | #N/A | #N/A | #N/A | #N/A | #N/A | #N/A | #N/A | #N/A | #N/A | #N/A | [7 empty] | 280 | #N/A | #N/A | #N/A | #N/A | #N/A | #N/A | #N/A | #N/A | #N/A | #N/A | #N/A | #N/A | #N/A | #N/A | #N/A
[34 empty] | 280 | #N/A | #N/A | #N/A | #N/A | #N/A | #N/A | #N/A | #N/A | #N/A | #N/A | #N/A | #N/A | #N/A | #N/A | #N/A | [7 empty] | 280 | #N/A | #N/A | #N/A | #N/A | #N/A | #N/A | #N/A | #N/A | #N/A | #N/A | #N/A | #N/A | #N/A | #N/A | #N/A
[34 empty] | 281 | #N/A | #N/A | #N/A | #N/A | #N/A | #N/A | #N/A | #N/A | #N/A | #N/A | #N/A | #N/A | #N/A | #N/A | #N/A | [7 empty] | 281 | #N/A | #N/A | #N/A | #N/A | #N/A | #N/A | #N/A | #N/A | #N/A | #N/A | #N/A | #N/A | #N/A | #N/A | #N/A
[34 empty] | 281 | #N/A | #N/A | #N/A | #N/A | #N/A | #N/A | #N/A | #N/A | #N/A | #N/A | #N/A | #N/A | #N/A | #N/A | #N/A | [7 empty] | 281 | #N/A | #N/A | #N/A | #N/A | #N/A | #N/A | #N/A | #N/A | #N/A | #N/A | #N/A | #N/A | #N/A | #N/A | #N/A
[34 empty] | 282 | #N/A | #N/A | #N/A | #N/A | #N/A | #N/A | #N/A | #N/A | #N/A | #N/A | #N/A | #N/A | #N/A | #N/A | #N/A | [7 empty] | 282 | #N/A | #N/A | #N/A | #N/A | #N/A | #N/A | #N/A | #N/A | #N/A | #N/A | #N/A | #N/A | #N/A | #N/A | #N/A
[34 empty] | 282 | #N/A | #N/A | #N/A | #N/A | #N/A | #N/A | #N/A | #N/A | #N/A | #N/A | #N/A | #N/A | #N/A | #N/A | #N/A | [7 empty] | 282 | #N/A | #N/A | #N/A | #N/A | #N/A | #N/A | #N/A | #N/A | #N/A | #N/A | #N/A | #N/A | #N/A | #N/A | #N/A
[34 empty] | 283 | #N/A | #N/A | #N/A | #N/A | #N/A | #N/A | #N/A | #N/A | #N/A | #N/A | #N/A | #N/A | #N/A | #N/A | #N/A | [7 empty] | 283 | #N/A | #N/A | #N/A | #N/A | #N/A | #N/A | #N/A | #N/A | #N/A | #N/A | #N/A | #N/A | #N/A | #N/A | #N/A
[34 empty] | 283 | #N/A | #N/A | #N/A | #N/A | #N/A | #N/A | #N/A | #N/A | #N/A | #N/A | #N/A | #N/A | #N/A | #N/A | #N/A | [7 empty] | 283 | #N/A | #N/A | #N/A | #N/A | #N/A | #N/A | #N/A | #N/A | #N/A | #N/A | #N/A | #N/A | #N/A | #N/A | #N/A
[34 empty] | 284 | #N/A | #N/A | #N/A | #N/A | #N/A | #N/A | #N/A | #N/A | #N/A | #N/A | #N/A | #N/A | #N/A | #N/A | #N/A | [7 empty] | 284 | #N/A | #N/A | #N/A | #N/A | #N/A | #N/A | #N/A | #N/A | #N/A | #N/A | #N/A | #N/A | #N/A | #N/A | #N/A
[34 empty] | 284 | #N/A | #N/A | #N/A | #N/A | #N/A | #N/A | #N/A | #N/A | #N/A | #N/A | #N/A | #N/A | #N/A | #N/A | #N/A | [7 empty] | 284 | #N/A | #N/A | #N/A | #N/A | #N/A | #N/A | #N/A | #N/A | #N/A | #N/A | #N/A | #N/A | #N/A | #N/A | #N/A
[34 empty] | 285 | #N/A | #N/A | #N/A | #N/A | #N/A | #N/A | #N/A | #N/A | #N/A | #N/A | #N/A | #N/A | #N/A | #N/A | #N/A | [7 empty] | 285 | #N/A | #N/A | #N/A | #N/A | #N/A | #N/A | #N/A | #N/A | #N/A | #N/A | #N/A | #N/A | #N/A | #N/A | #N/A
[34 empty] | 285 | #N/A | #N/A | #N/A | #N/A | #N/A | #N/A | #N/A | #N/A | #N/A | #N/A | #N/A | #N/A | #N/A | #N/A | #N/A | [7 empty] | 285 | #N/A | #N/A | #N/A | #N/A | #N/A | #N/A | #N/A | #N/A | #N/A | #N/A | #N/A | #N/A | #N/A | #N/A | #N/A
[34 empty] | 286 | #N/A | #N/A | #N/A | #N/A | #N/A | #N/A | #N/A | #N/A | #N/A | #N/A | #N/A | #N/A | #N/A | #N/A | #N/A | [7 empty] | 286 | #N/A | #N/A | #N/A | #N/A | #N/A | #N/A | #N/A | #N/A | #N/A | #N/A | #N/A | #N/A | #N/A | #N/A | #N/A
[34 empty] | 286 | #N/A | #N/A | #N/A | #N/A | #N/A | #N/A | #N/A | #N/A | #N/A | #N/A | #N/A | #N/A | #N/A | #N/A | #N/A | [7 empty] | 286 | #N/A | #N/A | #N/A | #N/A | #N/A | #N/A | #N/A | #N/A | #N/A | #N/A | #N/A | #N/A | #N/A | #N/A | #N/A
[34 empty] | 287 | #N/A | #N/A | #N/A | #N/A | #N/A | #N/A | #N/A | #N/A | #N/A | #N/A | #N/A | #N/A | #N/A | #N/A | #N/A | [7 empty] | 287 | #N/A | #N/A | #N/A | #N/A | #N/A | #N/A | #N/A | #N/A | #N/A | #N/A | #N/A | #N/A | #N/A | #N/A | #N/A
[34 empty] | 287 | #N/A | #N/A | #N/A | #N/A | #N/A | #N/A | #N/A | #N/A | #N/A | #N/A | #N/A | #N/A | #N/A | #N/A | #N/A | [7 empty] | 287 | #N/A | #N/A | #N/A | #N/A | #N/A | #N/A | #N/A | #N/A | #N/A | #N/A | #N/A | #N/A | #N/A | #N/A | #N/A
[34 empty] | 288 | #N/A | #N/A | #N/A | #N/A | #N/A | #N/A | #N/A | #N/A | #N/A | #N/A | #N/A | #N/A | #N/A | #N/A | #N/A | [7 empty] | 288 | #N/A | #N/A | #N/A | #N/A | #N/A | #N/A | #N/A | #N/A | #N/A | #N/A | #N/A | #N/A | #N/A | #N/A | #N/A
[34 empty] | 288 | #N/A | #N/A | #N/A | #N/A | #N/A | #N/A | #N/A | #N/A | #N/A | #N/A | #N/A | #N/A | #N/A | #N/A | #N/A | [7 empty] | 288 | #N/A | #N/A | #N/A | #N/A | #N/A | #N/A | #N/A | #N/A | #N/A | #N/A | #N/A | #N/A | #N/A | #N/A | #N/A
[34 empty] | 289 | #N/A | #N/A | #N/A | #N/A | #N/A | #N/A | #N/A | #N/A | #N/A | #N/A | #N/A | #N/A | #N/A | #N/A | #N/A | [7 empty] | 289 | #N/A | #N/A | #N/A | #N/A | #N/A | #N/A | #N/A | #N/A | #N/A | #N/A | #N/A | #N/A | #N/A | #N/A | #N/A
[34 empty] | 289 | #N/A | #N/A | #N/A | #N/A | #N/A | #N/A | #N/A | #N/A | #N/A | #N/A | #N/A | #N/A | #N/A | #N/A | #N/A | [7 empty] | 289 | #N/A | #N/A | #N/A | #N/A | #N/A | #N/A | #N/A | #N/A | #N/A | #N/A | #N/A | #N/A | #N/A | #N/A | #N/A
[34 empty] | 290 | #N/A | #N/A | #N/A | #N/A | #N/A | #N/A | #N/A | #N/A | #N/A | #N/A | #N/A | #N/A | #N/A | #N/A | #N/A | [7 empty] | 290 | #N/A | #N/A | #N/A | #N/A | #N/A | #N/A | #N/A | #N/A | #N/A | #N/A | #N/A | #N/A | #N/A | #N/A | #N/A
[34 empty] | 290 | #N/A | #N/A | #N/A | #N/A | #N/A | #N/A | #N/A | #N/A | #N/A | #N/A | #N/A | #N/A | #N/A | #N/A | #N/A | [7 empty] | 290 | #N/A | #N/A | #N/A | #N/A | #N/A | #N/A | #N/A | #N/A | #N/A | #N/A | #N/A | #N/A | #N/A | #N/A | #N/A
[34 empty] | 291 | #N/A | #N/A | #N/A | #N/A | #N/A | #N/A | #N/A | #N/A | #N/A | #N/A | #N/A | #N/A | #N/A | #N/A | #N/A | [7 empty] | 291 | #N/A | #N/A | #N/A | #N/A | #N/A | #N/A | #N/A | #N/A | #N/A | #N/A | #N/A | #N/A | #N/A | #N/A | #N/A
[34 empty] | 291 | #N/A | #N/A | #N/A | #N/A | #N/A | #N/A | #N/A | #N/A | #N/A | #N/A | #N/A | #N/A | #N/A | #N/A | #N/A | [7 empty] | 291 | #N/A | #N/A | #N/A | #N/A | #N/A | #N/A | #N/A | #N/A | #N/A | #N/A | #N/A | #N/A | #N/A | #N/A | #N/A
[34 empty] | 292 | #N/A | #N/A | #N/A | #N/A | #N/A | #N/A | #N/A | #N/A | #N/A | #N/A | #N/A | #N/A | #N/A | #N/A | #N/A | [7 empty] | 292 | #N/A | #N/A | #N/A | #N/A | #N/A | #N/A | #N/A | #N/A | #N/A | #N/A | #N/A | #N/A | #N/A | #N/A | #N/A
[34 empty] | 292 | #N/A | #N/A | #N/A | #N/A | #N/A | #N/A | #N/A | #N/A | #N/A | #N/A | #N/A | #N/A | #N/A | #N/A | #N/A | [7 empty] | 292 | #N/A | #N/A | #N/A | #N/A | #N/A | #N/A | #N/A | #N/A | #N/A | #N/A | #N/A | #N/A | #N/A | #N/A | #N/A
[34 empty] | 293 | #N/A | #N/A | #N/A | #N/A | #N/A | #N/A | #N/A | #N/A | #N/A | #N/A | #N/A | #N/A | #N/A | #N/A | #N/A | [7 empty] | 293 | #N/A | #N/A | #N/A | #N/A | #N/A | #N/A | #N/A | #N/A | #N/A | #N/A | #N/A | #N/A | #N/A | #N/A | #N/A
[34 empty] | 293 | #N/A | #N/A | #N/A | #N/A | #N/A | #N/A | #N/A | #N/A | #N/A | #N/A | #N/A | #N/A | #N/A | #N/A | #N/A | [7 empty] | 293 | #N/A | #N/A | #N/A | #N/A | #N/A | #N/A | #N/A | #N/A | #N/A | #N/A | #N/A | #N/A | #N/A | #N/A | #N/A
[34 empty] | 294 | #N/A | #N/A | #N/A | #N/A | #N/A | #N/A | #N/A | #N/A | #N/A | #N/A | #N/A | #N/A | #N/A | #N/A | #N/A | [7 empty] | 294 | #N/A | #N/A | #N/A | #N/A | #N/A | #N/A | #N/A | #N/A | #N/A | #N/A | #N/A | #N/A | #N/A | #N/A | #N/A
[34 empty] | 294 | #N/A | #N/A | #N/A | #N/A | #N/A | #N/A | #N/A | #N/A | #N/A | #N/A | #N/A | #N/A | #N/A | #N/A | #N/A | [7 empty] | 294 | #N/A | #N/A | #N/A | #N/A | #N/A | #N/A | #N/A | #N/A | #N/A | #N/A | #N/A | #N/A | #N/A | #N/A | #N/A
[34 empty] | 295 | #N/A | #N/A | #N/A | #N/A | #N/A | #N/A | #N/A | #N/A | #N/A | #N/A | #N/A | #N/A | #N/A | #N/A | #N/A | [7 empty] | 295 | #N/A | #N/A | #N/A | #N/A | #N/A | #N/A | #N/A | #N/A | #N/A | #N/A | #N/A | #N/A | #N/A | #N/A | #N/A
[34 empty] | 295 | #N/A | #N/A | #N/A | #N/A | #N/A | #N/A | #N/A | #N/A | #N/A | #N/A | #N/A | #N/A | #N/A | #N/A | #N/A | [7 empty] | 295 | #N/A | #N/A | #N/A | #N/A | #N/A | #N/A | #N/A | #N/A | #N/A | #N/A | #N/A | #N/A | #N/A | #N/A | #N/A
[34 empty] | 296 | #N/A | #N/A | #N/A | #N/A | #N/A | #N/A | #N/A | #N/A | #N/A | #N/A | #N/A | #N/A | #N/A | #N/A | #N/A | [7 empty] | 296 | #N/A | #N/A | #N/A | #N/A | #N/A | #N/A | #N/A | #N/A | #N/A | #N/A | #N/A | #N/A | #N/A | #N/A | #N/A
[34 empty] | 296 | #N/A | #N/A | #N/A | #N/A | #N/A | #N/A | #N/A | #N/A | #N/A | #N/A | #N/A | #N/A | #N/A | #N/A | #N/A | [7 empty] | 296 | #N/A | #N/A | #N/A | #N/A | #N/A | #N/A | #N/A | #N/A | #N/A | #N/A | #N/A | #N/A | #N/A | #N/A | #N/A
[34 empty] | 297 | #N/A | #N/A | #N/A | #N/A | #N/A | #N/A | #N/A | #N/A | #N/A | #N/A | #N/A | #N/A | #N/A | #N/A | #N/A | [7 empty] | 297 | #N/A | #N/A | #N/A | #N/A | #N/A | #N/A | #N/A | #N/A | #N/A | #N/A | #N/A | #N/A | #N/A | #N/A | #N/A
[34 empty] | 297 | #N/A | #N/A | #N/A | #N/A | #N/A | #N/A | #N/A | #N/A | #N/A | #N/A | #N/A | #N/A | #N/A | #N/A | #N/A | [7 empty] | 297 | #N/A | #N/A | #N/A | #N/A | #N/A | #N/A | #N/A | #N/A | #N/A | #N/A | #N/A | #N/A | #N/A | #N/A | #N/A
[34 empty] | 298 | #N/A | #N/A | #N/A | #N/A | #N/A | #N/A | #N/A | #N/A | #N/A | #N/A | #N/A | #N/A | #N/A | #N/A | #N/A | [7 empty] | 298 | #N/A | #N/A | #N/A | #N/A | #N/A | #N/A | #N/A | #N/A | #N/A | #N/A | #N/A | #N/A | #N/A | #N/A | #N/A
[34 empty] | 298 | #N/A | #N/A | #N/A | #N/A | #N/A | #N/A | #N/A | #N/A | #N/A | #N/A | #N/A | #N/A | #N/A | #N/A | #N/A | [7 empty] | 298 | #N/A | #N/A | #N/A | #N/A | #N/A | #N/A | #N/A | #N/A | #N/A | #N/A | #N/A | #N/A | #N/A | #N/A | #N/A
[34 empty] | 299 | #N/A | #N/A | #N/A | #N/A | #N/A | #N/A | #N/A | #N/A | #N/A | #N/A | #N/A | #N/A | #N/A | #N/A | #N/A | [7 empty] | 299 | #N/A | #N/A | #N/A | #N/A | #N/A | #N/A | #N/A | #N/A | #N/A | #N/A | #N/A | #N/A | #N/A | #N/A | #N/A
[34 empty] | 299 | #N/A | #N/A | #N/A | #N/A | #N/A | #N/A | #N/A | #N/A | #N/A | #N/A | #N/A | #N/A | #N/A | #N/A | #N/A | [7 empty] | 299 | #N/A | #N/A | #N/A | #N/A | #N/A | #N/A | #N/A | #N/A | #N/A | #N/A | #N/A | #N/A | #N/A | #N/A | #N/A
[34 empty] | 300 | #N/A | #N/A | #N/A | #N/A | #N/A | #N/A | #N/A | #N/A | #N/A | #N/A | #N/A | #N/A | #N/A | #N/A | #N/A | [7 empty] | 300 | #N/A | #N/A | #N/A | #N/A | #N/A | #N/A | #N/A | #N/A | #N/A | #N/A | #N/A | #N/A | #N/A | #N/A | #N/A
[34 empty] | 300 | #N/A | #N/A | #N/A | #N/A | #N/A | #N/A | #N/A | #N/A | #N/A | #N/A | #N/A | #N/A | #N/A | #N/A | #N/A | [7 empty] | 300 | #N/A | #N/A | #N/A | #N/A | #N/A | #N/A | #N/A | #N/A | #N/A | #N/A | #N/A | #N/A | #N/A | #N/A | #N/A
[34 empty] | 301 | #N/A | #N/A | #N/A | #N/A | #N/A | #N/A | #N/A | #N/A | #N/A | #N/A | #N/A | #N/A | #N/A | #N/A | #N/A | [7 empty] | 301 | #N/A | #N/A | #N/A | #N/A | #N/A | #N/A | #N/A | #N/A | #N/A | #N/A | #N/A | #N/A | #N/A | #N/A | #N/A
[34 empty] | 301 | #N/A | #N/A | #N/A | #N/A | #N/A | #N/A | #N/A | #N/A | #N/A | #N/A | #N/A | #N/A | #N/A | #N/A | #N/A | [7 empty] | 301 | #N/A | #N/A | #N/A | #N/A | #N/A | #N/A | #N/A | #N/A | #N/A | #N/A | #N/A | #N/A | #N/A | #N/A | #N/A
[34 empty] | 302 | #N/A | #N/A | #N/A | #N/A | #N/A | #N/A | #N/A | #N/A | #N/A | #N/A | #N/A | #N/A | #N/A | #N/A | #N/A | [7 empty] | 302 | #N/A | #N/A | #N/A | #N/A | #N/A | #N/A | #N/A | #N/A | #N/A | #N/A | #N/A | #N/A | #N/A | #N/A | #N/A
[34 empty] | 302 | #N/A | #N/A | #N/A | #N/A | #N/A | #N/A | #N/A | #N/A | #N/A | #N/A | #N/A | #N/A | #N/A | #N/A | #N/A | [7 empty] | 302 | #N/A | #N/A | #N/A | #N/A | #N/A | #N/A | #N/A | #N/A | #N/A | #N/A | #N/A | #N/A | #N/A | #N/A | #N/A
[34 empty] | 303 | #N/A | #N/A | #N/A | #N/A | #N/A | #N/A | #N/A | #N/A | #N/A | #N/A | #N/A | #N/A | #N/A | #N/A | #N/A | [7 empty] | 303 | #N/A | #N/A | #N/A | #N/A | #N/A | #N/A | #N/A | #N/A | #N/A | #N/A | #N/A | #N/A | #N/A | #N/A | #N/A
[34 empty] | 303 | #N/A | #N/A | #N/A | #N/A | #N/A | #N/A | #N/A | #N/A | #N/A | #N/A | #N/A | #N/A | #N/A | #N/A | #N/A | [7 empty] | 303 | #N/A | #N/A | #N/A | #N/A | #N/A | #N/A | #N/A | #N/A | #N/A | #N/A | #N/A | #N/A | #N/A | #N/A | #N/A
[34 empty] | 304 | #N/A | #N/A | #N/A | #N/A | #N/A | #N/A | #N/A | #N/A | #N/A | #N/A | #N/A | #N/A | #N/A | #N/A | #N/A | [7 empty] | 304 | #N/A | #N/A | #N/A | #N/A | #N/A | #N/A | #N/A | #N/A | #N/A | #N/A | #N/A | #N/A | #N/A | #N/A | #N/A
[34 empty] | 304 | #N/A | #N/A | #N/A | #N/A | #N/A | #N/A | #N/A | #N/A | #N/A | #N/A | #N/A | #N/A | #N/A | #N/A | #N/A | [7 empty] | 304 | #N/A | #N/A | #N/A | #N/A | #N/A | #N/A | #N/A | #N/A | #N/A | #N/A | #N/A | #N/A | #N/A | #N/A | #N/A
[34 empty] | 305 | #N/A | #N/A | #N/A | #N/A | #N/A | #N/A | #N/A | #N/A | #N/A | #N/A | #N/A | #N/A | #N/A | #N/A | #N/A | [7 empty] | 305 | #N/A | #N/A | #N/A | #N/A | #N/A | #N/A | #N/A | #N/A | #N/A | #N/A | #N/A | #N/A | #N/A | #N/A | #N/A
[34 empty] | 305 | #N/A | #N/A | #N/A | #N/A | #N/A | #N/A | #N/A | #N/A | #N/A | #N/A | #N/A | #N/A | #N/A | #N/A | #N/A | [7 empty] | 305 | #N/A | #N/A | #N/A | #N/A | #N/A | #N/A | #N/A | #N/A | #N/A | #N/A | #N/A | #N/A | #N/A | #N/A | #N/A
[34 empty] | 306 | #N/A | #N/A | #N/A | #N/A | #N/A | #N/A | #N/A | #N/A | #N/A | #N/A | #N/A | #N/A | #N/A | #N/A | #N/A | [7 empty] | 306 | #N/A | #N/A | #N/A | #N/A | #N/A | #N/A | #N/A | #N/A | #N/A | #N/A | #N/A | #N/A | #N/A | #N/A | #N/A
[34 empty] | 306 | #N/A | #N/A | #N/A | #N/A | #N/A | #N/A | #N/A | #N/A | #N/A | #N/A | #N/A | #N/A | #N/A | #N/A | #N/A | [7 empty] | 306 | #N/A | #N/A | #N/A | #N/A | #N/A | #N/A | #N/A | #N/A | #N/A | #N/A | #N/A | #N/A | #N/A | #N/A | #N/A
[34 empty] | 307 | #N/A | #N/A | #N/A | #N/A | #N/A | #N/A | #N/A | #N/A | #N/A | #N/A | #N/A | #N/A | #N/A | #N/A | #N/A | [7 empty] | 307 | #N/A | #N/A | #N/A | #N/A | #N/A | #N/A | #N/A | #N/A | #N/A | #N/A | #N/A | #N/A | #N/A | #N/A | #N/A
[34 empty] | 307 | #N/A | #N/A | #N/A | #N/A | #N/A | #N/A | #N/A | #N/A | #N/A | #N/A | #N/A | #N/A | #N/A | #N/A | #N/A | [7 empty] | 307 | #N/A | #N/A | #N/A | #N/A | #N/A | #N/A | #N/A | #N/A | #N/A | #N/A | #N/A | #N/A | #N/A | #N/A | #N/A
[34 empty] | 308 | #N/A | #N/A | #N/A | #N/A | #N/A | #N/A | #N/A | #N/A | #N/A | #N/A | #N/A | #N/A | #N/A | #N/A | #N/A | [7 empty] | 308 | #N/A | #N/A | #N/A | #N/A | #N/A | #N/A | #N/A | #N/A | #N/A | #N/A | #N/A | #N/A | #N/A | #N/A | #N/A
[34 empty] | 308 | #N/A | #N/A | #N/A | #N/A | #N/A | #N/A | #N/A | #N/A | #N/A | #N/A | #N/A | #N/A | #N/A | #N/A | #N/A | [7 empty] | 308 | #N/A | #N/A | #N/A | #N/A | #N/A | #N/A | #N/A | #N/A | #N/A | #N/A | #N/A | #N/A | #N/A | #N/A | #N/A
[34 empty] | 309 | #N/A | #N/A | #N/A | #N/A | #N/A | #N/A | #N/A | #N/A | #N/A | #N/A | #N/A | #N/A | #N/A | #N/A | #N/A | [7 empty] | 309 | #N/A | #N/A | #N/A | #N/A | #N/A | #N/A | #N/A | #N/A | #N/A | #N/A | #N/A | #N/A | #N/A | #N/A | #N/A
[34 empty] | 309 | #N/A | #N/A | #N/A | #N/A | #N/A | #N/A | #N/A | #N/A | #N/A | #N/A | #N/A | #N/A | #N/A | #N/A | #N/A | [7 empty] | 309 | #N/A | #N/A | #N/A | #N/A | #N/A | #N/A | #N/A | #N/A | #N/A | #N/A | #N/A | #N/A | #N/A | #N/A | #N/A
[34 empty] | 310 | #N/A | #N/A | #N/A | #N/A | #N/A | #N/A | #N/A | #N/A | #N/A | #N/A | #N/A | #N/A | #N/A | #N/A | #N/A | [7 empty] | 310 | #N/A | #N/A | #N/A | #N/A | #N/A | #N/A | #N/A | #N/A | #N/A | #N/A | #N/A | #N/A | #N/A | #N/A | #N/A
[34 empty] | 310 | #N/A | #N/A | #N/A | #N/A | #N/A | #N/A | #N/A | #N/A | #N/A | #N/A | #N/A | #N/A | #N/A | #N/A | #N/A | [7 empty] | 310 | #N/A | #N/A | #N/A | #N/A | #N/A | #N/A | #N/A | #N/A | #N/A | #N/A | #N/A | #N/A | #N/A | #N/A | #N/A
[34 empty] | 311 | #N/A | #N/A | #N/A | #N/A | #N/A | #N/A | #N/A | #N/A | #N/A | #N/A | #N/A | #N/A | #N/A | #N/A | #N/A | [7 empty] | 311 | #N/A | #N/A | #N/A | #N/A | #N/A | #N/A | #N/A | #N/A | #N/A | #N/A | #N/A | #N/A | #N/A | #N/A | #N/A
[34 empty] | 311 | #N/A | #N/A | #N/A | #N/A | #N/A | #N/A | #N/A | #N/A | #N/A | #N/A | #N/A | #N/A | #N/A | #N/A | #N/A | [7 empty] | 311 | #N/A | #N/A | #N/A | #N/A | #N/A | #N/A | #N/A | #N/A | #N/A | #N/A | #N/A | #N/A | #N/A | #N/A | #N/A
[34 empty] | 312 | #N/A | #N/A | #N/A | #N/A | #N/A | #N/A | #N/A | #N/A | #N/A | #N/A | #N/A | #N/A | #N/A | #N/A | #N/A | [7 empty] | 312 | #N/A | #N/A | #N/A | #N/A | #N/A | #N/A | #N/A | #N/A | #N/A | #N/A | #N/A | #N/A | #N/A | #N/A | #N/A
[34 empty] | 312 | #N/A | #N/A | #N/A | #N/A | #N/A | #N/A | #N/A | #N/A | #N/A | #N/A | #N/A | #N/A | #N/A | #N/A | #N/A | [7 empty] | 312 | #N/A | #N/A | #N/A | #N/A | #N/A | #N/A | #N/A | #N/A | #N/A | #N/A | #N/A | #N/A | #N/A | #N/A | #N/A
[34 empty] | 313 | #N/A | #N/A | #N/A | #N/A | #N/A | #N/A | #N/A | #N/A | #N/A | #N/A | #N/A | #N/A | #N/A | #N/A | #N/A | [7 empty] | 313 | #N/A | #N/A | #N/A | #N/A | #N/A | #N/A | #N/A | #N/A | #N/A | #N/A | #N/A | #N/A | #N/A | #N/A | #N/A
[34 empty] | 313 | #N/A | #N/A | #N/A | #N/A | #N/A | #N/A | #N/A | #N/A | #N/A | #N/A | #N/A | #N/A | #N/A | #N/A | #N/A | [7 empty] | 313 | #N/A | #N/A | #N/A | #N/A | #N/A | #N/A | #N/A | #N/A | #N/A | #N/A | #N/A | #N/A | #N/A | #N/A | #N/A
[34 empty] | 314 | #N/A | #N/A | #N/A | #N/A | #N/A | #N/A | #N/A | #N/A | #N/A | #N/A | #N/A | #N/A | #N/A | #N/A | #N/A | [7 empty] | 314 | #N/A | #N/A | #N/A | #N/A | #N/A | #N/A | #N/A | #N/A | #N/A | #N/A | #N/A | #N/A | #N/A | #N/A | #N/A
[34 empty] | 314 | #N/A | #N/A | #N/A | #N/A | #N/A | #N/A | #N/A | #N/A | #N/A | #N/A | #N/A | #N/A | #N/A | #N/A | #N/A | [7 empty] | 314 | #N/A | #N/A | #N/A | #N/A | #N/A | #N/A | #N/A | #N/A | #N/A | #N/A | #N/A | #N/A | #N/A | #N/A | #N/A
[34 empty] | 315 | #N/A | #N/A | #N/A | #N/A | #N/A | #N/A | #N/A | #N/A | #N/A | #N/A | #N/A | #N/A | #N/A | #N/A | #N/A | [7 empty] | 315 | #N/A | #N/A | #N/A | #N/A | #N/A | #N/A | #N/A | #N/A | #N/A | #N/A | #N/A | #N/A | #N/A | #N/A | #N/A
[34 empty] | 315 | #N/A | #N/A | #N/A | #N/A | #N/A | #N/A | #N/A | #N/A | #N/A | #N/A | #N/A | #N/A | #N/A | #N/A | #N/A | [7 empty] | 315 | #N/A | #N/A | #N/A | #N/A | #N/A | #N/A | #N/A | #N/A | #N/A | #N/A | #N/A | #N/A | #N/A | #N/A | #N/A
[34 empty] | 316 | #N/A | #N/A | #N/A | #N/A | #N/A | #N/A | #N/A | #N/A | #N/A | #N/A | #N/A | #N/A | #N/A | #N/A | #N/A | [7 empty] | 316 | #N/A | #N/A | #N/A | #N/A | #N/A | #N/A | #N/A | #N/A | #N/A | #N/A | #N/A | #N/A | #N/A | #N/A | #N/A
[34 empty] | 316 | #N/A | #N/A | #N/A | #N/A | #N/A | #N/A | #N/A | #N/A | #N/A | #N/A | #N/A | #N/A | #N/A | #N/A | #N/A | [7 empty] | 316 | #N/A | #N/A | #N/A | #N/A | #N/A | #N/A | #N/A | #N/A | #N/A | #N/A | #N/A | #N/A | #N/A | #N/A | #N/A
[34 empty] | 317 | #N/A | #N/A | #N/A | #N/A | #N/A | #N/A | #N/A | #N/A | #N/A | #N/A | #N/A | #N/A | #N/A | #N/A | #N/A | [7 empty] | 317 | #N/A | #N/A | #N/A | #N/A | #N/A | #N/A | #N/A | #N/A | #N/A | #N/A | #N/A | #N/A | #N/A | #N/A | #N/A
[34 empty] | 317 | #N/A | #N/A | #N/A | #N/A | #N/A | #N/A | #N/A | #N/A | #N/A | #N/A | #N/A | #N/A | #N/A | #N/A | #N/A | [7 empty] | 317 | #N/A | #N/A | #N/A | #N/A | #N/A | #N/A | #N/A | #N/A | #N/A | #N/A | #N/A | #N/A | #N/A | #N/A | #N/A
[34 empty] | 318 | #N/A | #N/A | #N/A | #N/A | #N/A | #N/A | #N/A | #N/A | #N/A | #N/A | #N/A | #N/A | #N/A | #N/A | #N/A | [7 empty] | 318 | #N/A | #N/A | #N/A | #N/A | #N/A | #N/A | #N/A | #N/A | #N/A | #N/A | #N/A | #N/A | #N/A | #N/A | #N/A
[34 empty] | 318 | #N/A | #N/A | #N/A | #N/A | #N/A | #N/A | #N/A | #N/A | #N/A | #N/A | #N/A | #N/A | #N/A | #N/A | #N/A | [7 empty] | 318 | #N/A | #N/A | #N/A | #N/A | #N/A | #N/A | #N/A | #N/A | #N/A | #N/A | #N/A | #N/A | #N/A | #N/A | #N/A
[34 empty] | 319 | #N/A | #N/A | #N/A | #N/A | #N/A | #N/A | #N/A | #N/A | #N/A | #N/A | #N/A | #N/A | #N/A | #N/A | #N/A | [7 empty] | 319 | #N/A | #N/A | #N/A | #N/A | #N/A | #N/A | #N/A | #N/A | #N/A | #N/A | #N/A | #N/A | #N/A | #N/A | #N/A
[34 empty] | 319 | #N/A | #N/A | #N/A | #N/A | #N/A | #N/A | #N/A | #N/A | #N/A | #N/A | #N/A | #N/A | #N/A | #N/A | #N/A | [7 empty] | 319 | #N/A | #N/A | #N/A | #N/A | #N/A | #N/A | #N/A | #N/A | #N/A | #N/A | #N/A | #N/A | #N/A | #N/A | #N/A
[34 empty] | 320 | #N/A | #N/A | #N/A | #N/A | #N/A | #N/A | #N/A | #N/A | #N/A | #N/A | #N/A | #N/A | #N/A | #N/A | #N/A | [7 empty] | 320 | #N/A | #N/A | #N/A | #N/A | #N/A | #N/A | #N/A | #N/A | #N/A | #N/A | #N/A | #N/A | #N/A | #N/A | #N/A
[34 empty] | 320 | #N/A | #N/A | #N/A | #N/A | #N/A | #N/A | #N/A | #N/A | #N/A | #N/A | #N/A | #N/A | #N/A | #N/A | #N/A | [7 empty] | 320 | #N/A | #N/A | #N/A | #N/A | #N/A | #N/A | #N/A | #N/A | #N/A | #N/A | #N/A | #N/A | #N/A | #N/A | #N/A
[34 empty] | 321 | #N/A | #N/A | #N/A | #N/A | #N/A | #N/A | #N/A | #N/A | #N/A | #N/A | #N/A | #N/A | #N/A | #N/A | #N/A | [7 empty] | 321 | #N/A | #N/A | #N/A | #N/A | #N/A | #N/A | #N/A | #N/A | #N/A | #N/A | #N/A | #N/A | #N/A | #N/A | #N/A
[34 empty] | 321 | #N/A | #N/A | #N/A | #N/A | #N/A | #N/A | #N/A | #N/A | #N/A | #N/A | #N/A | #N/A | #N/A | #N/A | #N/A | [7 empty] | 321 | #N/A | #N/A | #N/A | #N/A | #N/A | #N/A | #N/A | #N/A | #N/A | #N/A | #N/A | #N/A | #N/A | #N/A | #N/A
[34 empty] | 322 | #N/A | #N/A | #N/A | #N/A | #N/A | #N/A | #N/A | #N/A | #N/A | #N/A | #N/A | #N/A | #N/A | #N/A | #N/A | [7 empty] | 322 | #N/A | #N/A | #N/A | #N/A | #N/A | #N/A | #N/A | #N/A | #N/A | #N/A | #N/A | #N/A | #N/A | #N/A | #N/A
[34 empty] | 322 | #N/A | #N/A | #N/A | #N/A | #N/A | #N/A | #N/A | #N/A | #N/A | #N/A | #N/A | #N/A | #N/A | #N/A | #N/A | [7 empty] | 322 | #N/A | #N/A | #N/A | #N/A | #N/A | #N/A | #N/A | #N/A | #N/A | #N/A | #N/A | #N/A | #N/A | #N/A | #N/A
[34 empty] | 323 | #N/A | #N/A | #N/A | #N/A | #N/A | #N/A | #N/A | #N/A | #N/A | #N/A | #N/A | #N/A | #N/A | #N/A | #N/A | [7 empty] | 323 | #N/A | #N/A | #N/A | #N/A | #N/A | #N/A | #N/A | #N/A | #N/A | #N/A | #N/A | #N/A | #N/A | #N/A | #N/A
[34 empty] | 323 | #N/A | #N/A | #N/A | #N/A | #N/A | #N/A | #N/A | #N/A | #N/A | #N/A | #N/A | #N/A | #N/A | #N/A | #N/A | [7 empty] | 323 | #N/A | #N/A | #N/A | #N/A | #N/A | #N/A | #N/A | #N/A | #N/A | #N/A | #N/A | #N/A | #N/A | #N/A | #N/A
[34 empty] | 324 | #N/A | #N/A | #N/A | #N/A | #N/A | #N/A | #N/A | #N/A | #N/A | #N/A | #N/A | #N/A | #N/A | #N/A | #N/A | [7 empty] | 324 | #N/A | #N/A | #N/A | #N/A | #N/A | #N/A | #N/A | #N/A | #N/A | #N/A | #N/A | #N/A | #N/A | #N/A | #N/A
[34 empty] | 324 | #N/A | #N/A | #N/A | #N/A | #N/A | #N/A | #N/A | #N/A | #N/A | #N/A | #N/A | #N/A | #N/A | #N/A | #N/A | [7 empty] | 324 | #N/A | #N/A | #N/A | #N/A | #N/A | #N/A | #N/A | #N/A | #N/A | #N/A | #N/A | #N/A | #N/A | #N/A | #N/A
[34 empty] | 325 | #N/A | #N/A | #N/A | #N/A | #N/A | #N/A | #N/A | #N/A | #N/A | #N/A | #N/A | #N/A | #N/A | #N/A | #N/A | [7 empty] | 325 | #N/A | #N/A | #N/A | #N/A | #N/A | #N/A | #N/A | #N/A | #N/A | #N/A | #N/A | #N/A | #N/A | #N/A | #N/A
[34 empty] | 325 | #N/A | #N/A | #N/A | #N/A | #N/A | #N/A | #N/A | #N/A | #N/A | #N/A | #N/A | #N/A | #N/A | #N/A | #N/A | [7 empty] | 325 | #N/A | #N/A | #N/A | #N/A | #N/A | #N/A | #N/A | #N/A | #N/A | #N/A | #N/A | #N/A | #N/A | #N/A | #N/A
[34 empty] | 326 | #N/A | #N/A | #N/A | #N/A | #N/A | #N/A | #N/A | #N/A | #N/A | #N/A | #N/A | #N/A | #N/A | #N/A | #N/A | [7 empty] | 326 | #N/A | #N/A | #N/A | #N/A | #N/A | #N/A | #N/A | #N/A | #N/A | #N/A | #N/A | #N/A | #N/A | #N/A | #N/A
[34 empty] | 326 | #N/A | #N/A | #N/A | #N/A | #N/A | #N/A | #N/A | #N/A | #N/A | #N/A | #N/A | #N/A | #N/A | #N/A | #N/A | [7 empty] | 326 | #N/A | #N/A | #N/A | #N/A | #N/A | #N/A | #N/A | #N/A | #N/A | #N/A | #N/A | #N/A | #N/A | #N/A | #N/A
[34 empty] | 327 | #N/A | #N/A | #N/A | #N/A | #N/A | #N/A | #N/A | #N/A | #N/A | #N/A | #N/A | #N/A | #N/A | #N/A | #N/A | [7 empty] | 327 | #N/A | #N/A | #N/A | #N/A | #N/A | #N/A | #N/A | #N/A | #N/A | #N/A | #N/A | #N/A | #N/A | #N/A | #N/A
[34 empty] | 327 | #N/A | #N/A | #N/A | #N/A | #N/A | #N/A | #N/A | #N/A | #N/A | #N/A | #N/A | #N/A | #N/A | #N/A | #N/A | [7 empty] | 327 | #N/A | #N/A | #N/A | #N/A | #N/A | #N/A | #N/A | #N/A | #N/A | #N/A | #N/A | #N/A | #N/A | #N/A | #N/A
[34 empty] | 328 | #N/A | #N/A | #N/A | #N/A | #N/A | #N/A | #N/A | #N/A | #N/A | #N/A | #N/A | #N/A | #N/A | #N/A | #N/A | [7 empty] | 328 | #N/A | #N/A | #N/A | #N/A | #N/A | #N/A | #N/A | #N/A | #N/A | #N/A | #N/A | #N/A | #N/A | #N/A | #N/A
[34 empty] | 328 | #N/A | #N/A | #N/A | #N/A | #N/A | #N/A | #N/A | #N/A | #N/A | #N/A | #N/A | #N/A | #N/A | #N/A | #N/A | [7 empty] | 328 | #N/A | #N/A | #N/A | #N/A | #N/A | #N/A | #N/A | #N/A | #N/A | #N/A | #N/A | #N/A | #N/A | #N/A | #N/A
[34 empty] | 329 | #N/A | #N/A | #N/A | #N/A | #N/A | #N/A | #N/A | #N/A | #N/A | #N/A | #N/A | #N/A | #N/A | #N/A | #N/A | [7 empty] | 329 | #N/A | #N/A | #N/A | #N/A | #N/A | #N/A | #N/A | #N/A | #N/A | #N/A | #N/A | #N/A | #N/A | #N/A | #N/A
[34 empty] | 329 | #N/A | #N/A | #N/A | #N/A | #N/A | #N/A | #N/A | #N/A | #N/A | #N/A | #N/A | #N/A | #N/A | #N/A | #N/A | [7 empty] | 329 | #N/A | #N/A | #N/A | #N/A | #N/A | #N/A | #N/A | #N/A | #N/A | #N/A | #N/A | #N/A | #N/A | #N/A | #N/A
[34 empty] | 330 | #N/A | #N/A | #N/A | #N/A | #N/A | #N/A | #N/A | #N/A | #N/A | #N/A | #N/A | #N/A | #N/A | #N/A | #N/A | [7 empty] | 330 | #N/A | #N/A | #N/A | #N/A | #N/A | #N/A | #N/A | #N/A | #N/A | #N/A | #N/A | #N/A | #N/A | #N/A | #N/A
[34 empty] | 330 | #N/A | #N/A | #N/A | #N/A | #N/A | #N/A | #N/A | #N/A | #N/A | #N/A | #N/A | #N/A | #N/A | #N/A | #N/A | [7 empty] | 330 | #N/A | #N/A | #N/A | #N/A | #N/A | #N/A | #N/A | #N/A | #N/A | #N/A | #N/A | #N/A | #N/A | #N/A | #N/A
[34 empty] | 331 | #N/A | #N/A | #N/A | #N/A | #N/A | #N/A | #N/A | #N/A | #N/A | #N/A | #N/A | #N/A | #N/A | #N/A | #N/A | [7 empty] | 331 | #N/A | #N/A | #N/A | #N/A | #N/A | #N/A | #N/A | #N/A | #N/A | #N/A | #N/A | #N/A | #N/A | #N/A | #N/A
Note on C45: Display only those zones that have greater than or equal to this number of project opportunity areas within 10 km of surface freshwater. If set to 0, then all zones will be displayed.

## Wind_Data_Calc
Change PV, CSP co-location fields
List used for criteria in Scoring criteria worksheet
Country | angola_wind | [21 empty] | SUM_zLCOEtotSub_chosen
SUM_zLCOEtotTrans_chosen
SUM_zLCOEgen_chosen
[20 empty] | capacityValueRatio_10percentPeakHours | capacityValueRatio_chosen3peakHours | capacityValueRatio_chosen3peakHours_multiyear | SUM_zSubCost
SUM_zTransCost
SUM_zRoadCost
[23 empty] | capacityValueRatio_chosen3peakHours | [79 empty] | '
[23 empty] | Max | 0.2183 | 0.18932 | 0.20983 | 0.2183 | 0 | 0 | 8.6466 | 0 | 3.2208 | 4.1169 | 0 | 0 | 12.6192 | 0 | 8.7264 | 129.487 | 132.6271 | 150.8327 | 0 | 157.2072 | 0 | [15 empty] | 0 | 1.15 | 1
[63 empty] | SUM_ScWater |  |  | SUM_zTransCost | SUM_zSubCost | SUM_zRoadCost | SUM_zLCOEgen_chosen | SUM_zLCOEtotTrans_chosen | SUM_zLCOEtotSub_chosen | capacityValueRatio_chosen3peakHours | [11 empty] | SUM_zLCOEtotSub_chosen |  |  |  |  | Based on | Zone ranking based on zone score | [6 empty] | Zone ranking based on total LCOE
[23 empty] | Min | 0.2183 | 0.18932 | 0.20983 | 0.2183 | 0 | 0 | 8.6466 | 0 | 3.2208 | 4.1169 | 0 | 0 | 12.6192 | 0 | 8.7264 | 129.487 | 132.6271 | 150.8327 | 0 | 157.2072 | 0 | [15 empty] | 0 | 1.15 | 1 | [21 empty] | SUM_zLCOEtotTrans_chosen | SUM_ElectGen_chosen |  |  |  | transmission line
|  | Number of Zones | 1
|  |  | 14 | [61 empty] | Weights | 0 | 0 | 0 | 0 | 0.3 | 0.3 | 0.1 | 0.15 | 0.1 | 0.05 | 0 | 0.05 | 0.05 | 0.05 | 0.05 | 0.05 | 0.05 | [22 empty] | Electricity Demand in 2030 |  |  | List of countries corresponding to worksheet names and scenario 2 resource thresholds in W/m2
|  | 3 | OBJECTID | GroupVal | SUM_InstalledCapacity | SUM_area_chosenClsI | SUM_area_chosenClsII | SUM_ElectGen_chosen | SUM_ScWater | SUM_area_chosenClsIII | SUM_ElectGen_clsII | FIRST_SUM_Area | GroupVal_1 | FREQUENCY | SUM_zNEAR_Trans | SUM_zNEAR_Sub | SUM_zNEAR_Road | SUM_zNEAR_wind | SUM_zNEAR_geothermal | SUM_zNEAR_allRE | SUM_zNEAR_Load | SUM_zNEAR_water | SUM_zRQ_Wm2 | SUM_zCF_chosen | SUM_zCF_ClsII | SUM_zCF_tTier | SUM_zCF_chosenClsIII | SUM_zCF_chosenClsII | SUM_zCF_chosenClsI | SUM_zSLOPE | SUM_zPOPDEN | SUM_zLULC | SUM_zHumanFootprint | SUM_zcoloc_PV | SUM_zcoloc_CSP | SUM_zTransCost | SUM_zSubCost | SUM_zRoadCost | SUM_zLCOEgen_chosen | SUM_zLCOEgen_clsII | SUM_zLCOEtotTrans_chosen | SUM_zLCOEtotSub_chosen | SUM_zLCOEtotTrans_clsII | SUM_zLCOEtotSub_clsII | SUM_zScSlope | SUM_zScPop | SUM_zScLULC | SUM_zScREloc | SUM_zScREloc_geo | SUM_zScREloc_all | SUM_zScColoc | SUM_zScLoad | SUM_zScRoad | SUM_zScSub | SUM_zScTrans | SUM_zScHumanFootprint | zoneIdentification | distance_nearest_3TierWindLocation_km | siteName | capacityValueRatio_10percentPeakHours | capacityValueRatio_chosen3peakHours | capacityValueRatio_chosen3peakHours_multiyear | Omit below threshold for # projects within 10km of water | Omit if 1 |  | SUM_zScTransCost | SUM_zScSubCost | SUM_zScRoadCost | SUM_zScLCOEgen | SUM_zScLCOEtotTrans | SUM_zScLCOEtotSub | SUM_zScCapVal | SUM_zScLoad | SUM_zScREloc | SUM_zScREloc_geo | SUM_zScREloc_all | SUM_zcoloc_PV | SUM_zcoloc_CSP | SUM_zScLULC | SUM_zScPop | SUM_zScSlope | SUM_zScHumanFootprint | Total Score with weights | Total LCOE | Annual Electricity Generation MWh (discounted) | Zone ID | GroupVal | Score Ranking | Total LCOE Ranking | Zone Rank | Zone ID | GroupVal | Total Score with weights | Total LCOE | Annual Electricity Generation MWh (discounted) | Cumulative Generation Potential (GWh) | Zone Rank | Zone ID | GroupVal | Total Score with weights | Total LCOE | Annual Electricity Generation MWh (discounted) | Cumulative Generation Potential (GWh) | GroupVal In ( | Country | demand2030 | number of zones | Country | wind | CSP | PV | wind | CSP | PV
|  |  | 1 | 1.1 | 43.3125 | 0 | 0 | 82828.5807 | 0 | 19.25 | 71829.6922 | 19.25 | 1.1 | 3 | 149347.1394 | 0 | 18331.3562 | 125467.67 | 0 | 125467.67 | 184206.1922 | 62930.5465 | 202.1949 | 0.2183 | 0.18932 | 0.20983 | 0.2183 | 0 | 0 | 8.6466 | 0 | 3.2208 | 4.1169 | 0 | 0 | 12.6192 | 0 | 8.7264 | 129.487 | 132.6271 | 150.8327 | 0 | 157.2072 | 0 | 0.56767 | 1 | 0.44481 | 0 | 0 | 0 | 0 | 0 | 0.81669 | 0 | 0 | 0.95883 | A | 0 | ao_1.1 | 0 | 1.15 | 1 | 0 | 0 |  | 1 | 0 | 1 | 1 | 1 | 0 | 1 | 1 | 1 | 0 | 1 | 0 | 0 | 0.44481 | 1 | 0.56767 | 0.95883 | 0.79857 | 150.8327 | 82828.5807 | A | 1.1 | 1 | 1 | 1 | A | 1.1 | 0.79857 | 150.8327 | 82828.5807 | 82.8286 | 1 | A | 1.1 | 0.79857 | 150.8327 | 82828.5807 | 82.8286 | '1.1' | angola | 20294 |  | units1 | Wind Power Density | Annual Average DNI | Annual Average GHI | Wind Speed | Annual Average DNI | Annual Average GHI | Wind resource conversion |  | RE Technologies for Colocation
|  |  | 0 | 0 | 0 | 0 | 0 | 0 | 0 | 0 | 0 | 0 | 0 | 0 | 0 | 0 | 0 | 0 | 0 | 0 | 0 | 0 | 0 | 0 | 0 | 0 | 0 | 0 | 0 | 0 | 0 | 0 | 0 | 0 | 0 | 0 | 0 | 0 | 0 | 0 | 0 | 0 | 0 | 0 | 0 | 0 | 0 | 0 | 0 | 0 | 0 | 0 | 0 | 0 | 0 | 0 | 0 | 0 | 0 | 0 | 0 | 0 | 0 | 0 |  | #DIV/0! | 0 | #DIV/0! | #DIV/0! | #DIV/0! | 0 | #DIV/0! | 0 | 0 | 0 | 0 | 0 | 0 | 0 | 0 | 0 | 0 | 0 | 0 | 0 | 0 | 0 |  |  | 2 | #N/A | #N/A | #N/A | #N/A | #N/A | #N/A | 2 | #N/A | #N/A | #N/A | #N/A | #N/A | #N/A | #N/A | botswana | 7730 | 23 | units2 | W/m2 | W/m2 | W/m2 | m/s | kWh/m2/day | kWh/m2/day | W/m2 | m/s | wind | PV | CSP
|  |  | 0 | 0 | 0 | 0 | 0 | 0 | 0 | 0 | 0 | 0 | 0 | 0 | 0 | 0 | 0 | 0 | 0 | 0 | 0 | 0 | 0 | 0 | 0 | 0 | 0 | 0 | 0 | 0 | 0 | 0 | 0 | 0 | 0 | 0 | 0 | 0 | 0 | 0 | 0 | 0 | 0 | 0 | 0 | 0 | 0 | 0 | 0 | 0 | 0 | 0 | 0 | 0 | 0 | 0 | 0 | 0 | 0 | 0 | 0 | 0 | 0 | 0 |  | #DIV/0! | 0 | #DIV/0! | #DIV/0! | #DIV/0! | 0 | #DIV/0! | 0 | 0 | 0 | 0 | 0 | 0 | 0 | 0 | 0 | 0 | 0 | 0 | 0 | 0 | 0 |  |  | 3 | #N/A | #N/A | #N/A | #N/A | #N/A | #N/A | 3 | #N/A | #N/A | #N/A | #N/A | #N/A | #N/A | #N/A | burundi | 622 |  | angola | 200 | 280 | 250 | 5.6 | 6.72 | 6 | 200 | 5.6 | PV | CSP | PV
|  |  | 0 | 0 | 0 | 0 | 0 | 0 | 0 | 0 | 0 | 0 | 0 | 0 | 0 | 0 | 0 | 0 | 0 | 0 | 0 | 0 | 0 | 0 | 0 | 0 | 0 | 0 | 0 | 0 | 0 | 0 | 0 | 0 | 0 | 0 | 0 | 0 | 0 | 0 | 0 | 0 | 0 | 0 | 0 | 0 | 0 | 0 | 0 | 0 | 0 | 0 | 0 | 0 | 0 | 0 | 0 | 0 | 0 | 0 | 0 | 0 | 0 | 0 |  | #DIV/0! | 0 | #DIV/0! | #DIV/0! | #DIV/0! | 0 | #DIV/0! | 0 | 0 | 0 | 0 | 0 | 0 | 0 | 0 | 0 | 0 | 0 | 0 | 0 | 0 | 0 |  |  | 4 | #N/A | #N/A | #N/A | #N/A | #N/A | #N/A | 4 | #N/A | #N/A | #N/A | #N/A | #N/A | #N/A | #N/A | drc | 21225 |  | botswana | 200 | 280 | 250 | 5.6 | 6.72 | 6 | 250 | 6 | CSP | wind | wind
|  |  | 0 | 0 | 0 | 0 | 0 | 0 | 0 | 0 | 0 | 0 | 0 | 0 | 0 | 0 | 0 | 0 | 0 | 0 | 0 | 0 | 0 | 0 | 0 | 0 | 0 | 0 | 0 | 0 | 0 | 0 | 0 | 0 | 0 | 0 | 0 | 0 | 0 | 0 | 0 | 0 | 0 | 0 | 0 | 0 | 0 | 0 | 0 | 0 | 0 | 0 | 0 | 0 | 0 | 0 | 0 | 0 | 0 | 0 | 0 | 0 | 0 | 0 |  | #DIV/0! | 0 | #DIV/0! | #DIV/0! | #DIV/0! | 0 | #DIV/0! | 0 | 0 | 0 | 0 | 0 | 0 | 0 | 0 | 0 | 0 | 0 | 0 | 0 | 0 | 0 |  |  | 5 | #N/A | #N/A | #N/A | #N/A | #N/A | #N/A | 5 | #N/A | #N/A | #N/A | #N/A | #N/A | #N/A | #N/A | djibouti | 764 |  | burundi | 200 | 260 | 230 | 5.6 | 6.24 | 5.52 | 300 | 6.4
|  |  | 0 | 0 | 0 | 0 | 0 | 0 | 0 | 0 | 0 | 0 | 0 | 0 | 0 | 0 | 0 | 0 | 0 | 0 | 0 | 0 | 0 | 0 | 0 | 0 | 0 | 0 | 0 | 0 | 0 | 0 | 0 | 0 | 0 | 0 | 0 | 0 | 0 | 0 | 0 | 0 | 0 | 0 | 0 | 0 | 0 | 0 | 0 | 0 | 0 | 0 | 0 | 0 | 0 | 0 | 0 | 0 | 0 | 0 | 0 | 0 | 0 | 0 |  | #DIV/0! | 0 | #DIV/0! | #DIV/0! | #DIV/0! | 0 | #DIV/0! | 0 | 0 | 0 | 0 | 0 | 0 | 0 | 0 | 0 | 0 | 0 | 0 | 0 | 0 | 0 |  |  | 6 | #N/A | #N/A | #N/A | #N/A | #N/A | #N/A | 6 | #N/A | #N/A | #N/A | #N/A | #N/A | #N/A | #N/A | egypt | 455525 |  | djibouti | 300 | 260 | 250 | 6.4 | 6.24 | 6 | 350 | 6.7
|  |  | 0 | 0 | 0 | 0 | 0 | 0 | 0 | 0 | 0 | 0 | 0 | 0 | 0 | 0 | 0 | 0 | 0 | 0 | 0 | 0 | 0 | 0 | 0 | 0 | 0 | 0 | 0 | 0 | 0 | 0 | 0 | 0 | 0 | 0 | 0 | 0 | 0 | 0 | 0 | 0 | 0 | 0 | 0 | 0 | 0 | 0 | 0 | 0 | 0 | 0 | 0 | 0 | 0 | 0 | 0 | 0 | 0 | 0 | 0 | 0 | 0 | 0 |  | #DIV/0! | 0 | #DIV/0! | #DIV/0! | #DIV/0! | 0 | #DIV/0! | 0 | 0 | 0 | 0 | 0 | 0 | 0 | 0 | 0 | 0 | 0 | 0 | 0 | 0 | 0 |  |  | 7 | #N/A | #N/A | #N/A | #N/A | #N/A | #N/A | 7 | #N/A | #N/A | #N/A | #N/A | #N/A | #N/A | #N/A | ethiopia | 21363 | 91 | drc | 200 | 260 | 210 | 5.6 | 6.24 | 5.04 | 400 | 7
|  |  | 0 | 0 | 0 | 0 | 0 | 0 | 0 | 0 | 0 | 0 | 0 | 0 | 0 | 0 | 0 | 0 | 0 | 0 | 0 | 0 | 0 | 0 | 0 | 0 | 0 | 0 | 0 | 0 | 0 | 0 | 0 | 0 | 0 | 0 | 0 | 0 | 0 | 0 | 0 | 0 | 0 | 0 | 0 | 0 | 0 | 0 | 0 | 0 | 0 | 0 | 0 | 0 | 0 | 0 | 0 | 0 | 0 | 0 | 0 | 0 | 0 | 0 |  | #DIV/0! | 0 | #DIV/0! | #DIV/0! | #DIV/0! | 0 | #DIV/0! | 0 | 0 | 0 | 0 | 0 | 0 | 0 | 0 | 0 | 0 | 0 | 0 | 0 | 0 | 0 |  |  | 8 | #N/A | #N/A | #N/A | #N/A | #N/A | #N/A | 8 | #N/A | #N/A | #N/A | #N/A | #N/A | #N/A | #N/A | kenya | 20646 | 123 | egypt | 200 | 270 | 230 | 5.6 | 6.48 | 5.52 | 450 | 7.3
|  |  | 0 | 0 | 0 | 0 | 0 | 0 | 0 | 0 | 0 | 0 | 0 | 0 | 0 | 0 | 0 | 0 | 0 | 0 | 0 | 0 | 0 | 0 | 0 | 0 | 0 | 0 | 0 | 0 | 0 | 0 | 0 | 0 | 0 | 0 | 0 | 0 | 0 | 0 | 0 | 0 | 0 | 0 | 0 | 0 | 0 | 0 | 0 | 0 | 0 | 0 | 0 | 0 | 0 | 0 | 0 | 0 | 0 | 0 | 0 | 0 | 0 | 0 |  | #DIV/0! | 0 | #DIV/0! | #DIV/0! | #DIV/0! | 0 | #DIV/0! | 0 | 0 | 0 | 0 | 0 | 0 | 0 | 0 | 0 | 0 | 0 | 0 | 0 | 0 | 0 |  |  | 9 | #N/A | #N/A | #N/A | #N/A | #N/A | #N/A | 9 | #N/A | #N/A | #N/A | #N/A | #N/A | #N/A | #N/A | lesotho | 1309 |  | ethiopia | 200 | 280 | 250 | 5.6 | 6.72 | 6 | 500 | 7.5
|  |  | 0 | 0 | 0 | 0 | 0 | 0 | 0 | 0 | 0 | 0 | 0 | 0 | 0 | 0 | 0 | 0 | 0 | 0 | 0 | 0 | 0 | 0 | 0 | 0 | 0 | 0 | 0 | 0 | 0 | 0 | 0 | 0 | 0 | 0 | 0 | 0 | 0 | 0 | 0 | 0 | 0 | 0 | 0 | 0 | 0 | 0 | 0 | 0 | 0 | 0 | 0 | 0 | 0 | 0 | 0 | 0 | 0 | 0 | 0 | 0 | 0 | 0 |  | #DIV/0! | 0 | #DIV/0! | #DIV/0! | #DIV/0! | 0 | #DIV/0! | 0 | 0 | 0 | 0 | 0 | 0 | 0 | 0 | 0 | 0 | 0 | 0 | 0 | 0 | 0 |  |  | 10 | #N/A | #N/A | #N/A | #N/A | #N/A | #N/A | 10 | #N/A | #N/A | #N/A | #N/A | #N/A | #N/A | #N/A | libya | 170000 |  | kenya | 250 | 270 | 250 | 6 | 6.48 | 6 | 550 | 7.8
|  |  | 0 | 0 | 0 | 0 | 0 | 0 | 0 | 0 | 0 | 0 | 0 | 0 | 0 | 0 | 0 | 0 | 0 | 0 | 0 | 0 | 0 | 0 | 0 | 0 | 0 | 0 | 0 | 0 | 0 | 0 | 0 | 0 | 0 | 0 | 0 | 0 | 0 | 0 | 0 | 0 | 0 | 0 | 0 | 0 | 0 | 0 | 0 | 0 | 0 | 0 | 0 | 0 | 0 | 0 | 0 | 0 | 0 | 0 | 0 | 0 | 0 | 0 |  | #DIV/0! | 0 | #DIV/0! | #DIV/0! | #DIV/0! | 0 | #DIV/0! | 0 | 0 | 0 | 0 | 0 | 0 | 0 | 0 | 0 | 0 | 0 | 0 | 0 | 0 | 0 |  |  | 11 | #N/A | #N/A | #N/A | #N/A | #N/A | #N/A | 11 | #N/A | #N/A | #N/A | #N/A | #N/A | #N/A | #N/A | malawi | 3667 | 22 | lesotho | 200 | 280 | 250 | 5.6 | 6.72 | 6 | 600 | 8
|  |  | 0 | 0 | 0 | 0 | 0 | 0 | 0 | 0 | 0 | 0 | 0 | 0 | 0 | 0 | 0 | 0 | 0 | 0 | 0 | 0 | 0 | 0 | 0 | 0 | 0 | 0 | 0 | 0 | 0 | 0 | 0 | 0 | 0 | 0 | 0 | 0 | 0 | 0 | 0 | 0 | 0 | 0 | 0 | 0 | 0 | 0 | 0 | 0 | 0 | 0 | 0 | 0 | 0 | 0 | 0 | 0 | 0 | 0 | 0 | 0 | 0 | 0 |  | #DIV/0! | 0 | #DIV/0! | #DIV/0! | #DIV/0! | 0 | #DIV/0! | 0 | 0 | 0 | 0 | 0 | 0 | 0 | 0 | 0 | 0 | 0 | 0 | 0 | 0 | 0 |  |  | 12 | #N/A | #N/A | #N/A | #N/A | #N/A | #N/A | 12 | #N/A | #N/A | #N/A | #N/A | #N/A | #N/A | #N/A | mozambique | 8840 | 60 | libya | 300 | 280 | 250 | 6.4 | 6.72 | 6
|  |  | 0 | 0 | 0 | 0 | 0 | 0 | 0 | 0 | 0 | 0 | 0 | 0 | 0 | 0 | 0 | 0 | 0 | 0 | 0 | 0 | 0 | 0 | 0 | 0 | 0 | 0 | 0 | 0 | 0 | 0 | 0 | 0 | 0 | 0 | 0 | 0 | 0 | 0 | 0 | 0 | 0 | 0 | 0 | 0 | 0 | 0 | 0 | 0 | 0 | 0 | 0 | 0 | 0 | 0 | 0 | 0 | 0 | 0 | 0 | 0 | 0 | 0 |  | #DIV/0! | 0 | #DIV/0! | #DIV/0! | #DIV/0! | 0 | #DIV/0! | 0 | 0 | 0 | 0 | 0 | 0 | 0 | 0 | 0 | 0 | 0 | 0 | 0 | 0 | 0 |  |  | 13 | #N/A | #N/A | #N/A | #N/A | #N/A | #N/A | 13 | #N/A | #N/A | #N/A | #N/A | #N/A | #N/A | #N/A | namibia | 5420 | 30 | malawi | 200 | 260 | 240 | 5.6 | 6.24 | 5.76
|  |  | 0 | 0 | 0 | 0 | 0 | 0 | 0 | 0 | 0 | 0 | 0 | 0 | 0 | 0 | 0 | 0 | 0 | 0 | 0 | 0 | 0 | 0 | 0 | 0 | 0 | 0 | 0 | 0 | 0 | 0 | 0 | 0 | 0 | 0 | 0 | 0 | 0 | 0 | 0 | 0 | 0 | 0 | 0 | 0 | 0 | 0 | 0 | 0 | 0 | 0 | 0 | 0 | 0 | 0 | 0 | 0 | 0 | 0 | 0 | 0 | 0 | 0 |  | #DIV/0! | 0 | #DIV/0! | #DIV/0! | #DIV/0! | 0 | #DIV/0! | 0 | 0 | 0 | 0 | 0 | 0 | 0 | 0 | 0 | 0 | 0 | 0 | 0 | 0 | 0 |  |  | 14 | #N/A | #N/A | #N/A | #N/A | #N/A | #N/A | 14 | #N/A | #N/A | #N/A | #N/A | #N/A | #N/A | #N/A | rwanda | 788 |  | mozambique | 200 | 260 | 230 | 5.6 | 6.24 | 5.52
|  |  | 0 | 0 | 0 | 0 | 0 | 0 | 0 | 0 | 0 | 0 | 0 | 0 | 0 | 0 | 0 | 0 | 0 | 0 | 0 | 0 | 0 | 0 | 0 | 0 | 0 | 0 | 0 | 0 | 0 | 0 | 0 | 0 | 0 | 0 | 0 | 0 | 0 | 0 | 0 | 0 | 0 | 0 | 0 | 0 | 0 | 0 | 0 | 0 | 0 | 0 | 0 | 0 | 0 | 0 | 0 | 0 | 0 | 0 | 0 | 0 | 0 | 0 |  | #DIV/0! | 0 | #DIV/0! | #DIV/0! | #DIV/0! | 0 | #DIV/0! | 0 | 0 | 0 | 0 | 0 | 0 | 0 | 0 | 0 | 0 | 0 | 0 | 0 | 0 | 0 |  |  | 15 | #N/A | #N/A | #N/A | #N/A | #N/A | #N/A | 15 | #N/A | #N/A | #N/A | #N/A | #N/A | #N/A | #N/A | southAfrica | 453069 | 182 | namibia | 200 | 280 | 250 | 5.6 | 6.72 | 6
|  |  | 0 | 0 | 0 | 0 | 0 | 0 | 0 | 0 | 0 | 0 | 0 | 0 | 0 | 0 | 0 | 0 | 0 | 0 | 0 | 0 | 0 | 0 | 0 | 0 | 0 | 0 | 0 | 0 | 0 | 0 | 0 | 0 | 0 | 0 | 0 | 0 | 0 | 0 | 0 | 0 | 0 | 0 | 0 | 0 | 0 | 0 | 0 | 0 | 0 | 0 | 0 | 0 | 0 | 0 | 0 | 0 | 0 | 0 | 0 | 0 | 0 | 0 |  | #DIV/0! | 0 | #DIV/0! | #DIV/0! | #DIV/0! | 0 | #DIV/0! | 0 | 0 | 0 | 0 | 0 | 0 | 0 | 0 | 0 | 0 | 0 | 0 | 0 | 0 | 0 |  |  | 16 | #N/A | #N/A | #N/A | #N/A | #N/A | #N/A | 16 | #N/A | #N/A | #N/A | #N/A | #N/A | #N/A | #N/A | sudan | 58754 |  | rwanda | 200 | 260 | 230 | 5.6 | 6.24 | 5.52
|  |  | 0 | 0 | 0 | 0 | 0 | 0 | 0 | 0 | 0 | 0 | 0 | 0 | 0 | 0 | 0 | 0 | 0 | 0 | 0 | 0 | 0 | 0 | 0 | 0 | 0 | 0 | 0 | 0 | 0 | 0 | 0 | 0 | 0 | 0 | 0 | 0 | 0 | 0 | 0 | 0 | 0 | 0 | 0 | 0 | 0 | 0 | 0 | 0 | 0 | 0 | 0 | 0 | 0 | 0 | 0 | 0 | 0 | 0 | 0 | 0 | 0 | 0 |  | #DIV/0! | 0 | #DIV/0! | #DIV/0! | #DIV/0! | 0 | #DIV/0! | 0 | 0 | 0 | 0 | 0 | 0 | 0 | 0 | 0 | 0 | 0 | 0 | 0 | 0 | 0 |  |  | 17 | #N/A | #N/A | #N/A | #N/A | #N/A | #N/A | 17 | #N/A | #N/A | #N/A | #N/A | #N/A | #N/A | #N/A | southSudan | 6132 |  | southAfrica | 300 | 280 | 250 | 6.4 | 6.72 | 6
|  |  | 0 | 0 | 0 | 0 | 0 | 0 | 0 | 0 | 0 | 0 | 0 | 0 | 0 | 0 | 0 | 0 | 0 | 0 | 0 | 0 | 0 | 0 | 0 | 0 | 0 | 0 | 0 | 0 | 0 | 0 | 0 | 0 | 0 | 0 | 0 | 0 | 0 | 0 | 0 | 0 | 0 | 0 | 0 | 0 | 0 | 0 | 0 | 0 | 0 | 0 | 0 | 0 | 0 | 0 | 0 | 0 | 0 | 0 | 0 | 0 | 0 | 0 |  | #DIV/0! | 0 | #DIV/0! | #DIV/0! | #DIV/0! | 0 | #DIV/0! | 0 | 0 | 0 | 0 | 0 | 0 | 0 | 0 | 0 | 0 | 0 | 0 | 0 | 0 | 0 |  |  | 18 | #N/A | #N/A | #N/A | #N/A | #N/A | #N/A | 18 | #N/A | #N/A | #N/A | #N/A | #N/A | #N/A | #N/A | swaziland | 1952 | 13 | southSudan | 200 | 250 | 260 | 5.6 | 6 | 6.24
|  |  | 0 | 0 | 0 | 0 | 0 | 0 | 0 | 0 | 0 | 0 | 0 | 0 | 0 | 0 | 0 | 0 | 0 | 0 | 0 | 0 | 0 | 0 | 0 | 0 | 0 | 0 | 0 | 0 | 0 | 0 | 0 | 0 | 0 | 0 | 0 | 0 | 0 | 0 | 0 | 0 | 0 | 0 | 0 | 0 | 0 | 0 | 0 | 0 | 0 | 0 | 0 | 0 | 0 | 0 | 0 | 0 | 0 | 0 | 0 | 0 | 0 | 0 |  | #DIV/0! | 0 | #DIV/0! | #DIV/0! | #DIV/0! | 0 | #DIV/0! | 0 | 0 | 0 | 0 | 0 | 0 | 0 | 0 | 0 | 0 | 0 | 0 | 0 | 0 | 0 |  |  | 19 | #N/A | #N/A | #N/A | #N/A | #N/A | #N/A | 19 | #N/A | #N/A | #N/A | #N/A | #N/A | #N/A | #N/A | tanzania | 10923 |  | sudan | 250 | 280 | 250 | 6 | 6.72 | 6
|  |  | 0 | 0 | 0 | 0 | 0 | 0 | 0 | 0 | 0 | 0 | 0 | 0 | 0 | 0 | 0 | 0 | 0 | 0 | 0 | 0 | 0 | 0 | 0 | 0 | 0 | 0 | 0 | 0 | 0 | 0 | 0 | 0 | 0 | 0 | 0 | 0 | 0 | 0 | 0 | 0 | 0 | 0 | 0 | 0 | 0 | 0 | 0 | 0 | 0 | 0 | 0 | 0 | 0 | 0 | 0 | 0 | 0 | 0 | 0 | 0 | 0 | 0 |  | #DIV/0! | 0 | #DIV/0! | #DIV/0! | #DIV/0! | 0 | #DIV/0! | 0 | 0 | 0 | 0 | 0 | 0 | 0 | 0 | 0 | 0 | 0 | 0 | 0 | 0 | 0 |  |  | 20 | #N/A | #N/A | #N/A | #N/A | #N/A | #N/A | 20 | #N/A | #N/A | #N/A | #N/A | #N/A | #N/A | #N/A | uganda | 9313 | 9 | swaziland | 250 | 260 | 210 | 6 |  | 5.04
|  |  | 0 | 0 | 0 | 0 | 0 | 0 | 0 | 0 | 0 | 0 | 0 | 0 | 0 | 0 | 0 | 0 | 0 | 0 | 0 | 0 | 0 | 0 | 0 | 0 | 0 | 0 | 0 | 0 | 0 | 0 | 0 | 0 | 0 | 0 | 0 | 0 | 0 | 0 | 0 | 0 | 0 | 0 | 0 | 0 | 0 | 0 | 0 | 0 | 0 | 0 | 0 | 0 | 0 | 0 | 0 | 0 | 0 | 0 | 0 | 0 | 0 | 0 |  | #DIV/0! | 0 | #DIV/0! | #DIV/0! | #DIV/0! | 0 | #DIV/0! | 0 | 0 | 0 | 0 | 0 | 0 | 0 | 0 | 0 | 0 | 0 | 0 | 0 | 0 | 0 |  |  | 21 | #N/A | #N/A | #N/A | #N/A | #N/A | #N/A | 21 | #N/A | #N/A | #N/A | #N/A | #N/A | #N/A | #N/A | zambia | 18003 |  | tanzania | 250 | 280 | 250 | 6 | 6.72 | 6
|  |  | 0 | 0 | 0 | 0 | 0 | 0 | 0 | 0 | 0 | 0 | 0 | 0 | 0 | 0 | 0 | 0 | 0 | 0 | 0 | 0 | 0 | 0 | 0 | 0 | 0 | 0 | 0 | 0 | 0 | 0 | 0 | 0 | 0 | 0 | 0 | 0 | 0 | 0 | 0 | 0 | 0 | 0 | 0 | 0 | 0 | 0 | 0 | 0 | 0 | 0 | 0 | 0 | 0 | 0 | 0 | 0 | 0 | 0 | 0 | 0 | 0 | 0 |  | #DIV/0! | 0 | #DIV/0! | #DIV/0! | #DIV/0! | 0 | #DIV/0! | 0 | 0 | 0 | 0 | 0 | 0 | 0 | 0 | 0 | 0 | 0 | 0 | 0 | 0 | 0 |  |  | 22 | #N/A | #N/A | #N/A | #N/A | #N/A | #N/A | 22 | #N/A | #N/A | #N/A | #N/A | #N/A | #N/A | #N/A | zimbabwe | 25153 | 44 | uganda | 200 | 260 | 250 | 5.6 | 6.24 | 6
|  |  | 0 | 0 | 0 | 0 | 0 | 0 | 0 | 0 | 0 | 0 | 0 | 0 | 0 | 0 | 0 | 0 | 0 | 0 | 0 | 0 | 0 | 0 | 0 | 0 | 0 | 0 | 0 | 0 | 0 | 0 | 0 | 0 | 0 | 0 | 0 | 0 | 0 | 0 | 0 | 0 | 0 | 0 | 0 | 0 | 0 | 0 | 0 | 0 | 0 | 0 | 0 | 0 | 0 | 0 | 0 | 0 | 0 | 0 | 0 | 0 | 0 | 0 |  | #DIV/0! | 0 | #DIV/0! | #DIV/0! | #DIV/0! | 0 | #DIV/0! | 0 | 0 | 0 | 0 | 0 | 0 | 0 | 0 | 0 | 0 | 0 | 0 | 0 | 0 | 0 |  |  | 23 | #N/A | #N/A | #N/A | #N/A | #N/A | #N/A | 23 | #N/A | #N/A | #N/A | #N/A | #N/A | #N/A | #N/A |  |  |  | zambia | 200 | 260 | 250 | 5.6 | 6.24 | 6
|  |  | 0 | 0 | 0 | 0 | 0 | 0 | 0 | 0 | 0 | 0 | 0 | 0 | 0 | 0 | 0 | 0 | 0 | 0 | 0 | 0 | 0 | 0 | 0 | 0 | 0 | 0 | 0 | 0 | 0 | 0 | 0 | 0 | 0 | 0 | 0 | 0 | 0 | 0 | 0 | 0 | 0 | 0 | 0 | 0 | 0 | 0 | 0 | 0 | 0 | 0 | 0 | 0 | 0 | 0 | 0 | 0 | 0 | 0 | 0 | 0 | 0 | 0 |  | #DIV/0! | 0 | #DIV/0! | #DIV/0! | #DIV/0! | 0 | #DIV/0! | 0 | 0 | 0 | 0 | 0 | 0 | 0 | 0 | 0 | 0 | 0 | 0 | 0 | 0 | 0 |  |  | 24 | #N/A | #N/A | #N/A | #N/A | #N/A | #N/A | 24 | #N/A | #N/A | #N/A | #N/A | #N/A | #N/A | #N/A |  |  |  | zimbabwe | 200 | 280 | 250 | 5.6 | 6.72 | 6
|  |  | 0 | 0 | 0 | 0 | 0 | 0 | 0 | 0 | 0 | 0 | 0 | 0 | 0 | 0 | 0 | 0 | 0 | 0 | 0 | 0 | 0 | 0 | 0 | 0 | 0 | 0 | 0 | 0 | 0 | 0 | 0 | 0 | 0 | 0 | 0 | 0 | 0 | 0 | 0 | 0 | 0 | 0 | 0 | 0 | 0 | 0 | 0 | 0 | 0 | 0 | 0 | 0 | 0 | 0 | 0 | 0 | 0 | 0 | 0 | 0 | 0 | 0 |  | #DIV/0! | 0 | #DIV/0! | #DIV/0! | #DIV/0! | 0 | #DIV/0! | 0 | 0 | 0 | 0 | 0 | 0 | 0 | 0 | 0 | 0 | 0 | 0 | 0 | 0 | 0 |  |  | 25 | #N/A | #N/A | #N/A | #N/A | #N/A | #N/A | 25 | #N/A | #N/A | #N/A | #N/A | #N/A | #N/A | #N/A
|  |  | 0 | 0 | 0 | 0 | 0 | 0 | 0 | 0 | 0 | 0 | 0 | 0 | 0 | 0 | 0 | 0 | 0 | 0 | 0 | 0 | 0 | 0 | 0 | 0 | 0 | 0 | 0 | 0 | 0 | 0 | 0 | 0 | 0 | 0 | 0 | 0 | 0 | 0 | 0 | 0 | 0 | 0 | 0 | 0 | 0 | 0 | 0 | 0 | 0 | 0 | 0 | 0 | 0 | 0 | 0 | 0 | 0 | 0 | 0 | 0 | 0 | 0 |  | #DIV/0! | 0 | #DIV/0! | #DIV/0! | #DIV/0! | 0 | #DIV/0! | 0 | 0 | 0 | 0 | 0 | 0 | 0 | 0 | 0 | 0 | 0 | 0 | 0 | 0 | 0 |  |  | 26 | #N/A | #N/A | #N/A | #N/A | #N/A | #N/A | 26 | #N/A | #N/A | #N/A | #N/A | #N/A | #N/A | #N/A |  |  |  | Notes: | wind is including Ag land
|  |  | 0 | 0 | 0 | 0 | 0 | 0 | 0 | 0 | 0 | 0 | 0 | 0 | 0 | 0 | 0 | 0 | 0 | 0 | 0 | 0 | 0 | 0 | 0 | 0 | 0 | 0 | 0 | 0 | 0 | 0 | 0 | 0 | 0 | 0 | 0 | 0 | 0 | 0 | 0 | 0 | 0 | 0 | 0 | 0 | 0 | 0 | 0 | 0 | 0 | 0 | 0 | 0 | 0 | 0 | 0 | 0 | 0 | 0 | 0 | 0 | 0 | 0 |  | #DIV/0! | 0 | #DIV/0! | #DIV/0! | #DIV/0! | 0 | #DIV/0! | 0 | 0 | 0 | 0 | 0 | 0 | 0 | 0 | 0 | 0 | 0 | 0 | 0 | 0 | 0 |  |  | 27 | #N/A | #N/A | #N/A | #N/A | #N/A | #N/A | 27 | #N/A | #N/A | #N/A | #N/A | #N/A | #N/A | #N/A
|  |  | 0 | 0 | 0 | 0 | 0 | 0 | 0 | 0 | 0 | 0 | 0 | 0 | 0 | 0 | 0 | 0 | 0 | 0 | 0 | 0 | 0 | 0 | 0 | 0 | 0 | 0 | 0 | 0 | 0 | 0 | 0 | 0 | 0 | 0 | 0 | 0 | 0 | 0 | 0 | 0 | 0 | 0 | 0 | 0 | 0 | 0 | 0 | 0 | 0 | 0 | 0 | 0 | 0 | 0 | 0 | 0 | 0 | 0 | 0 | 0 | 0 | 0 |  | #DIV/0! | 0 | #DIV/0! | #DIV/0! | #DIV/0! | 0 | #DIV/0! | 0 | 0 | 0 | 0 | 0 | 0 | 0 | 0 | 0 | 0 | 0 | 0 | 0 | 0 | 0 |  |  | 28 | #N/A | #N/A | #N/A | #N/A | #N/A | #N/A | 28 | #N/A | #N/A | #N/A | #N/A | #N/A | #N/A | #N/A |  |  |  | ACEC LCOE ranges |  |  |  |  | Weights for criteria and data labels - used for chart |  | Drop down list menus
|  |  | 0 | 0 | 0 | 0 | 0 | 0 | 0 | 0 | 0 | 0 | 0 | 0 | 0 | 0 | 0 | 0 | 0 | 0 | 0 | 0 | 0 | 0 | 0 | 0 | 0 | 0 | 0 | 0 | 0 | 0 | 0 | 0 | 0 | 0 | 0 | 0 | 0 | 0 | 0 | 0 | 0 | 0 | 0 | 0 | 0 | 0 | 0 | 0 | 0 | 0 | 0 | 0 | 0 | 0 | 0 | 0 | 0 | 0 | 0 | 0 | 0 | 0 |  | #DIV/0! | 0 | #DIV/0! | #DIV/0! | #DIV/0! | 0 | #DIV/0! | 0 | 0 | 0 | 0 | 0 | 0 | 0 | 0 | 0 | 0 | 0 | 0 | 0 | 0 | 0 |  |  | 29 | #N/A | #N/A | #N/A | #N/A | #N/A | #N/A | 29 | #N/A | #N/A | #N/A | #N/A | #N/A | #N/A | #N/A |  |  |  | Maximum | wind | CSP | PV |  | Data label |  | transmission line
|  |  | 0 | 0 | 0 | 0 | 0 | 0 | 0 | 0 | 0 | 0 | 0 | 0 | 0 | 0 | 0 | 0 | 0 | 0 | 0 | 0 | 0 | 0 | 0 | 0 | 0 | 0 | 0 | 0 | 0 | 0 | 0 | 0 | 0 | 0 | 0 | 0 | 0 | 0 | 0 | 0 | 0 | 0 | 0 | 0 | 0 | 0 | 0 | 0 | 0 | 0 | 0 | 0 | 0 | 0 | 0 | 0 | 0 | 0 | 0 | 0 | 0 | 0 |  | #DIV/0! | 0 | #DIV/0! | #DIV/0! | #DIV/0! | 0 | #DIV/0! | 0 | 0 | 0 | 0 | 0 | 0 | 0 | 0 | 0 | 0 | 0 | 0 | 0 | 0 | 0 |  |  | 30 | #N/A | #N/A | #N/A | #N/A | #N/A | #N/A | 30 | #N/A | #N/A | #N/A | #N/A | #N/A | #N/A | #N/A |  |  |  | Total LCOE (using transmission line) | 157 | 283 | 174 |  | Total LCOE | 30% | substation
|  |  | 0 | 0 | 0 | 0 | 0 | 0 | 0 | 0 | 0 | 0 | 0 | 0 | 0 | 0 | 0 | 0 | 0 | 0 | 0 | 0 | 0 | 0 | 0 | 0 | 0 | 0 | 0 | 0 | 0 | 0 | 0 | 0 | 0 | 0 | 0 | 0 | 0 | 0 | 0 | 0 | 0 | 0 | 0 | 0 | 0 | 0 | 0 | 0 | 0 | 0 | 0 | 0 | 0 | 0 | 0 | 0 | 0 | 0 | 0 | 0 | 0 | 0 |  | #DIV/0! | 0 | #DIV/0! | #DIV/0! | #DIV/0! | 0 | #DIV/0! | 0 | 0 | 0 | 0 | 0 | 0 | 0 | 0 | 0 | 0 | 0 | 0 | 0 | 0 | 0 |  |  | 31 | #N/A | #N/A | #N/A | #N/A | #N/A | #N/A | 31 | #N/A | #N/A | #N/A | #N/A | #N/A | #N/A | #N/A |  |  |  | Total LCOE (using substation) | 145 | 244 | 171 |  | Generation LCOE | #N/A
|  |  | 0 | 0 | 0 | 0 | 0 | 0 | 0 | 0 | 0 | 0 | 0 | 0 | 0 | 0 | 0 | 0 | 0 | 0 | 0 | 0 | 0 | 0 | 0 | 0 | 0 | 0 | 0 | 0 | 0 | 0 | 0 | 0 | 0 | 0 | 0 | 0 | 0 | 0 | 0 | 0 | 0 | 0 | 0 | 0 | 0 | 0 | 0 | 0 | 0 | 0 | 0 | 0 | 0 | 0 | 0 | 0 | 0 | 0 | 0 | 0 | 0 | 0 |  | #DIV/0! | 0 | #DIV/0! | #DIV/0! | #DIV/0! | 0 | #DIV/0! | 0 | 0 | 0 | 0 | 0 | 0 | 0 | 0 | 0 | 0 | 0 | 0 | 0 | 0 | 0 |  |  | 32 | #N/A | #N/A | #N/A | #N/A | #N/A | #N/A | 32 | #N/A | #N/A | #N/A | #N/A | #N/A | #N/A | #N/A |  |  |  | Generation LCOE | 127 | 235 | 155 |  | Transmission LCOE | #N/A | Scoring scale
|  |  | 0 | 0 | 0 | 0 | 0 | 0 | 0 | 0 | 0 | 0 | 0 | 0 | 0 | 0 | 0 | 0 | 0 | 0 | 0 | 0 | 0 | 0 | 0 | 0 | 0 | 0 | 0 | 0 | 0 | 0 | 0 | 0 | 0 | 0 | 0 | 0 | 0 | 0 | 0 | 0 | 0 | 0 | 0 | 0 | 0 | 0 | 0 | 0 | 0 | 0 | 0 | 0 | 0 | 0 | 0 | 0 | 0 | 0 | 0 | 0 | 0 | 0 |  | #DIV/0! | 0 | #DIV/0! | #DIV/0! | #DIV/0! | 0 | #DIV/0! | 0 | 0 | 0 | 0 | 0 | 0 | 0 | 0 | 0 | 0 | 0 | 0 | 0 | 0 | 0 |  |  | 33 | #N/A | #N/A | #N/A | #N/A | #N/A | #N/A | 33 | #N/A | #N/A | #N/A | #N/A | #N/A | #N/A | #N/A |  |  |  | Transmission LCOE (using transmission line) | 28 | 17 | 39 |  | Road LCOE | #N/A | country-specific
|  |  | 0 | 0 | 0 | 0 | 0 | 0 | 0 | 0 | 0 | 0 | 0 | 0 | 0 | 0 | 0 | 0 | 0 | 0 | 0 | 0 | 0 | 0 | 0 | 0 | 0 | 0 | 0 | 0 | 0 | 0 | 0 | 0 | 0 | 0 | 0 | 0 | 0 | 0 | 0 | 0 | 0 | 0 | 0 | 0 | 0 | 0 | 0 | 0 | 0 | 0 | 0 | 0 | 0 | 0 | 0 | 0 | 0 | 0 | 0 | 0 | 0 | 0 |  | #DIV/0! | 0 | #DIV/0! | #DIV/0! | #DIV/0! | 0 | #DIV/0! | 0 | 0 | 0 | 0 | 0 | 0 | 0 | 0 | 0 | 0 | 0 | 0 | 0 | 0 | 0 |  |  | 34 | #N/A | #N/A | #N/A | #N/A | #N/A | #N/A | 34 | #N/A | #N/A | #N/A | #N/A | #N/A | #N/A | #N/A |  |  |  | Transmission LCOE (using substation) | 16 | 12 | 26 |  | Capacity value ratio using Chosen 3 hours in a day - 1 year | 10% | ACEC-specific
|  |  | 0 | 0 | 0 | 0 | 0 | 0 | 0 | 0 | 0 | 0 | 0 | 0 | 0 | 0 | 0 | 0 | 0 | 0 | 0 | 0 | 0 | 0 | 0 | 0 | 0 | 0 | 0 | 0 | 0 | 0 | 0 | 0 | 0 | 0 | 0 | 0 | 0 | 0 | 0 | 0 | 0 | 0 | 0 | 0 | 0 | 0 | 0 | 0 | 0 | 0 | 0 | 0 | 0 | 0 | 0 | 0 | 0 | 0 | 0 | 0 | 0 | 0 |  | #DIV/0! | 0 | #DIV/0! | #DIV/0! | #DIV/0! | 0 | #DIV/0! | 0 | 0 | 0 | 0 | 0 | 0 | 0 | 0 | 0 | 0 | 0 | 0 | 0 | 0 | 0 |  |  | 35 | #N/A | #N/A | #N/A | #N/A | #N/A | #N/A | 35 | #N/A | #N/A | #N/A | #N/A | #N/A | #N/A | #N/A |  |  |  | Road LCOE | 37 | 28 | 24 |  | Distance to Load Centers | 15%
|  |  | 0 | 0 | 0 | 0 | 0 | 0 | 0 | 0 | 0 | 0 | 0 | 0 | 0 | 0 | 0 | 0 | 0 | 0 | 0 | 0 | 0 | 0 | 0 | 0 | 0 | 0 | 0 | 0 | 0 | 0 | 0 | 0 | 0 | 0 | 0 | 0 | 0 | 0 | 0 | 0 | 0 | 0 | 0 | 0 | 0 | 0 | 0 | 0 | 0 | 0 | 0 | 0 | 0 | 0 | 0 | 0 | 0 | 0 | 0 | 0 | 0 | 0 |  | #DIV/0! | 0 | #DIV/0! | #DIV/0! | #DIV/0! | 0 | #DIV/0! | 0 | 0 | 0 | 0 | 0 | 0 | 0 | 0 | 0 | 0 | 0 | 0 | 0 | 0 | 0 |  |  | 36 | #N/A | #N/A | #N/A | #N/A | #N/A | #N/A | 36 | #N/A | #N/A | #N/A | #N/A | #N/A | #N/A | #N/A |  |  |  | Minimum |  |  |  |  | Distance to Wind Plant | 10% | Scoring weights for LCOE
|  |  | 0 | 0 | 0 | 0 | 0 | 0 | 0 | 0 | 0 | 0 | 0 | 0 | 0 | 0 | 0 | 0 | 0 | 0 | 0 | 0 | 0 | 0 | 0 | 0 | 0 | 0 | 0 | 0 | 0 | 0 | 0 | 0 | 0 | 0 | 0 | 0 | 0 | 0 | 0 | 0 | 0 | 0 | 0 | 0 | 0 | 0 | 0 | 0 | 0 | 0 | 0 | 0 | 0 | 0 | 0 | 0 | 0 | 0 | 0 | 0 | 0 | 0 |  | #DIV/0! | 0 | #DIV/0! | #DIV/0! | #DIV/0! | 0 | #DIV/0! | 0 | 0 | 0 | 0 | 0 | 0 | 0 | 0 | 0 | 0 | 0 | 0 | 0 | 0 | 0 |  |  | 37 | #N/A | #N/A | #N/A | #N/A | #N/A | #N/A | 37 | #N/A | #N/A | #N/A | #N/A | #N/A | #N/A | #N/A |  |  |  | Total LCOE (using transmission line) | 40 | 171 | 117 |  | Distance to Geothermal Plant | 5% | LCOE total
|  |  | 0 | 0 | 0 | 0 | 0 | 0 | 0 | 0 | 0 | 0 | 0 | 0 | 0 | 0 | 0 | 0 | 0 | 0 | 0 | 0 | 0 | 0 | 0 | 0 | 0 | 0 | 0 | 0 | 0 | 0 | 0 | 0 | 0 | 0 | 0 | 0 | 0 | 0 | 0 | 0 | 0 | 0 | 0 | 0 | 0 | 0 | 0 | 0 | 0 | 0 | 0 | 0 | 0 | 0 | 0 | 0 | 0 | 0 | 0 | 0 | 0 | 0 |  | #DIV/0! | 0 | #DIV/0! | #DIV/0! | #DIV/0! | 0 | #DIV/0! | 0 | 0 | 0 | 0 | 0 | 0 | 0 | 0 | 0 | 0 | 0 | 0 | 0 | 0 | 0 |  |  | 38 | #N/A | #N/A | #N/A | #N/A | #N/A | #N/A | 38 | #N/A | #N/A | #N/A | #N/A | #N/A | #N/A | #N/A |  |  |  | Total LCOE (using substation) | 40 | 172 | 118 |  | Distance to Any RE Plant | #N/A | LCOE separate components
|  |  | 0 | 0 | 0 | 0 | 0 | 0 | 0 | 0 | 0 | 0 | 0 | 0 | 0 | 0 | 0 | 0 | 0 | 0 | 0 | 0 | 0 | 0 | 0 | 0 | 0 | 0 | 0 | 0 | 0 | 0 | 0 | 0 | 0 | 0 | 0 | 0 | 0 | 0 | 0 | 0 | 0 | 0 | 0 | 0 | 0 | 0 | 0 | 0 | 0 | 0 | 0 | 0 | 0 | 0 | 0 | 0 | 0 | 0 | 0 | 0 | 0 | 0 |  | #DIV/0! | 0 | #DIV/0! | #DIV/0! | #DIV/0! | 0 | #DIV/0! | 0 | 0 | 0 | 0 | 0 | 0 | 0 | 0 | 0 | 0 | 0 | 0 | 0 | 0 | 0 |  |  | 39 | #N/A | #N/A | #N/A | #N/A | #N/A | #N/A | 39 | #N/A | #N/A | #N/A | #N/A | #N/A | #N/A | #N/A |  |  |  | Generation LCOE | 36 | 167 | 112 |  | Colocation Potential with PV | 5%
|  |  | 0 | 0 | 0 | 0 | 0 | 0 | 0 | 0 | 0 | 0 | 0 | 0 | 0 | 0 | 0 | 0 | 0 | 0 | 0 | 0 | 0 | 0 | 0 | 0 | 0 | 0 | 0 | 0 | 0 | 0 | 0 | 0 | 0 | 0 | 0 | 0 | 0 | 0 | 0 | 0 | 0 | 0 | 0 | 0 | 0 | 0 | 0 | 0 | 0 | 0 | 0 | 0 | 0 | 0 | 0 | 0 | 0 | 0 | 0 | 0 | 0 | 0 |  | #DIV/0! | 0 | #DIV/0! | #DIV/0! | #DIV/0! | 0 | #DIV/0! | 0 | 0 | 0 | 0 | 0 | 0 | 0 | 0 | 0 | 0 | 0 | 0 | 0 | 0 | 0 |  |  | 40 | #N/A | #N/A | #N/A | #N/A | #N/A | #N/A | 40 | #N/A | #N/A | #N/A | #N/A | #N/A | #N/A | #N/A |  |  |  | Transmission LCOE (using transmission line) | 1 | 1 | 3 |  | Colocation Potential with CSP | 5% | Reference on supply curve
|  |  | 0 | 0 | 0 | 0 | 0 | 0 | 0 | 0 | 0 | 0 | 0 | 0 | 0 | 0 | 0 | 0 | 0 | 0 | 0 | 0 | 0 | 0 | 0 | 0 | 0 | 0 | 0 | 0 | 0 | 0 | 0 | 0 | 0 | 0 | 0 | 0 | 0 | 0 | 0 | 0 | 0 | 0 | 0 | 0 | 0 | 0 | 0 | 0 | 0 | 0 | 0 | 0 | 0 | 0 | 0 | 0 | 0 | 0 | 0 | 0 | 0 | 0 |  | #DIV/0! | 0 | #DIV/0! | #DIV/0! | #DIV/0! | 0 | #DIV/0! | 0 | 0 | 0 | 0 | 0 | 0 | 0 | 0 | 0 | 0 | 0 | 0 | 0 | 0 | 0 |  |  | 41 | #N/A | #N/A | #N/A | #N/A | #N/A | #N/A | 41 | #N/A | #N/A | #N/A | #N/A | #N/A | #N/A | #N/A |  |  |  | Transmission LCOE (using substation) | 1 | 1 | 3 |  | Land Use Land Cover | 5% | demand in 2030
|  |  | 0 | 0 | 0 | 0 | 0 | 0 | 0 | 0 | 0 | 0 | 0 | 0 | 0 | 0 | 0 | 0 | 0 | 0 | 0 | 0 | 0 | 0 | 0 | 0 | 0 | 0 | 0 | 0 | 0 | 0 | 0 | 0 | 0 | 0 | 0 | 0 | 0 | 0 | 0 | 0 | 0 | 0 | 0 | 0 | 0 | 0 | 0 | 0 | 0 | 0 | 0 | 0 | 0 | 0 | 0 | 0 | 0 | 0 | 0 | 0 | 0 | 0 |  | #DIV/0! | 0 | #DIV/0! | #DIV/0! | #DIV/0! | 0 | #DIV/0! | 0 | 0 | 0 | 0 | 0 | 0 | 0 | 0 | 0 | 0 | 0 | 0 | 0 | 0 | 0 |  |  | 42 | #N/A | #N/A | #N/A | #N/A | #N/A | #N/A | 42 | #N/A | #N/A | #N/A | #N/A | #N/A | #N/A | #N/A |  |  |  | Road LCOE | 0 | 0 | 0 |  | Population Density | 5% | wind generation target
|  |  | 0 | 0 | 0 | 0 | 0 | 0 | 0 | 0 | 0 | 0 | 0 | 0 | 0 | 0 | 0 | 0 | 0 | 0 | 0 | 0 | 0 | 0 | 0 | 0 | 0 | 0 | 0 | 0 | 0 | 0 | 0 | 0 | 0 | 0 | 0 | 0 | 0 | 0 | 0 | 0 | 0 | 0 | 0 | 0 | 0 | 0 | 0 | 0 | 0 | 0 | 0 | 0 | 0 | 0 | 0 | 0 | 0 | 0 | 0 | 0 | 0 | 0 |  | #DIV/0! | 0 | #DIV/0! | #DIV/0! | #DIV/0! | 0 | #DIV/0! | 0 | 0 | 0 | 0 | 0 | 0 | 0 | 0 | 0 | 0 | 0 | 0 | 0 | 0 | 0 |  |  | 43 | #N/A | #N/A | #N/A | #N/A | #N/A | #N/A | 43 | #N/A | #N/A | #N/A | #N/A | #N/A | #N/A | #N/A | [8 empty] | Human footprint | 5%
|  |  | 0 | 0 | 0 | 0 | 0 | 0 | 0 | 0 | 0 | 0 | 0 | 0 | 0 | 0 | 0 | 0 | 0 | 0 | 0 | 0 | 0 | 0 | 0 | 0 | 0 | 0 | 0 | 0 | 0 | 0 | 0 | 0 | 0 | 0 | 0 | 0 | 0 | 0 | 0 | 0 | 0 | 0 | 0 | 0 | 0 | 0 | 0 | 0 | 0 | 0 | 0 | 0 | 0 | 0 | 0 | 0 | 0 | 0 | 0 | 0 | 0 | 0 |  | #DIV/0! | 0 | #DIV/0! | #DIV/0! | #DIV/0! | 0 | #DIV/0! | 0 | 0 | 0 | 0 | 0 | 0 | 0 | 0 | 0 | 0 | 0 | 0 | 0 | 0 | 0 |  |  | 44 | #N/A | #N/A | #N/A | #N/A | #N/A | #N/A | 44 | #N/A | #N/A | #N/A | #N/A | #N/A | #N/A | #N/A | [8 empty] | Slope | 5% | Turbine choice
|  |  | 0 | 0 | 0 | 0 | 0 | 0 | 0 | 0 | 0 | 0 | 0 | 0 | 0 | 0 | 0 | 0 | 0 | 0 | 0 | 0 | 0 | 0 | 0 | 0 | 0 | 0 | 0 | 0 | 0 | 0 | 0 | 0 | 0 | 0 | 0 | 0 | 0 | 0 | 0 | 0 | 0 | 0 | 0 | 0 | 0 | 0 | 0 | 0 | 0 | 0 | 0 | 0 | 0 | 0 | 0 | 0 | 0 | 0 | 0 | 0 | 0 | 0 |  | #DIV/0! | 0 | #DIV/0! | #DIV/0! | #DIV/0! | 0 | #DIV/0! | 0 | 0 | 0 | 0 | 0 | 0 | 0 | 0 | 0 | 0 | 0 | 0 | 0 | 0 | 0 |  |  | 45 | #N/A | #N/A | #N/A | #N/A | #N/A | #N/A | 45 | #N/A | #N/A | #N/A | #N/A | #N/A | #N/A | #N/A | [10 empty] | Optimally chosen
|  |  | 0 | 0 | 0 | 0 | 0 | 0 | 0 | 0 | 0 | 0 | 0 | 0 | 0 | 0 | 0 | 0 | 0 | 0 | 0 | 0 | 0 | 0 | 0 | 0 | 0 | 0 | 0 | 0 | 0 | 0 | 0 | 0 | 0 | 0 | 0 | 0 | 0 | 0 | 0 | 0 | 0 | 0 | 0 | 0 | 0 | 0 | 0 | 0 | 0 | 0 | 0 | 0 | 0 | 0 | 0 | 0 | 0 | 0 | 0 | 0 | 0 | 0 |  | #DIV/0! | 0 | #DIV/0! | #DIV/0! | #DIV/0! | 0 | #DIV/0! | 0 | 0 | 0 | 0 | 0 | 0 | 0 | 0 | 0 | 0 | 0 | 0 | 0 | 0 | 0 |  |  | 46 | #N/A | #N/A | #N/A | #N/A | #N/A | #N/A | 46 | #N/A | #N/A | #N/A | #N/A | #N/A | #N/A | #N/A | [10 empty] | Class II
|  |  | 0 | 0 | 0 | 0 | 0 | 0 | 0 | 0 | 0 | 0 | 0 | 0 | 0 | 0 | 0 | 0 | 0 | 0 | 0 | 0 | 0 | 0 | 0 | 0 | 0 | 0 | 0 | 0 | 0 | 0 | 0 | 0 | 0 | 0 | 0 | 0 | 0 | 0 | 0 | 0 | 0 | 0 | 0 | 0 | 0 | 0 | 0 | 0 | 0 | 0 | 0 | 0 | 0 | 0 | 0 | 0 | 0 | 0 | 0 | 0 | 0 | 0 |  | #DIV/0! | 0 | #DIV/0! | #DIV/0! | #DIV/0! | 0 | #DIV/0! | 0 | 0 | 0 | 0 | 0 | 0 | 0 | 0 | 0 | 0 | 0 | 0 | 0 | 0 | 0 |  |  | 47 | #N/A | #N/A | #N/A | #N/A | #N/A | #N/A | 47 | #N/A | #N/A | #N/A | #N/A | #N/A | #N/A | #N/A
|  |  | 0 | 0 | 0 | 0 | 0 | 0 | 0 | 0 | 0 | 0 | 0 | 0 | 0 | 0 | 0 | 0 | 0 | 0 | 0 | 0 | 0 | 0 | 0 | 0 | 0 | 0 | 0 | 0 | 0 | 0 | 0 | 0 | 0 | 0 | 0 | 0 | 0 | 0 | 0 | 0 | 0 | 0 | 0 | 0 | 0 | 0 | 0 | 0 | 0 | 0 | 0 | 0 | 0 | 0 | 0 | 0 | 0 | 0 | 0 | 0 | 0 | 0 |  | #DIV/0! | 0 | #DIV/0! | #DIV/0! | #DIV/0! | 0 | #DIV/0! | 0 | 0 | 0 | 0 | 0 | 0 | 0 | 0 | 0 | 0 | 0 | 0 | 0 | 0 | 0 |  |  | 48 | #N/A | #N/A | #N/A | #N/A | #N/A | #N/A | 48 | #N/A | #N/A | #N/A | #N/A | #N/A | #N/A | #N/A | [8 empty] | Number of projects within 10km of a water body | 0 | Capacity Value
|  |  | 0 | 0 | 0 | 0 | 0 | 0 | 0 | 0 | 0 | 0 | 0 | 0 | 0 | 0 | 0 | 0 | 0 | 0 | 0 | 0 | 0 | 0 | 0 | 0 | 0 | 0 | 0 | 0 | 0 | 0 | 0 | 0 | 0 | 0 | 0 | 0 | 0 | 0 | 0 | 0 | 0 | 0 | 0 | 0 | 0 | 0 | 0 | 0 | 0 | 0 | 0 | 0 | 0 | 0 | 0 | 0 | 0 | 0 | 0 | 0 | 0 | 0 |  | #DIV/0! | 0 | #DIV/0! | #DIV/0! | #DIV/0! | 0 | #DIV/0! | 0 | 0 | 0 | 0 | 0 | 0 | 0 | 0 | 0 | 0 | 0 | 0 | 0 | 0 | 0 |  |  | 49 | #N/A | #N/A | #N/A | #N/A | #N/A | #N/A | 49 | #N/A | #N/A | #N/A | #N/A | #N/A | #N/A | #N/A | [8 empty] | Distance to surface water body | #REF! | Top 10% peak hours
|  |  | 0 | 0 | 0 | 0 | 0 | 0 | 0 | 0 | 0 | 0 | 0 | 0 | 0 | 0 | 0 | 0 | 0 | 0 | 0 | 0 | 0 | 0 | 0 | 0 | 0 | 0 | 0 | 0 | 0 | 0 | 0 | 0 | 0 | 0 | 0 | 0 | 0 | 0 | 0 | 0 | 0 | 0 | 0 | 0 | 0 | 0 | 0 | 0 | 0 | 0 | 0 | 0 | 0 | 0 | 0 | 0 | 0 | 0 | 0 | 0 | 0 | 0 |  | #DIV/0! | 0 | #DIV/0! | #DIV/0! | #DIV/0! | 0 | #DIV/0! | 0 | 0 | 0 | 0 | 0 | 0 | 0 | 0 | 0 | 0 | 0 | 0 | 0 | 0 | 0 |  |  | 50 | #N/A | #N/A | #N/A | #N/A | #N/A | #N/A | 50 | #N/A | #N/A | #N/A | #N/A | #N/A | #N/A | #N/A | [10 empty] | Chosen 3 hours in a day - 1 year
|  |  | 0 | 0 | 0 | 0 | 0 | 0 | 0 | 0 | 0 | 0 | 0 | 0 | 0 | 0 | 0 | 0 | 0 | 0 | 0 | 0 | 0 | 0 | 0 | 0 | 0 | 0 | 0 | 0 | 0 | 0 | 0 | 0 | 0 | 0 | 0 | 0 | 0 | 0 | 0 | 0 | 0 | 0 | 0 | 0 | 0 | 0 | 0 | 0 | 0 | 0 | 0 | 0 | 0 | 0 | 0 | 0 | 0 | 0 | 0 | 0 | 0 | 0 |  | #DIV/0! | 0 | #DIV/0! | #DIV/0! | #DIV/0! | 0 | #DIV/0! | 0 | 0 | 0 | 0 | 0 | 0 | 0 | 0 | 0 | 0 | 0 | 0 | 0 | 0 | 0 |  |  | 51 | #N/A | #N/A | #N/A | #N/A | #N/A | #N/A | 51 | #N/A | #N/A | #N/A | #N/A | #N/A | #N/A | #N/A | [10 empty] | Chosen 3 hours in a day - 10 years
|  |  | 0 | 0 | 0 | 0 | 0 | 0 | 0 | 0 | 0 | 0 | 0 | 0 | 0 | 0 | 0 | 0 | 0 | 0 | 0 | 0 | 0 | 0 | 0 | 0 | 0 | 0 | 0 | 0 | 0 | 0 | 0 | 0 | 0 | 0 | 0 | 0 | 0 | 0 | 0 | 0 | 0 | 0 | 0 | 0 | 0 | 0 | 0 | 0 | 0 | 0 | 0 | 0 | 0 | 0 | 0 | 0 | 0 | 0 | 0 | 0 | 0 | 0 |  | #DIV/0! | 0 | #DIV/0! | #DIV/0! | #DIV/0! | 0 | #DIV/0! | 0 | 0 | 0 | 0 | 0 | 0 | 0 | 0 | 0 | 0 | 0 | 0 | 0 | 0 | 0 |  |  | 52 | #N/A | #N/A | #N/A | #N/A | #N/A | #N/A | 52 | #N/A | #N/A | #N/A | #N/A | #N/A | #N/A | #N/A
|  |  | 0 | 0 | 0 | 0 | 0 | 0 | 0 | 0 | 0 | 0 | 0 | 0 | 0 | 0 | 0 | 0 | 0 | 0 | 0 | 0 | 0 | 0 | 0 | 0 | 0 | 0 | 0 | 0 | 0 | 0 | 0 | 0 | 0 | 0 | 0 | 0 | 0 | 0 | 0 | 0 | 0 | 0 | 0 | 0 | 0 | 0 | 0 | 0 | 0 | 0 | 0 | 0 | 0 | 0 | 0 | 0 | 0 | 0 | 0 | 0 | 0 | 0 |  | #DIV/0! | 0 | #DIV/0! | #DIV/0! | #DIV/0! | 0 | #DIV/0! | 0 | 0 | 0 | 0 | 0 | 0 | 0 | 0 | 0 | 0 | 0 | 0 | 0 | 0 | 0 |  |  | 53 | #N/A | #N/A | #N/A | #N/A | #N/A | #N/A | 53 | #N/A | #N/A | #N/A | #N/A | #N/A | #N/A | #N/A | [10 empty] | CSP Thermal Storage
|  |  | 0 | 0 | 0 | 0 | 0 | 0 | 0 | 0 | 0 | 0 | 0 | 0 | 0 | 0 | 0 | 0 | 0 | 0 | 0 | 0 | 0 | 0 | 0 | 0 | 0 | 0 | 0 | 0 | 0 | 0 | 0 | 0 | 0 | 0 | 0 | 0 | 0 | 0 | 0 | 0 | 0 | 0 | 0 | 0 | 0 | 0 | 0 | 0 | 0 | 0 | 0 | 0 | 0 | 0 | 0 | 0 | 0 | 0 | 0 | 0 | 0 | 0 |  | #DIV/0! | 0 | #DIV/0! | #DIV/0! | #DIV/0! | 0 | #DIV/0! | 0 | 0 | 0 | 0 | 0 | 0 | 0 | 0 | 0 | 0 | 0 | 0 | 0 | 0 | 0 |  |  | 54 | #N/A | #N/A | #N/A | #N/A | #N/A | #N/A | 54 | #N/A | #N/A | #N/A | #N/A | #N/A | #N/A | #N/A | [10 empty] | 6h Storage
|  |  | 0 | 0 | 0 | 0 | 0 | 0 | 0 | 0 | 0 | 0 | 0 | 0 | 0 | 0 | 0 | 0 | 0 | 0 | 0 | 0 | 0 | 0 | 0 | 0 | 0 | 0 | 0 | 0 | 0 | 0 | 0 | 0 | 0 | 0 | 0 | 0 | 0 | 0 | 0 | 0 | 0 | 0 | 0 | 0 | 0 | 0 | 0 | 0 | 0 | 0 | 0 | 0 | 0 | 0 | 0 | 0 | 0 | 0 | 0 | 0 | 0 | 0 |  | #DIV/0! | 0 | #DIV/0! | #DIV/0! | #DIV/0! | 0 | #DIV/0! | 0 | 0 | 0 | 0 | 0 | 0 | 0 | 0 | 0 | 0 | 0 | 0 | 0 | 0 | 0 |  |  | 55 | #N/A | #N/A | #N/A | #N/A | #N/A | #N/A | 55 | #N/A | #N/A | #N/A | #N/A | #N/A | #N/A | #N/A | [10 empty] | 0h Storage
|  |  | 0 | 0 | 0 | 0 | 0 | 0 | 0 | 0 | 0 | 0 | 0 | 0 | 0 | 0 | 0 | 0 | 0 | 0 | 0 | 0 | 0 | 0 | 0 | 0 | 0 | 0 | 0 | 0 | 0 | 0 | 0 | 0 | 0 | 0 | 0 | 0 | 0 | 0 | 0 | 0 | 0 | 0 | 0 | 0 | 0 | 0 | 0 | 0 | 0 | 0 | 0 | 0 | 0 | 0 | 0 | 0 | 0 | 0 | 0 | 0 | 0 | 0 |  | #DIV/0! | 0 | #DIV/0! | #DIV/0! | #DIV/0! | 0 | #DIV/0! | 0 | 0 | 0 | 0 | 0 | 0 | 0 | 0 | 0 | 0 | 0 | 0 | 0 | 0 | 0 |  |  | 56 | #N/A | #N/A | #N/A | #N/A | #N/A | #N/A | 56 | #N/A | #N/A | #N/A | #N/A | #N/A | #N/A | #N/A
|  |  | 0 | 0 | 0 | 0 | 0 | 0 | 0 | 0 | 0 | 0 | 0 | 0 | 0 | 0 | 0 | 0 | 0 | 0 | 0 | 0 | 0 | 0 | 0 | 0 | 0 | 0 | 0 | 0 | 0 | 0 | 0 | 0 | 0 | 0 | 0 | 0 | 0 | 0 | 0 | 0 | 0 | 0 | 0 | 0 | 0 | 0 | 0 | 0 | 0 | 0 | 0 | 0 | 0 | 0 | 0 | 0 | 0 | 0 | 0 | 0 | 0 | 0 |  | #DIV/0! | 0 | #DIV/0! | #DIV/0! | #DIV/0! | 0 | #DIV/0! | 0 | 0 | 0 | 0 | 0 | 0 | 0 | 0 | 0 | 0 | 0 | 0 | 0 | 0 | 0 |  |  | 57 | #N/A | #N/A | #N/A | #N/A | #N/A | #N/A | 57 | #N/A | #N/A | #N/A | #N/A | #N/A | #N/A | #N/A
|  |  | 0 | 0 | 0 | 0 | 0 | 0 | 0 | 0 | 0 | 0 | 0 | 0 | 0 | 0 | 0 | 0 | 0 | 0 | 0 | 0 | 0 | 0 | 0 | 0 | 0 | 0 | 0 | 0 | 0 | 0 | 0 | 0 | 0 | 0 | 0 | 0 | 0 | 0 | 0 | 0 | 0 | 0 | 0 | 0 | 0 | 0 | 0 | 0 | 0 | 0 | 0 | 0 | 0 | 0 | 0 | 0 | 0 | 0 | 0 | 0 | 0 | 0 |  | #DIV/0! | 0 | #DIV/0! | #DIV/0! | #DIV/0! | 0 | #DIV/0! | 0 | 0 | 0 | 0 | 0 | 0 | 0 | 0 | 0 | 0 | 0 | 0 | 0 | 0 | 0 |  |  | 58 | #N/A | #N/A | #N/A | #N/A | #N/A | #N/A | 58 | #N/A | #N/A | #N/A | #N/A | #N/A | #N/A | #N/A
|  |  | 0 | 0 | 0 | 0 | 0 | 0 | 0 | 0 | 0 | 0 | 0 | 0 | 0 | 0 | 0 | 0 | 0 | 0 | 0 | 0 | 0 | 0 | 0 | 0 | 0 | 0 | 0 | 0 | 0 | 0 | 0 | 0 | 0 | 0 | 0 | 0 | 0 | 0 | 0 | 0 | 0 | 0 | 0 | 0 | 0 | 0 | 0 | 0 | 0 | 0 | 0 | 0 | 0 | 0 | 0 | 0 | 0 | 0 | 0 | 0 | 0 | 0 |  | #DIV/0! | 0 | #DIV/0! | #DIV/0! | #DIV/0! | 0 | #DIV/0! | 0 | 0 | 0 | 0 | 0 | 0 | 0 | 0 | 0 | 0 | 0 | 0 | 0 | 0 | 0 |  |  | 59 | #N/A | #N/A | #N/A | #N/A | #N/A | #N/A | 59 | #N/A | #N/A | #N/A | #N/A | #N/A | #N/A | #N/A
|  |  | 0 | 0 | 0 | 0 | 0 | 0 | 0 | 0 | 0 | 0 | 0 | 0 | 0 | 0 | 0 | 0 | 0 | 0 | 0 | 0 | 0 | 0 | 0 | 0 | 0 | 0 | 0 | 0 | 0 | 0 | 0 | 0 | 0 | 0 | 0 | 0 | 0 | 0 | 0 | 0 | 0 | 0 | 0 | 0 | 0 | 0 | 0 | 0 | 0 | 0 | 0 | 0 | 0 | 0 | 0 | 0 | 0 | 0 | 0 | 0 | 0 | 0 |  | #DIV/0! | 0 | #DIV/0! | #DIV/0! | #DIV/0! | 0 | #DIV/0! | 0 | 0 | 0 | 0 | 0 | 0 | 0 | 0 | 0 | 0 | 0 | 0 | 0 | 0 | 0 |  |  | 60 | #N/A | #N/A | #N/A | #N/A | #N/A | #N/A | 60 | #N/A | #N/A | #N/A | #N/A | #N/A | #N/A | #N/A
|  |  | 0 | 0 | 0 | 0 | 0 | 0 | 0 | 0 | 0 | 0 | 0 | 0 | 0 | 0 | 0 | 0 | 0 | 0 | 0 | 0 | 0 | 0 | 0 | 0 | 0 | 0 | 0 | 0 | 0 | 0 | 0 | 0 | 0 | 0 | 0 | 0 | 0 | 0 | 0 | 0 | 0 | 0 | 0 | 0 | 0 | 0 | 0 | 0 | 0 | 0 | 0 | 0 | 0 | 0 | 0 | 0 | 0 | 0 | 0 | 0 | 0 | 0 |  | #DIV/0! | 0 | #DIV/0! | #DIV/0! | #DIV/0! | 0 | #DIV/0! | 0 | 0 | 0 | 0 | 0 | 0 | 0 | 0 | 0 | 0 | 0 | 0 | 0 | 0 | 0 |  |  | 61 | #N/A | #N/A | #N/A | #N/A | #N/A | #N/A | 61 | #N/A | #N/A | #N/A | #N/A | #N/A | #N/A | #N/A
|  |  | 0 | 0 | 0 | 0 | 0 | 0 | 0 | 0 | 0 | 0 | 0 | 0 | 0 | 0 | 0 | 0 | 0 | 0 | 0 | 0 | 0 | 0 | 0 | 0 | 0 | 0 | 0 | 0 | 0 | 0 | 0 | 0 | 0 | 0 | 0 | 0 | 0 | 0 | 0 | 0 | 0 | 0 | 0 | 0 | 0 | 0 | 0 | 0 | 0 | 0 | 0 | 0 | 0 | 0 | 0 | 0 | 0 | 0 | 0 | 0 | 0 | 0 |  | #DIV/0! | 0 | #DIV/0! | #DIV/0! | #DIV/0! | 0 | #DIV/0! | 0 | 0 | 0 | 0 | 0 | 0 | 0 | 0 | 0 | 0 | 0 | 0 | 0 | 0 | 0 |  |  | 62 | #N/A | #N/A | #N/A | #N/A | #N/A | #N/A | 62 | #N/A | #N/A | #N/A | #N/A | #N/A | #N/A | #N/A
|  |  | 0 | 0 | 0 | 0 | 0 | 0 | 0 | 0 | 0 | 0 | 0 | 0 | 0 | 0 | 0 | 0 | 0 | 0 | 0 | 0 | 0 | 0 | 0 | 0 | 0 | 0 | 0 | 0 | 0 | 0 | 0 | 0 | 0 | 0 | 0 | 0 | 0 | 0 | 0 | 0 | 0 | 0 | 0 | 0 | 0 | 0 | 0 | 0 | 0 | 0 | 0 | 0 | 0 | 0 | 0 | 0 | 0 | 0 | 0 | 0 | 0 | 0 |  | #DIV/0! | 0 | #DIV/0! | #DIV/0! | #DIV/0! | 0 | #DIV/0! | 0 | 0 | 0 | 0 | 0 | 0 | 0 | 0 | 0 | 0 | 0 | 0 | 0 | 0 | 0 |  |  | 63 | #N/A | #N/A | #N/A | #N/A | #N/A | #N/A | 63 | #N/A | #N/A | #N/A | #N/A | #N/A | #N/A | #N/A
|  |  | 0 | 0 | 0 | 0 | 0 | 0 | 0 | 0 | 0 | 0 | 0 | 0 | 0 | 0 | 0 | 0 | 0 | 0 | 0 | 0 | 0 | 0 | 0 | 0 | 0 | 0 | 0 | 0 | 0 | 0 | 0 | 0 | 0 | 0 | 0 | 0 | 0 | 0 | 0 | 0 | 0 | 0 | 0 | 0 | 0 | 0 | 0 | 0 | 0 | 0 | 0 | 0 | 0 | 0 | 0 | 0 | 0 | 0 | 0 | 0 | 0 | 0 |  | #DIV/0! | 0 | #DIV/0! | #DIV/0! | #DIV/0! | 0 | #DIV/0! | 0 | 0 | 0 | 0 | 0 | 0 | 0 | 0 | 0 | 0 | 0 | 0 | 0 | 0 | 0 |  |  | 64 | #N/A | #N/A | #N/A | #N/A | #N/A | #N/A | 64 | #N/A | #N/A | #N/A | #N/A | #N/A | #N/A | #N/A
|  |  | 0 | 0 | 0 | 0 | 0 | 0 | 0 | 0 | 0 | 0 | 0 | 0 | 0 | 0 | 0 | 0 | 0 | 0 | 0 | 0 | 0 | 0 | 0 | 0 | 0 | 0 | 0 | 0 | 0 | 0 | 0 | 0 | 0 | 0 | 0 | 0 | 0 | 0 | 0 | 0 | 0 | 0 | 0 | 0 | 0 | 0 | 0 | 0 | 0 | 0 | 0 | 0 | 0 | 0 | 0 | 0 | 0 | 0 | 0 | 0 | 0 | 0 |  | #DIV/0! | 0 | #DIV/0! | #DIV/0! | #DIV/0! | 0 | #DIV/0! | 0 | 0 | 0 | 0 | 0 | 0 | 0 | 0 | 0 | 0 | 0 | 0 | 0 | 0 | 0 |  |  | 65 | #N/A | #N/A | #N/A | #N/A | #N/A | #N/A | 65 | #N/A | #N/A | #N/A | #N/A | #N/A | #N/A | #N/A
|  |  | 0 | 0 | 0 | 0 | 0 | 0 | 0 | 0 | 0 | 0 | 0 | 0 | 0 | 0 | 0 | 0 | 0 | 0 | 0 | 0 | 0 | 0 | 0 | 0 | 0 | 0 | 0 | 0 | 0 | 0 | 0 | 0 | 0 | 0 | 0 | 0 | 0 | 0 | 0 | 0 | 0 | 0 | 0 | 0 | 0 | 0 | 0 | 0 | 0 | 0 | 0 | 0 | 0 | 0 | 0 | 0 | 0 | 0 | 0 | 0 | 0 | 0 |  | #DIV/0! | 0 | #DIV/0! | #DIV/0! | #DIV/0! | 0 | #DIV/0! | 0 | 0 | 0 | 0 | 0 | 0 | 0 | 0 | 0 | 0 | 0 | 0 | 0 | 0 | 0 |  |  | 66 | #N/A | #N/A | #N/A | #N/A | #N/A | #N/A | 66 | #N/A | #N/A | #N/A | #N/A | #N/A | #N/A | #N/A
|  |  | 0 | 0 | 0 | 0 | 0 | 0 | 0 | 0 | 0 | 0 | 0 | 0 | 0 | 0 | 0 | 0 | 0 | 0 | 0 | 0 | 0 | 0 | 0 | 0 | 0 | 0 | 0 | 0 | 0 | 0 | 0 | 0 | 0 | 0 | 0 | 0 | 0 | 0 | 0 | 0 | 0 | 0 | 0 | 0 | 0 | 0 | 0 | 0 | 0 | 0 | 0 | 0 | 0 | 0 | 0 | 0 | 0 | 0 | 0 | 0 | 0 | 0 |  | #DIV/0! | 0 | #DIV/0! | #DIV/0! | #DIV/0! | 0 | #DIV/0! | 0 | 0 | 0 | 0 | 0 | 0 | 0 | 0 | 0 | 0 | 0 | 0 | 0 | 0 | 0 |  |  | 67 | #N/A | #N/A | #N/A | #N/A | #N/A | #N/A | 67 | #N/A | #N/A | #N/A | #N/A | #N/A | #N/A | #N/A
|  |  | 0 | 0 | 0 | 0 | 0 | 0 | 0 | 0 | 0 | 0 | 0 | 0 | 0 | 0 | 0 | 0 | 0 | 0 | 0 | 0 | 0 | 0 | 0 | 0 | 0 | 0 | 0 | 0 | 0 | 0 | 0 | 0 | 0 | 0 | 0 | 0 | 0 | 0 | 0 | 0 | 0 | 0 | 0 | 0 | 0 | 0 | 0 | 0 | 0 | 0 | 0 | 0 | 0 | 0 | 0 | 0 | 0 | 0 | 0 | 0 | 0 | 0 |  | #DIV/0! | 0 | #DIV/0! | #DIV/0! | #DIV/0! | 0 | #DIV/0! | 0 | 0 | 0 | 0 | 0 | 0 | 0 | 0 | 0 | 0 | 0 | 0 | 0 | 0 | 0 |  |  | 68 | #N/A | #N/A | #N/A | #N/A | #N/A | #N/A | 68 | #N/A | #N/A | #N/A | #N/A | #N/A | #N/A | #N/A
|  |  | 0 | 0 | 0 | 0 | 0 | 0 | 0 | 0 | 0 | 0 | 0 | 0 | 0 | 0 | 0 | 0 | 0 | 0 | 0 | 0 | 0 | 0 | 0 | 0 | 0 | 0 | 0 | 0 | 0 | 0 | 0 | 0 | 0 | 0 | 0 | 0 | 0 | 0 | 0 | 0 | 0 | 0 | 0 | 0 | 0 | 0 | 0 | 0 | 0 | 0 | 0 | 0 | 0 | 0 | 0 | 0 | 0 | 0 | 0 | 0 | 0 | 0 |  | #DIV/0! | 0 | #DIV/0! | #DIV/0! | #DIV/0! | 0 | #DIV/0! | 0 | 0 | 0 | 0 | 0 | 0 | 0 | 0 | 0 | 0 | 0 | 0 | 0 | 0 | 0 |  |  | 69 | #N/A | #N/A | #N/A | #N/A | #N/A | #N/A | 69 | #N/A | #N/A | #N/A | #N/A | #N/A | #N/A | #N/A
|  |  | 0 | 0 | 0 | 0 | 0 | 0 | 0 | 0 | 0 | 0 | 0 | 0 | 0 | 0 | 0 | 0 | 0 | 0 | 0 | 0 | 0 | 0 | 0 | 0 | 0 | 0 | 0 | 0 | 0 | 0 | 0 | 0 | 0 | 0 | 0 | 0 | 0 | 0 | 0 | 0 | 0 | 0 | 0 | 0 | 0 | 0 | 0 | 0 | 0 | 0 | 0 | 0 | 0 | 0 | 0 | 0 | 0 | 0 | 0 | 0 | 0 | 0 |  | #DIV/0! | 0 | #DIV/0! | #DIV/0! | #DIV/0! | 0 | #DIV/0! | 0 | 0 | 0 | 0 | 0 | 0 | 0 | 0 | 0 | 0 | 0 | 0 | 0 | 0 | 0 |  |  | 70 | #N/A | #N/A | #N/A | #N/A | #N/A | #N/A | 70 | #N/A | #N/A | #N/A | #N/A | #N/A | #N/A | #N/A
|  |  | 0 | 0 | 0 | 0 | 0 | 0 | 0 | 0 | 0 | 0 | 0 | 0 | 0 | 0 | 0 | 0 | 0 | 0 | 0 | 0 | 0 | 0 | 0 | 0 | 0 | 0 | 0 | 0 | 0 | 0 | 0 | 0 | 0 | 0 | 0 | 0 | 0 | 0 | 0 | 0 | 0 | 0 | 0 | 0 | 0 | 0 | 0 | 0 | 0 | 0 | 0 | 0 | 0 | 0 | 0 | 0 | 0 | 0 | 0 | 0 | 0 | 0 |  | #DIV/0! | 0 | #DIV/0! | #DIV/0! | #DIV/0! | 0 | #DIV/0! | 0 | 0 | 0 | 0 | 0 | 0 | 0 | 0 | 0 | 0 | 0 | 0 | 0 | 0 | 0 |  |  | 71 | #N/A | #N/A | #N/A | #N/A | #N/A | #N/A | 71 | #N/A | #N/A | #N/A | #N/A | #N/A | #N/A | #N/A
|  |  | 0 | 0 | 0 | 0 | 0 | 0 | 0 | 0 | 0 | 0 | 0 | 0 | 0 | 0 | 0 | 0 | 0 | 0 | 0 | 0 | 0 | 0 | 0 | 0 | 0 | 0 | 0 | 0 | 0 | 0 | 0 | 0 | 0 | 0 | 0 | 0 | 0 | 0 | 0 | 0 | 0 | 0 | 0 | 0 | 0 | 0 | 0 | 0 | 0 | 0 | 0 | 0 | 0 | 0 | 0 | 0 | 0 | 0 | 0 | 0 | 0 | 0 |  | #DIV/0! | 0 | #DIV/0! | #DIV/0! | #DIV/0! | 0 | #DIV/0! | 0 | 0 | 0 | 0 | 0 | 0 | 0 | 0 | 0 | 0 | 0 | 0 | 0 | 0 | 0 |  |  | 72 | #N/A | #N/A | #N/A | #N/A | #N/A | #N/A | 72 | #N/A | #N/A | #N/A | #N/A | #N/A | #N/A | #N/A
|  |  | 0 | 0 | 0 | 0 | 0 | 0 | 0 | 0 | 0 | 0 | 0 | 0 | 0 | 0 | 0 | 0 | 0 | 0 | 0 | 0 | 0 | 0 | 0 | 0 | 0 | 0 | 0 | 0 | 0 | 0 | 0 | 0 | 0 | 0 | 0 | 0 | 0 | 0 | 0 | 0 | 0 | 0 | 0 | 0 | 0 | 0 | 0 | 0 | 0 | 0 | 0 | 0 | 0 | 0 | 0 | 0 | 0 | 0 | 0 | 0 | 0 | 0 |  | #DIV/0! | 0 | #DIV/0! | #DIV/0! | #DIV/0! | 0 | #DIV/0! | 0 | 0 | 0 | 0 | 0 | 0 | 0 | 0 | 0 | 0 | 0 | 0 | 0 | 0 | 0 |  |  | 73 | #N/A | #N/A | #N/A | #N/A | #N/A | #N/A | 73 | #N/A | #N/A | #N/A | #N/A | #N/A | #N/A | #N/A
|  |  | 0 | 0 | 0 | 0 | 0 | 0 | 0 | 0 | 0 | 0 | 0 | 0 | 0 | 0 | 0 | 0 | 0 | 0 | 0 | 0 | 0 | 0 | 0 | 0 | 0 | 0 | 0 | 0 | 0 | 0 | 0 | 0 | 0 | 0 | 0 | 0 | 0 | 0 | 0 | 0 | 0 | 0 | 0 | 0 | 0 | 0 | 0 | 0 | 0 | 0 | 0 | 0 | 0 | 0 | 0 | 0 | 0 | 0 | 0 | 0 | 0 | 0 |  | #DIV/0! | 0 | #DIV/0! | #DIV/0! | #DIV/0! | 0 | #DIV/0! | 0 | 0 | 0 | 0 | 0 | 0 | 0 | 0 | 0 | 0 | 0 | 0 | 0 | 0 | 0 |  |  | 74 | #N/A | #N/A | #N/A | #N/A | #N/A | #N/A | 74 | #N/A | #N/A | #N/A | #N/A | #N/A | #N/A | #N/A
|  |  | 0 | 0 | 0 | 0 | 0 | 0 | 0 | 0 | 0 | 0 | 0 | 0 | 0 | 0 | 0 | 0 | 0 | 0 | 0 | 0 | 0 | 0 | 0 | 0 | 0 | 0 | 0 | 0 | 0 | 0 | 0 | 0 | 0 | 0 | 0 | 0 | 0 | 0 | 0 | 0 | 0 | 0 | 0 | 0 | 0 | 0 | 0 | 0 | 0 | 0 | 0 | 0 | 0 | 0 | 0 | 0 | 0 | 0 | 0 | 0 | 0 | 0 |  | #DIV/0! | 0 | #DIV/0! | #DIV/0! | #DIV/0! | 0 | #DIV/0! | 0 | 0 | 0 | 0 | 0 | 0 | 0 | 0 | 0 | 0 | 0 | 0 | 0 | 0 | 0 |  |  | 75 | #N/A | #N/A | #N/A | #N/A | #N/A | #N/A | 75 | #N/A | #N/A | #N/A | #N/A | #N/A | #N/A | #N/A
|  |  | 0 | 0 | 0 | 0 | 0 | 0 | 0 | 0 | 0 | 0 | 0 | 0 | 0 | 0 | 0 | 0 | 0 | 0 | 0 | 0 | 0 | 0 | 0 | 0 | 0 | 0 | 0 | 0 | 0 | 0 | 0 | 0 | 0 | 0 | 0 | 0 | 0 | 0 | 0 | 0 | 0 | 0 | 0 | 0 | 0 | 0 | 0 | 0 | 0 | 0 | 0 | 0 | 0 | 0 | 0 | 0 | 0 | 0 | 0 | 0 | 0 | 0 |  | #DIV/0! | 0 | #DIV/0! | #DIV/0! | #DIV/0! | 0 | #DIV/0! | 0 | 0 | 0 | 0 | 0 | 0 | 0 | 0 | 0 | 0 | 0 | 0 | 0 | 0 | 0 |  |  | 76 | #N/A | #N/A | #N/A | #N/A | #N/A | #N/A | 76 | #N/A | #N/A | #N/A | #N/A | #N/A | #N/A | #N/A
|  |  | 0 | 0 | 0 | 0 | 0 | 0 | 0 | 0 | 0 | 0 | 0 | 0 | 0 | 0 | 0 | 0 | 0 | 0 | 0 | 0 | 0 | 0 | 0 | 0 | 0 | 0 | 0 | 0 | 0 | 0 | 0 | 0 | 0 | 0 | 0 | 0 | 0 | 0 | 0 | 0 | 0 | 0 | 0 | 0 | 0 | 0 | 0 | 0 | 0 | 0 | 0 | 0 | 0 | 0 | 0 | 0 | 0 | 0 | 0 | 0 | 0 | 0 |  | #DIV/0! | 0 | #DIV/0! | #DIV/0! | #DIV/0! | 0 | #DIV/0! | 0 | 0 | 0 | 0 | 0 | 0 | 0 | 0 | 0 | 0 | 0 | 0 | 0 | 0 | 0 |  |  | 77 | #N/A | #N/A | #N/A | #N/A | #N/A | #N/A | 77 | #N/A | #N/A | #N/A | #N/A | #N/A | #N/A | #N/A
|  |  | 0 | 0 | 0 | 0 | 0 | 0 | 0 | 0 | 0 | 0 | 0 | 0 | 0 | 0 | 0 | 0 | 0 | 0 | 0 | 0 | 0 | 0 | 0 | 0 | 0 | 0 | 0 | 0 | 0 | 0 | 0 | 0 | 0 | 0 | 0 | 0 | 0 | 0 | 0 | 0 | 0 | 0 | 0 | 0 | 0 | 0 | 0 | 0 | 0 | 0 | 0 | 0 | 0 | 0 | 0 | 0 | 0 | 0 | 0 | 0 | 0 | 0 |  | #DIV/0! | 0 | #DIV/0! | #DIV/0! | #DIV/0! | 0 | #DIV/0! | 0 | 0 | 0 | 0 | 0 | 0 | 0 | 0 | 0 | 0 | 0 | 0 | 0 | 0 | 0 |  |  | 78 | #N/A | #N/A | #N/A | #N/A | #N/A | #N/A | 78 | #N/A | #N/A | #N/A | #N/A | #N/A | #N/A | #N/A
|  |  | 0 | 0 | 0 | 0 | 0 | 0 | 0 | 0 | 0 | 0 | 0 | 0 | 0 | 0 | 0 | 0 | 0 | 0 | 0 | 0 | 0 | 0 | 0 | 0 | 0 | 0 | 0 | 0 | 0 | 0 | 0 | 0 | 0 | 0 | 0 | 0 | 0 | 0 | 0 | 0 | 0 | 0 | 0 | 0 | 0 | 0 | 0 | 0 | 0 | 0 | 0 | 0 | 0 | 0 | 0 | 0 | 0 | 0 | 0 | 0 | 0 | 0 |  | #DIV/0! | 0 | #DIV/0! | #DIV/0! | #DIV/0! | 0 | #DIV/0! | 0 | 0 | 0 | 0 | 0 | 0 | 0 | 0 | 0 | 0 | 0 | 0 | 0 | 0 | 0 |  |  | 79 | #N/A | #N/A | #N/A | #N/A | #N/A | #N/A | 79 | #N/A | #N/A | #N/A | #N/A | #N/A | #N/A | #N/A
|  |  | 0 | 0 | 0 | 0 | 0 | 0 | 0 | 0 | 0 | 0 | 0 | 0 | 0 | 0 | 0 | 0 | 0 | 0 | 0 | 0 | 0 | 0 | 0 | 0 | 0 | 0 | 0 | 0 | 0 | 0 | 0 | 0 | 0 | 0 | 0 | 0 | 0 | 0 | 0 | 0 | 0 | 0 | 0 | 0 | 0 | 0 | 0 | 0 | 0 | 0 | 0 | 0 | 0 | 0 | 0 | 0 | 0 | 0 | 0 | 0 | 0 | 0 |  | #DIV/0! | 0 | #DIV/0! | #DIV/0! | #DIV/0! | 0 | #DIV/0! | 0 | 0 | 0 | 0 | 0 | 0 | 0 | 0 | 0 | 0 | 0 | 0 | 0 | 0 | 0 |  |  | 80 | #N/A | #N/A | #N/A | #N/A | #N/A | #N/A | 80 | #N/A | #N/A | #N/A | #N/A | #N/A | #N/A | #N/A
|  |  | 0 | 0 | 0 | 0 | 0 | 0 | 0 | 0 | 0 | 0 | 0 | 0 | 0 | 0 | 0 | 0 | 0 | 0 | 0 | 0 | 0 | 0 | 0 | 0 | 0 | 0 | 0 | 0 | 0 | 0 | 0 | 0 | 0 | 0 | 0 | 0 | 0 | 0 | 0 | 0 | 0 | 0 | 0 | 0 | 0 | 0 | 0 | 0 | 0 | 0 | 0 | 0 | 0 | 0 | 0 | 0 | 0 | 0 | 0 | 0 | 0 | 0 |  | #DIV/0! | 0 | #DIV/0! | #DIV/0! | #DIV/0! | 0 | #DIV/0! | 0 | 0 | 0 | 0 | 0 | 0 | 0 | 0 | 0 | 0 | 0 | 0 | 0 | 0 | 0 |  |  | 81 | #N/A | #N/A | #N/A | #N/A | #N/A | #N/A | 81 | #N/A | #N/A | #N/A | #N/A | #N/A | #N/A | #N/A
|  |  | 0 | 0 | 0 | 0 | 0 | 0 | 0 | 0 | 0 | 0 | 0 | 0 | 0 | 0 | 0 | 0 | 0 | 0 | 0 | 0 | 0 | 0 | 0 | 0 | 0 | 0 | 0 | 0 | 0 | 0 | 0 | 0 | 0 | 0 | 0 | 0 | 0 | 0 | 0 | 0 | 0 | 0 | 0 | 0 | 0 | 0 | 0 | 0 | 0 | 0 | 0 | 0 | 0 | 0 | 0 | 0 | 0 | 0 | 0 | 0 | 0 | 0 |  | #DIV/0! | 0 | #DIV/0! | #DIV/0! | #DIV/0! | 0 | #DIV/0! | 0 | 0 | 0 | 0 | 0 | 0 | 0 | 0 | 0 | 0 | 0 | 0 | 0 | 0 | 0 |  |  | 82 | #N/A | #N/A | #N/A | #N/A | #N/A | #N/A | 82 | #N/A | #N/A | #N/A | #N/A | #N/A | #N/A | #N/A
|  |  | 0 | 0 | 0 | 0 | 0 | 0 | 0 | 0 | 0 | 0 | 0 | 0 | 0 | 0 | 0 | 0 | 0 | 0 | 0 | 0 | 0 | 0 | 0 | 0 | 0 | 0 | 0 | 0 | 0 | 0 | 0 | 0 | 0 | 0 | 0 | 0 | 0 | 0 | 0 | 0 | 0 | 0 | 0 | 0 | 0 | 0 | 0 | 0 | 0 | 0 | 0 | 0 | 0 | 0 | 0 | 0 | 0 | 0 | 0 | 0 | 0 | 0 |  | #DIV/0! | 0 | #DIV/0! | #DIV/0! | #DIV/0! | 0 | #DIV/0! | 0 | 0 | 0 | 0 | 0 | 0 | 0 | 0 | 0 | 0 | 0 | 0 | 0 | 0 | 0 |  |  | 83 | #N/A | #N/A | #N/A | #N/A | #N/A | #N/A | 83 | #N/A | #N/A | #N/A | #N/A | #N/A | #N/A | #N/A
|  |  | 0 | 0 | 0 | 0 | 0 | 0 | 0 | 0 | 0 | 0 | 0 | 0 | 0 | 0 | 0 | 0 | 0 | 0 | 0 | 0 | 0 | 0 | 0 | 0 | 0 | 0 | 0 | 0 | 0 | 0 | 0 | 0 | 0 | 0 | 0 | 0 | 0 | 0 | 0 | 0 | 0 | 0 | 0 | 0 | 0 | 0 | 0 | 0 | 0 | 0 | 0 | 0 | 0 | 0 | 0 | 0 | 0 | 0 | 0 | 0 | 0 | 0 |  | #DIV/0! | 0 | #DIV/0! | #DIV/0! | #DIV/0! | 0 | #DIV/0! | 0 | 0 | 0 | 0 | 0 | 0 | 0 | 0 | 0 | 0 | 0 | 0 | 0 | 0 | 0 |  |  | 84 | #N/A | #N/A | #N/A | #N/A | #N/A | #N/A | 84 | #N/A | #N/A | #N/A | #N/A | #N/A | #N/A | #N/A
|  |  | 0 | 0 | 0 | 0 | 0 | 0 | 0 | 0 | 0 | 0 | 0 | 0 | 0 | 0 | 0 | 0 | 0 | 0 | 0 | 0 | 0 | 0 | 0 | 0 | 0 | 0 | 0 | 0 | 0 | 0 | 0 | 0 | 0 | 0 | 0 | 0 | 0 | 0 | 0 | 0 | 0 | 0 | 0 | 0 | 0 | 0 | 0 | 0 | 0 | 0 | 0 | 0 | 0 | 0 | 0 | 0 | 0 | 0 | 0 | 0 | 0 | 0 |  | #DIV/0! | 0 | #DIV/0! | #DIV/0! | #DIV/0! | 0 | #DIV/0! | 0 | 0 | 0 | 0 | 0 | 0 | 0 | 0 | 0 | 0 | 0 | 0 | 0 | 0 | 0 |  |  | 85 | #N/A | #N/A | #N/A | #N/A | #N/A | #N/A | 85 | #N/A | #N/A | #N/A | #N/A | #N/A | #N/A | #N/A
|  |  | 0 | 0 | 0 | 0 | 0 | 0 | 0 | 0 | 0 | 0 | 0 | 0 | 0 | 0 | 0 | 0 | 0 | 0 | 0 | 0 | 0 | 0 | 0 | 0 | 0 | 0 | 0 | 0 | 0 | 0 | 0 | 0 | 0 | 0 | 0 | 0 | 0 | 0 | 0 | 0 | 0 | 0 | 0 | 0 | 0 | 0 | 0 | 0 | 0 | 0 | 0 | 0 | 0 | 0 | 0 | 0 | 0 | 0 | 0 | 0 | 0 | 0 |  | #DIV/0! | 0 | #DIV/0! | #DIV/0! | #DIV/0! | 0 | #DIV/0! | 0 | 0 | 0 | 0 | 0 | 0 | 0 | 0 | 0 | 0 | 0 | 0 | 0 | 0 | 0 |  |  | 86 | #N/A | #N/A | #N/A | #N/A | #N/A | #N/A | 86 | #N/A | #N/A | #N/A | #N/A | #N/A | #N/A | #N/A
|  |  | 0 | 0 | 0 | 0 | 0 | 0 | 0 | 0 | 0 | 0 | 0 | 0 | 0 | 0 | 0 | 0 | 0 | 0 | 0 | 0 | 0 | 0 | 0 | 0 | 0 | 0 | 0 | 0 | 0 | 0 | 0 | 0 | 0 | 0 | 0 | 0 | 0 | 0 | 0 | 0 | 0 | 0 | 0 | 0 | 0 | 0 | 0 | 0 | 0 | 0 | 0 | 0 | 0 | 0 | 0 | 0 | 0 | 0 | 0 | 0 | 0 | 0 |  | #DIV/0! | 0 | #DIV/0! | #DIV/0! | #DIV/0! | 0 | #DIV/0! | 0 | 0 | 0 | 0 | 0 | 0 | 0 | 0 | 0 | 0 | 0 | 0 | 0 | 0 | 0 |  |  | 87 | #N/A | #N/A | #N/A | #N/A | #N/A | #N/A | 87 | #N/A | #N/A | #N/A | #N/A | #N/A | #N/A | #N/A
|  |  | 0 | 0 | 0 | 0 | 0 | 0 | 0 | 0 | 0 | 0 | 0 | 0 | 0 | 0 | 0 | 0 | 0 | 0 | 0 | 0 | 0 | 0 | 0 | 0 | 0 | 0 | 0 | 0 | 0 | 0 | 0 | 0 | 0 | 0 | 0 | 0 | 0 | 0 | 0 | 0 | 0 | 0 | 0 | 0 | 0 | 0 | 0 | 0 | 0 | 0 | 0 | 0 | 0 | 0 | 0 | 0 | 0 | 0 | 0 | 0 | 0 | 0 |  | #DIV/0! | 0 | #DIV/0! | #DIV/0! | #DIV/0! | 0 | #DIV/0! | 0 | 0 | 0 | 0 | 0 | 0 | 0 | 0 | 0 | 0 | 0 | 0 | 0 | 0 | 0 |  |  | 88 | #N/A | #N/A | #N/A | #N/A | #N/A | #N/A | 88 | #N/A | #N/A | #N/A | #N/A | #N/A | #N/A | #N/A
|  |  | 0 | 0 | 0 | 0 | 0 | 0 | 0 | 0 | 0 | 0 | 0 | 0 | 0 | 0 | 0 | 0 | 0 | 0 | 0 | 0 | 0 | 0 | 0 | 0 | 0 | 0 | 0 | 0 | 0 | 0 | 0 | 0 | 0 | 0 | 0 | 0 | 0 | 0 | 0 | 0 | 0 | 0 | 0 | 0 | 0 | 0 | 0 | 0 | 0 | 0 | 0 | 0 | 0 | 0 | 0 | 0 | 0 | 0 | 0 | 0 | 0 | 0 |  | #DIV/0! | 0 | #DIV/0! | #DIV/0! | #DIV/0! | 0 | #DIV/0! | 0 | 0 | 0 | 0 | 0 | 0 | 0 | 0 | 0 | 0 | 0 | 0 | 0 | 0 | 0 |  |  | 89 | #N/A | #N/A | #N/A | #N/A | #N/A | #N/A | 89 | #N/A | #N/A | #N/A | #N/A | #N/A | #N/A | #N/A
|  |  | 0 | 0 | 0 | 0 | 0 | 0 | 0 | 0 | 0 | 0 | 0 | 0 | 0 | 0 | 0 | 0 | 0 | 0 | 0 | 0 | 0 | 0 | 0 | 0 | 0 | 0 | 0 | 0 | 0 | 0 | 0 | 0 | 0 | 0 | 0 | 0 | 0 | 0 | 0 | 0 | 0 | 0 | 0 | 0 | 0 | 0 | 0 | 0 | 0 | 0 | 0 | 0 | 0 | 0 | 0 | 0 | 0 | 0 | 0 | 0 | 0 | 0 |  | #DIV/0! | 0 | #DIV/0! | #DIV/0! | #DIV/0! | 0 | #DIV/0! | 0 | 0 | 0 | 0 | 0 | 0 | 0 | 0 | 0 | 0 | 0 | 0 | 0 | 0 | 0 |  |  | 90 | #N/A | #N/A | #N/A | #N/A | #N/A | #N/A | 90 | #N/A | #N/A | #N/A | #N/A | #N/A | #N/A | #N/A
|  |  | 0 | 0 | 0 | 0 | 0 | 0 | 0 | 0 | 0 | 0 | 0 | 0 | 0 | 0 | 0 | 0 | 0 | 0 | 0 | 0 | 0 | 0 | 0 | 0 | 0 | 0 | 0 | 0 | 0 | 0 | 0 | 0 | 0 | 0 | 0 | 0 | 0 | 0 | 0 | 0 | 0 | 0 | 0 | 0 | 0 | 0 | 0 | 0 | 0 | 0 | 0 | 0 | 0 | 0 | 0 | 0 | 0 | 0 | 0 | 0 | 0 | 0 |  | #DIV/0! | 0 | #DIV/0! | #DIV/0! | #DIV/0! | 0 | #DIV/0! | 0 | 0 | 0 | 0 | 0 | 0 | 0 | 0 | 0 | 0 | 0 | 0 | 0 | 0 | 0 |  |  | 91 | #N/A | #N/A | #N/A | #N/A | #N/A | #N/A | 91 | #N/A | #N/A | #N/A | #N/A | #N/A | #N/A | #N/A
|  |  | 0 | 0 | 0 | 0 | 0 | 0 | 0 | 0 | 0 | 0 | 0 | 0 | 0 | 0 | 0 | 0 | 0 | 0 | 0 | 0 | 0 | 0 | 0 | 0 | 0 | 0 | 0 | 0 | 0 | 0 | 0 | 0 | 0 | 0 | 0 | 0 | 0 | 0 | 0 | 0 | 0 | 0 | 0 | 0 | 0 | 0 | 0 | 0 | 0 | 0 | 0 | 0 | 0 | 0 | 0 | 0 | 0 | 0 | 0 | 0 | 0 | 0 |  | #DIV/0! | 0 | #DIV/0! | #DIV/0! | #DIV/0! | 0 | #DIV/0! | 0 | 0 | 0 | 0 | 0 | 0 | 0 | 0 | 0 | 0 | 0 | 0 | 0 | 0 | 0 |  |  | 92 | #N/A | #N/A | #N/A | #N/A | #N/A | #N/A | 92 | #N/A | #N/A | #N/A | #N/A | #N/A | #N/A | #N/A
|  |  | 0 | 0 | 0 | 0 | 0 | 0 | 0 | 0 | 0 | 0 | 0 | 0 | 0 | 0 | 0 | 0 | 0 | 0 | 0 | 0 | 0 | 0 | 0 | 0 | 0 | 0 | 0 | 0 | 0 | 0 | 0 | 0 | 0 | 0 | 0 | 0 | 0 | 0 | 0 | 0 | 0 | 0 | 0 | 0 | 0 | 0 | 0 | 0 | 0 | 0 | 0 | 0 | 0 | 0 | 0 | 0 | 0 | 0 | 0 | 0 | 0 | 0 |  | #DIV/0! | 0 | #DIV/0! | #DIV/0! | #DIV/0! | 0 | #DIV/0! | 0 | 0 | 0 | 0 | 0 | 0 | 0 | 0 | 0 | 0 | 0 | 0 | 0 | 0 | 0 |  |  | 93 | #N/A | #N/A | #N/A | #N/A | #N/A | #N/A | 93 | #N/A | #N/A | #N/A | #N/A | #N/A | #N/A | #N/A
|  |  | 0 | 0 | 0 | 0 | 0 | 0 | 0 | 0 | 0 | 0 | 0 | 0 | 0 | 0 | 0 | 0 | 0 | 0 | 0 | 0 | 0 | 0 | 0 | 0 | 0 | 0 | 0 | 0 | 0 | 0 | 0 | 0 | 0 | 0 | 0 | 0 | 0 | 0 | 0 | 0 | 0 | 0 | 0 | 0 | 0 | 0 | 0 | 0 | 0 | 0 | 0 | 0 | 0 | 0 | 0 | 0 | 0 | 0 | 0 | 0 | 0 | 0 |  | #DIV/0! | 0 | #DIV/0! | #DIV/0! | #DIV/0! | 0 | #DIV/0! | 0 | 0 | 0 | 0 | 0 | 0 | 0 | 0 | 0 | 0 | 0 | 0 | 0 | 0 | 0 |  |  | 94 | #N/A | #N/A | #N/A | #N/A | #N/A | #N/A | 94 | #N/A | #N/A | #N/A | #N/A | #N/A | #N/A | #N/A
|  |  | 0 | 0 | 0 | 0 | 0 | 0 | 0 | 0 | 0 | 0 | 0 | 0 | 0 | 0 | 0 | 0 | 0 | 0 | 0 | 0 | 0 | 0 | 0 | 0 | 0 | 0 | 0 | 0 | 0 | 0 | 0 | 0 | 0 | 0 | 0 | 0 | 0 | 0 | 0 | 0 | 0 | 0 | 0 | 0 | 0 | 0 | 0 | 0 | 0 | 0 | 0 | 0 | 0 | 0 | 0 | 0 | 0 | 0 | 0 | 0 | 0 | 0 |  | #DIV/0! | 0 | #DIV/0! | #DIV/0! | #DIV/0! | 0 | #DIV/0! | 0 | 0 | 0 | 0 | 0 | 0 | 0 | 0 | 0 | 0 | 0 | 0 | 0 | 0 | 0 |  |  | 95 | #N/A | #N/A | #N/A | #N/A | #N/A | #N/A | 95 | #N/A | #N/A | #N/A | #N/A | #N/A | #N/A | #N/A
|  |  | 0 | 0 | 0 | 0 | 0 | 0 | 0 | 0 | 0 | 0 | 0 | 0 | 0 | 0 | 0 | 0 | 0 | 0 | 0 | 0 | 0 | 0 | 0 | 0 | 0 | 0 | 0 | 0 | 0 | 0 | 0 | 0 | 0 | 0 | 0 | 0 | 0 | 0 | 0 | 0 | 0 | 0 | 0 | 0 | 0 | 0 | 0 | 0 | 0 | 0 | 0 | 0 | 0 | 0 | 0 | 0 | 0 | 0 | 0 | 0 | 0 | 0 |  | #DIV/0! | 0 | #DIV/0! | #DIV/0! | #DIV/0! | 0 | #DIV/0! | 0 | 0 | 0 | 0 | 0 | 0 | 0 | 0 | 0 | 0 | 0 | 0 | 0 | 0 | 0 |  |  | 96 | #N/A | #N/A | #N/A | #N/A | #N/A | #N/A | 96 | #N/A | #N/A | #N/A | #N/A | #N/A | #N/A | #N/A
|  |  | 0 | 0 | 0 | 0 | 0 | 0 | 0 | 0 | 0 | 0 | 0 | 0 | 0 | 0 | 0 | 0 | 0 | 0 | 0 | 0 | 0 | 0 | 0 | 0 | 0 | 0 | 0 | 0 | 0 | 0 | 0 | 0 | 0 | 0 | 0 | 0 | 0 | 0 | 0 | 0 | 0 | 0 | 0 | 0 | 0 | 0 | 0 | 0 | 0 | 0 | 0 | 0 | 0 | 0 | 0 | 0 | 0 | 0 | 0 | 0 | 0 | 0 |  | #DIV/0! | 0 | #DIV/0! | #DIV/0! | #DIV/0! | 0 | #DIV/0! | 0 | 0 | 0 | 0 | 0 | 0 | 0 | 0 | 0 | 0 | 0 | 0 | 0 | 0 | 0 |  |  | 97 | #N/A | #N/A | #N/A | #N/A | #N/A | #N/A | 97 | #N/A | #N/A | #N/A | #N/A | #N/A | #N/A | #N/A
|  |  | 0 | 0 | 0 | 0 | 0 | 0 | 0 | 0 | 0 | 0 | 0 | 0 | 0 | 0 | 0 | 0 | 0 | 0 | 0 | 0 | 0 | 0 | 0 | 0 | 0 | 0 | 0 | 0 | 0 | 0 | 0 | 0 | 0 | 0 | 0 | 0 | 0 | 0 | 0 | 0 | 0 | 0 | 0 | 0 | 0 | 0 | 0 | 0 | 0 | 0 | 0 | 0 | 0 | 0 | 0 | 0 | 0 | 0 | 0 | 0 | 0 | 0 |  | #DIV/0! | 0 | #DIV/0! | #DIV/0! | #DIV/0! | 0 | #DIV/0! | 0 | 0 | 0 | 0 | 0 | 0 | 0 | 0 | 0 | 0 | 0 | 0 | 0 | 0 | 0 |  |  | 98 | #N/A | #N/A | #N/A | #N/A | #N/A | #N/A | 98 | #N/A | #N/A | #N/A | #N/A | #N/A | #N/A | #N/A
|  |  | 0 | 0 | 0 | 0 | 0 | 0 | 0 | 0 | 0 | 0 | 0 | 0 | 0 | 0 | 0 | 0 | 0 | 0 | 0 | 0 | 0 | 0 | 0 | 0 | 0 | 0 | 0 | 0 | 0 | 0 | 0 | 0 | 0 | 0 | 0 | 0 | 0 | 0 | 0 | 0 | 0 | 0 | 0 | 0 | 0 | 0 | 0 | 0 | 0 | 0 | 0 | 0 | 0 | 0 | 0 | 0 | 0 | 0 | 0 | 0 | 0 | 0 |  | #DIV/0! | 0 | #DIV/0! | #DIV/0! | #DIV/0! | 0 | #DIV/0! | 0 | 0 | 0 | 0 | 0 | 0 | 0 | 0 | 0 | 0 | 0 | 0 | 0 | 0 | 0 |  |  | 99 | #N/A | #N/A | #N/A | #N/A | #N/A | #N/A | 99 | #N/A | #N/A | #N/A | #N/A | #N/A | #N/A | #N/A
|  |  | 0 | 0 | 0 | 0 | 0 | 0 | 0 | 0 | 0 | 0 | 0 | 0 | 0 | 0 | 0 | 0 | 0 | 0 | 0 | 0 | 0 | 0 | 0 | 0 | 0 | 0 | 0 | 0 | 0 | 0 | 0 | 0 | 0 | 0 | 0 | 0 | 0 | 0 | 0 | 0 | 0 | 0 | 0 | 0 | 0 | 0 | 0 | 0 | 0 | 0 | 0 | 0 | 0 | 0 | 0 | 0 | 0 | 0 | 0 | 0 | 0 | 0 |  | #DIV/0! | 0 | #DIV/0! | #DIV/0! | #DIV/0! | 0 | #DIV/0! | 0 | 0 | 0 | 0 | 0 | 0 | 0 | 0 | 0 | 0 | 0 | 0 | 0 | 0 | 0 |  |  | 100 | #N/A | #N/A | #N/A | #N/A | #N/A | #N/A | 100 | #N/A | #N/A | #N/A | #N/A | #N/A | #N/A | #N/A
|  |  | 0 | 0 | 0 | 0 | 0 | 0 | 0 | 0 | 0 | 0 | 0 | 0 | 0 | 0 | 0 | 0 | 0 | 0 | 0 | 0 | 0 | 0 | 0 | 0 | 0 | 0 | 0 | 0 | 0 | 0 | 0 | 0 | 0 | 0 | 0 | 0 | 0 | 0 | 0 | 0 | 0 | 0 | 0 | 0 | 0 | 0 | 0 | 0 | 0 | 0 | 0 | 0 | 0 | 0 | 0 | 0 | 0 | 0 | 0 | 0 | 0 | 0 |  | #DIV/0! | 0 | #DIV/0! | #DIV/0! | #DIV/0! | 0 | #DIV/0! | 0 | 0 | 0 | 0 | 0 | 0 | 0 | 0 | 0 | 0 | 0 | 0 | 0 | 0 | 0 |  |  | 101 | #N/A | #N/A | #N/A | #N/A | #N/A | #N/A | 101 | #N/A | #N/A | #N/A | #N/A | #N/A | #N/A | #N/A
|  |  | 0 | 0 | 0 | 0 | 0 | 0 | 0 | 0 | 0 | 0 | 0 | 0 | 0 | 0 | 0 | 0 | 0 | 0 | 0 | 0 | 0 | 0 | 0 | 0 | 0 | 0 | 0 | 0 | 0 | 0 | 0 | 0 | 0 | 0 | 0 | 0 | 0 | 0 | 0 | 0 | 0 | 0 | 0 | 0 | 0 | 0 | 0 | 0 | 0 | 0 | 0 | 0 | 0 | 0 | 0 | 0 | 0 | 0 | 0 | 0 | 0 | 0 |  | #DIV/0! | 0 | #DIV/0! | #DIV/0! | #DIV/0! | 0 | #DIV/0! | 0 | 0 | 0 | 0 | 0 | 0 | 0 | 0 | 0 | 0 | 0 | 0 | 0 | 0 | 0 |  |  | 102 | #N/A | #N/A | #N/A | #N/A | #N/A | #N/A | 102 | #N/A | #N/A | #N/A | #N/A | #N/A | #N/A | #N/A
|  |  | 0 | 0 | 0 | 0 | 0 | 0 | 0 | 0 | 0 | 0 | 0 | 0 | 0 | 0 | 0 | 0 | 0 | 0 | 0 | 0 | 0 | 0 | 0 | 0 | 0 | 0 | 0 | 0 | 0 | 0 | 0 | 0 | 0 | 0 | 0 | 0 | 0 | 0 | 0 | 0 | 0 | 0 | 0 | 0 | 0 | 0 | 0 | 0 | 0 | 0 | 0 | 0 | 0 | 0 | 0 | 0 | 0 | 0 | 0 | 0 | 0 | 0 |  | #DIV/0! | 0 | #DIV/0! | #DIV/0! | #DIV/0! | 0 | #DIV/0! | 0 | 0 | 0 | 0 | 0 | 0 | 0 | 0 | 0 | 0 | 0 | 0 | 0 | 0 | 0 |  |  | 103 | #N/A | #N/A | #N/A | #N/A | #N/A | #N/A | 103 | #N/A | #N/A | #N/A | #N/A | #N/A | #N/A | #N/A
|  |  | 0 | 0 | 0 | 0 | 0 | 0 | 0 | 0 | 0 | 0 | 0 | 0 | 0 | 0 | 0 | 0 | 0 | 0 | 0 | 0 | 0 | 0 | 0 | 0 | 0 | 0 | 0 | 0 | 0 | 0 | 0 | 0 | 0 | 0 | 0 | 0 | 0 | 0 | 0 | 0 | 0 | 0 | 0 | 0 | 0 | 0 | 0 | 0 | 0 | 0 | 0 | 0 | 0 | 0 | 0 | 0 | 0 | 0 | 0 | 0 | 0 | 0 |  | #DIV/0! | 0 | #DIV/0! | #DIV/0! | #DIV/0! | 0 | #DIV/0! | 0 | 0 | 0 | 0 | 0 | 0 | 0 | 0 | 0 | 0 | 0 | 0 | 0 | 0 | 0 |  |  | 104 | #N/A | #N/A | #N/A | #N/A | #N/A | #N/A | 104 | #N/A | #N/A | #N/A | #N/A | #N/A | #N/A | #N/A
|  |  | 0 | 0 | 0 | 0 | 0 | 0 | 0 | 0 | 0 | 0 | 0 | 0 | 0 | 0 | 0 | 0 | 0 | 0 | 0 | 0 | 0 | 0 | 0 | 0 | 0 | 0 | 0 | 0 | 0 | 0 | 0 | 0 | 0 | 0 | 0 | 0 | 0 | 0 | 0 | 0 | 0 | 0 | 0 | 0 | 0 | 0 | 0 | 0 | 0 | 0 | 0 | 0 | 0 | 0 | 0 | 0 | 0 | 0 | 0 | 0 | 0 | 0 |  | #DIV/0! | 0 | #DIV/0! | #DIV/0! | #DIV/0! | 0 | #DIV/0! | 0 | 0 | 0 | 0 | 0 | 0 | 0 | 0 | 0 | 0 | 0 | 0 | 0 | 0 | 0 |  |  | 105 | #N/A | #N/A | #N/A | #N/A | #N/A | #N/A | 105 | #N/A | #N/A | #N/A | #N/A | #N/A | #N/A | #N/A
|  |  | 0 | 0 | 0 | 0 | 0 | 0 | 0 | 0 | 0 | 0 | 0 | 0 | 0 | 0 | 0 | 0 | 0 | 0 | 0 | 0 | 0 | 0 | 0 | 0 | 0 | 0 | 0 | 0 | 0 | 0 | 0 | 0 | 0 | 0 | 0 | 0 | 0 | 0 | 0 | 0 | 0 | 0 | 0 | 0 | 0 | 0 | 0 | 0 | 0 | 0 | 0 | 0 | 0 | 0 | 0 | 0 | 0 | 0 | 0 | 0 | 0 | 0 |  | #DIV/0! | 0 | #DIV/0! | #DIV/0! | #DIV/0! | 0 | #DIV/0! | 0 | 0 | 0 | 0 | 0 | 0 | 0 | 0 | 0 | 0 | 0 | 0 | 0 | 0 | 0 |  |  | 106 | #N/A | #N/A | #N/A | #N/A | #N/A | #N/A | 106 | #N/A | #N/A | #N/A | #N/A | #N/A | #N/A | #N/A
|  |  | 0 | 0 | 0 | 0 | 0 | 0 | 0 | 0 | 0 | 0 | 0 | 0 | 0 | 0 | 0 | 0 | 0 | 0 | 0 | 0 | 0 | 0 | 0 | 0 | 0 | 0 | 0 | 0 | 0 | 0 | 0 | 0 | 0 | 0 | 0 | 0 | 0 | 0 | 0 | 0 | 0 | 0 | 0 | 0 | 0 | 0 | 0 | 0 | 0 | 0 | 0 | 0 | 0 | 0 | 0 | 0 | 0 | 0 | 0 | 0 | 0 | 0 |  | #DIV/0! | 0 | #DIV/0! | #DIV/0! | #DIV/0! | 0 | #DIV/0! | 0 | 0 | 0 | 0 | 0 | 0 | 0 | 0 | 0 | 0 | 0 | 0 | 0 | 0 | 0 |  |  | 107 | #N/A | #N/A | #N/A | #N/A | #N/A | #N/A | 107 | #N/A | #N/A | #N/A | #N/A | #N/A | #N/A | #N/A
|  |  | 0 | 0 | 0 | 0 | 0 | 0 | 0 | 0 | 0 | 0 | 0 | 0 | 0 | 0 | 0 | 0 | 0 | 0 | 0 | 0 | 0 | 0 | 0 | 0 | 0 | 0 | 0 | 0 | 0 | 0 | 0 | 0 | 0 | 0 | 0 | 0 | 0 | 0 | 0 | 0 | 0 | 0 | 0 | 0 | 0 | 0 | 0 | 0 | 0 | 0 | 0 | 0 | 0 | 0 | 0 | 0 | 0 | 0 | 0 | 0 | 0 | 0 |  | #DIV/0! | 0 | #DIV/0! | #DIV/0! | #DIV/0! | 0 | #DIV/0! | 0 | 0 | 0 | 0 | 0 | 0 | 0 | 0 | 0 | 0 | 0 | 0 | 0 | 0 | 0 |  |  | 108 | #N/A | #N/A | #N/A | #N/A | #N/A | #N/A | 108 | #N/A | #N/A | #N/A | #N/A | #N/A | #N/A | #N/A
|  |  | 0 | 0 | 0 | 0 | 0 | 0 | 0 | 0 | 0 | 0 | 0 | 0 | 0 | 0 | 0 | 0 | 0 | 0 | 0 | 0 | 0 | 0 | 0 | 0 | 0 | 0 | 0 | 0 | 0 | 0 | 0 | 0 | 0 | 0 | 0 | 0 | 0 | 0 | 0 | 0 | 0 | 0 | 0 | 0 | 0 | 0 | 0 | 0 | 0 | 0 | 0 | 0 | 0 | 0 | 0 | 0 | 0 | 0 | 0 | 0 | 0 | 0 |  | #DIV/0! | 0 | #DIV/0! | #DIV/0! | #DIV/0! | 0 | #DIV/0! | 0 | 0 | 0 | 0 | 0 | 0 | 0 | 0 | 0 | 0 | 0 | 0 | 0 | 0 | 0 |  |  | 109 | #N/A | #N/A | #N/A | #N/A | #N/A | #N/A | 109 | #N/A | #N/A | #N/A | #N/A | #N/A | #N/A | #N/A
|  |  | 0 | 0 | 0 | 0 | 0 | 0 | 0 | 0 | 0 | 0 | 0 | 0 | 0 | 0 | 0 | 0 | 0 | 0 | 0 | 0 | 0 | 0 | 0 | 0 | 0 | 0 | 0 | 0 | 0 | 0 | 0 | 0 | 0 | 0 | 0 | 0 | 0 | 0 | 0 | 0 | 0 | 0 | 0 | 0 | 0 | 0 | 0 | 0 | 0 | 0 | 0 | 0 | 0 | 0 | 0 | 0 | 0 | 0 | 0 | 0 | 0 | 0 |  | #DIV/0! | 0 | #DIV/0! | #DIV/0! | #DIV/0! | 0 | #DIV/0! | 0 | 0 | 0 | 0 | 0 | 0 | 0 | 0 | 0 | 0 | 0 | 0 | 0 | 0 | 0 |  |  | 110 | #N/A | #N/A | #N/A | #N/A | #N/A | #N/A | 110 | #N/A | #N/A | #N/A | #N/A | #N/A | #N/A | #N/A
|  |  | 0 | 0 | 0 | 0 | 0 | 0 | 0 | 0 | 0 | 0 | 0 | 0 | 0 | 0 | 0 | 0 | 0 | 0 | 0 | 0 | 0 | 0 | 0 | 0 | 0 | 0 | 0 | 0 | 0 | 0 | 0 | 0 | 0 | 0 | 0 | 0 | 0 | 0 | 0 | 0 | 0 | 0 | 0 | 0 | 0 | 0 | 0 | 0 | 0 | 0 | 0 | 0 | 0 | 0 | 0 | 0 | 0 | 0 | 0 | 0 | 0 | 0 |  | #DIV/0! | 0 | #DIV/0! | #DIV/0! | #DIV/0! | 0 | #DIV/0! | 0 | 0 | 0 | 0 | 0 | 0 | 0 | 0 | 0 | 0 | 0 | 0 | 0 | 0 | 0 |  |  | 111 | #N/A | #N/A | #N/A | #N/A | #N/A | #N/A | 111 | #N/A | #N/A | #N/A | #N/A | #N/A | #N/A | #N/A
|  |  | 0 | 0 | 0 | 0 | 0 | 0 | 0 | 0 | 0 | 0 | 0 | 0 | 0 | 0 | 0 | 0 | 0 | 0 | 0 | 0 | 0 | 0 | 0 | 0 | 0 | 0 | 0 | 0 | 0 | 0 | 0 | 0 | 0 | 0 | 0 | 0 | 0 | 0 | 0 | 0 | 0 | 0 | 0 | 0 | 0 | 0 | 0 | 0 | 0 | 0 | 0 | 0 | 0 | 0 | 0 | 0 | 0 | 0 | 0 | 0 | 0 | 0 |  | #DIV/0! | 0 | #DIV/0! | #DIV/0! | #DIV/0! | 0 | #DIV/0! | 0 | 0 | 0 | 0 | 0 | 0 | 0 | 0 | 0 | 0 | 0 | 0 | 0 | 0 | 0 |  |  | 112 | #N/A | #N/A | #N/A | #N/A | #N/A | #N/A | 112 | #N/A | #N/A | #N/A | #N/A | #N/A | #N/A | #N/A
|  |  | 0 | 0 | 0 | 0 | 0 | 0 | 0 | 0 | 0 | 0 | 0 | 0 | 0 | 0 | 0 | 0 | 0 | 0 | 0 | 0 | 0 | 0 | 0 | 0 | 0 | 0 | 0 | 0 | 0 | 0 | 0 | 0 | 0 | 0 | 0 | 0 | 0 | 0 | 0 | 0 | 0 | 0 | 0 | 0 | 0 | 0 | 0 | 0 | 0 | 0 | 0 | 0 | 0 | 0 | 0 | 0 | 0 | 0 | 0 | 0 | 0 | 0 |  | #DIV/0! | 0 | #DIV/0! | #DIV/0! | #DIV/0! | 0 | #DIV/0! | 0 | 0 | 0 | 0 | 0 | 0 | 0 | 0 | 0 | 0 | 0 | 0 | 0 | 0 | 0 |  |  | 113 | #N/A | #N/A | #N/A | #N/A | #N/A | #N/A | 113 | #N/A | #N/A | #N/A | #N/A | #N/A | #N/A | #N/A
|  |  | 0 | 0 | 0 | 0 | 0 | 0 | 0 | 0 | 0 | 0 | 0 | 0 | 0 | 0 | 0 | 0 | 0 | 0 | 0 | 0 | 0 | 0 | 0 | 0 | 0 | 0 | 0 | 0 | 0 | 0 | 0 | 0 | 0 | 0 | 0 | 0 | 0 | 0 | 0 | 0 | 0 | 0 | 0 | 0 | 0 | 0 | 0 | 0 | 0 | 0 | 0 | 0 | 0 | 0 | 0 | 0 | 0 | 0 | 0 | 0 | 0 | 0 |  | #DIV/0! | 0 | #DIV/0! | #DIV/0! | #DIV/0! | 0 | #DIV/0! | 0 | 0 | 0 | 0 | 0 | 0 | 0 | 0 | 0 | 0 | 0 | 0 | 0 | 0 | 0 |  |  | 114 | #N/A | #N/A | #N/A | #N/A | #N/A | #N/A | 114 | #N/A | #N/A | #N/A | #N/A | #N/A | #N/A | #N/A
|  |  | 0 | 0 | 0 | 0 | 0 | 0 | 0 | 0 | 0 | 0 | 0 | 0 | 0 | 0 | 0 | 0 | 0 | 0 | 0 | 0 | 0 | 0 | 0 | 0 | 0 | 0 | 0 | 0 | 0 | 0 | 0 | 0 | 0 | 0 | 0 | 0 | 0 | 0 | 0 | 0 | 0 | 0 | 0 | 0 | 0 | 0 | 0 | 0 | 0 | 0 | 0 | 0 | 0 | 0 | 0 | 0 | 0 | 0 | 0 | 0 | 0 | 0 |  | #DIV/0! | 0 | #DIV/0! | #DIV/0! | #DIV/0! | 0 | #DIV/0! | 0 | 0 | 0 | 0 | 0 | 0 | 0 | 0 | 0 | 0 | 0 | 0 | 0 | 0 | 0 |  |  | 115 | #N/A | #N/A | #N/A | #N/A | #N/A | #N/A | 115 | #N/A | #N/A | #N/A | #N/A | #N/A | #N/A | #N/A
|  |  | 0 | 0 | 0 | 0 | 0 | 0 | 0 | 0 | 0 | 0 | 0 | 0 | 0 | 0 | 0 | 0 | 0 | 0 | 0 | 0 | 0 | 0 | 0 | 0 | 0 | 0 | 0 | 0 | 0 | 0 | 0 | 0 | 0 | 0 | 0 | 0 | 0 | 0 | 0 | 0 | 0 | 0 | 0 | 0 | 0 | 0 | 0 | 0 | 0 | 0 | 0 | 0 | 0 | 0 | 0 | 0 | 0 | 0 | 0 | 0 | 0 | 0 |  | #DIV/0! | 0 | #DIV/0! | #DIV/0! | #DIV/0! | 0 | #DIV/0! | 0 | 0 | 0 | 0 | 0 | 0 | 0 | 0 | 0 | 0 | 0 | 0 | 0 | 0 | 0 |  |  | 116 | #N/A | #N/A | #N/A | #N/A | #N/A | #N/A | 116 | #N/A | #N/A | #N/A | #N/A | #N/A | #N/A | #N/A
|  |  | 0 | 0 | 0 | 0 | 0 | 0 | 0 | 0 | 0 | 0 | 0 | 0 | 0 | 0 | 0 | 0 | 0 | 0 | 0 | 0 | 0 | 0 | 0 | 0 | 0 | 0 | 0 | 0 | 0 | 0 | 0 | 0 | 0 | 0 | 0 | 0 | 0 | 0 | 0 | 0 | 0 | 0 | 0 | 0 | 0 | 0 | 0 | 0 | 0 | 0 | 0 | 0 | 0 | 0 | 0 | 0 | 0 | 0 | 0 | 0 | 0 | 0 |  | #DIV/0! | 0 | #DIV/0! | #DIV/0! | #DIV/0! | 0 | #DIV/0! | 0 | 0 | 0 | 0 | 0 | 0 | 0 | 0 | 0 | 0 | 0 | 0 | 0 | 0 | 0 |  |  | 117 | #N/A | #N/A | #N/A | #N/A | #N/A | #N/A | 117 | #N/A | #N/A | #N/A | #N/A | #N/A | #N/A | #N/A
|  |  | 0 | 0 | 0 | 0 | 0 | 0 | 0 | 0 | 0 | 0 | 0 | 0 | 0 | 0 | 0 | 0 | 0 | 0 | 0 | 0 | 0 | 0 | 0 | 0 | 0 | 0 | 0 | 0 | 0 | 0 | 0 | 0 | 0 | 0 | 0 | 0 | 0 | 0 | 0 | 0 | 0 | 0 | 0 | 0 | 0 | 0 | 0 | 0 | 0 | 0 | 0 | 0 | 0 | 0 | 0 | 0 | 0 | 0 | 0 | 0 | 0 | 0 |  | #DIV/0! | 0 | #DIV/0! | #DIV/0! | #DIV/0! | 0 | #DIV/0! | 0 | 0 | 0 | 0 | 0 | 0 | 0 | 0 | 0 | 0 | 0 | 0 | 0 | 0 | 0 |  |  | 118 | #N/A | #N/A | #N/A | #N/A | #N/A | #N/A | 118 | #N/A | #N/A | #N/A | #N/A | #N/A | #N/A | #N/A
|  |  | 0 | 0 | 0 | 0 | 0 | 0 | 0 | 0 | 0 | 0 | 0 | 0 | 0 | 0 | 0 | 0 | 0 | 0 | 0 | 0 | 0 | 0 | 0 | 0 | 0 | 0 | 0 | 0 | 0 | 0 | 0 | 0 | 0 | 0 | 0 | 0 | 0 | 0 | 0 | 0 | 0 | 0 | 0 | 0 | 0 | 0 | 0 | 0 | 0 | 0 | 0 | 0 | 0 | 0 | 0 | 0 | 0 | 0 | 0 | 0 | 0 | 0 |  | #DIV/0! | 0 | #DIV/0! | #DIV/0! | #DIV/0! | 0 | #DIV/0! | 0 | 0 | 0 | 0 | 0 | 0 | 0 | 0 | 0 | 0 | 0 | 0 | 0 | 0 | 0 |  |  | 119 | #N/A | #N/A | #N/A | #N/A | #N/A | #N/A | 119 | #N/A | #N/A | #N/A | #N/A | #N/A | #N/A | #N/A
|  |  | 0 | 0 | 0 | 0 | 0 | 0 | 0 | 0 | 0 | 0 | 0 | 0 | 0 | 0 | 0 | 0 | 0 | 0 | 0 | 0 | 0 | 0 | 0 | 0 | 0 | 0 | 0 | 0 | 0 | 0 | 0 | 0 | 0 | 0 | 0 | 0 | 0 | 0 | 0 | 0 | 0 | 0 | 0 | 0 | 0 | 0 | 0 | 0 | 0 | 0 | 0 | 0 | 0 | 0 | 0 | 0 | 0 | 0 | 0 | 0 | 0 | 0 |  | #DIV/0! | 0 | #DIV/0! | #DIV/0! | #DIV/0! | 0 | #DIV/0! | 0 | 0 | 0 | 0 | 0 | 0 | 0 | 0 | 0 | 0 | 0 | 0 | 0 | 0 | 0 |  |  | 120 | #N/A | #N/A | #N/A | #N/A | #N/A | #N/A | 120 | #N/A | #N/A | #N/A | #N/A | #N/A | #N/A | #N/A
|  |  | 0 | 0 | 0 | 0 | 0 | 0 | 0 | 0 | 0 | 0 | 0 | 0 | 0 | 0 | 0 | 0 | 0 | 0 | 0 | 0 | 0 | 0 | 0 | 0 | 0 | 0 | 0 | 0 | 0 | 0 | 0 | 0 | 0 | 0 | 0 | 0 | 0 | 0 | 0 | 0 | 0 | 0 | 0 | 0 | 0 | 0 | 0 | 0 | 0 | 0 | 0 | 0 | 0 | 0 | 0 | 0 | 0 | 0 | 0 | 0 | 0 | 0 |  | #DIV/0! | 0 | #DIV/0! | #DIV/0! | #DIV/0! | 0 | #DIV/0! | 0 | 0 | 0 | 0 | 0 | 0 | 0 | 0 | 0 | 0 | 0 | 0 | 0 | 0 | 0 |  |  | 121 | #N/A | #N/A | #N/A | #N/A | #N/A | #N/A | 121 | #N/A | #N/A | #N/A | #N/A | #N/A | #N/A | #N/A
|  |  | 0 | 0 | 0 | 0 | 0 | 0 | 0 | 0 | 0 | 0 | 0 | 0 | 0 | 0 | 0 | 0 | 0 | 0 | 0 | 0 | 0 | 0 | 0 | 0 | 0 | 0 | 0 | 0 | 0 | 0 | 0 | 0 | 0 | 0 | 0 | 0 | 0 | 0 | 0 | 0 | 0 | 0 | 0 | 0 | 0 | 0 | 0 | 0 | 0 | 0 | 0 | 0 | 0 | 0 | 0 | 0 | 0 | 0 | 0 | 0 | 0 | 0 |  | #DIV/0! | 0 | #DIV/0! | #DIV/0! | #DIV/0! | 0 | #DIV/0! | 0 | 0 | 0 | 0 | 0 | 0 | 0 | 0 | 0 | 0 | 0 | 0 | 0 | 0 | 0 |  |  | 122 | #N/A | #N/A | #N/A | #N/A | #N/A | #N/A | 122 | #N/A | #N/A | #N/A | #N/A | #N/A | #N/A | #N/A
|  |  | 0 | 0 | 0 | 0 | 0 | 0 | 0 | 0 | 0 | 0 | 0 | 0 | 0 | 0 | 0 | 0 | 0 | 0 | 0 | 0 | 0 | 0 | 0 | 0 | 0 | 0 | 0 | 0 | 0 | 0 | 0 | 0 | 0 | 0 | 0 | 0 | 0 | 0 | 0 | 0 | 0 | 0 | 0 | 0 | 0 | 0 | 0 | 0 | 0 | 0 | 0 | 0 | 0 | 0 | 0 | 0 | 0 | 0 | 0 | 0 | 0 | 0 |  | #DIV/0! | 0 | #DIV/0! | #DIV/0! | #DIV/0! | 0 | #DIV/0! | 0 | 0 | 0 | 0 | 0 | 0 | 0 | 0 | 0 | 0 | 0 | 0 | 0 | 0 | 0 |  |  | 123 | #N/A | #N/A | #N/A | #N/A | #N/A | #N/A | 123 | #N/A | #N/A | #N/A | #N/A | #N/A | #N/A | #N/A
|  |  | 0 | 0 | 0 | 0 | 0 | 0 | 0 | 0 | 0 | 0 | 0 | 0 | 0 | 0 | 0 | 0 | 0 | 0 | 0 | 0 | 0 | 0 | 0 | 0 | 0 | 0 | 0 | 0 | 0 | 0 | 0 | 0 | 0 | 0 | 0 | 0 | 0 | 0 | 0 | 0 | 0 | 0 | 0 | 0 | 0 | 0 | 0 | 0 | 0 | 0 | 0 | 0 | 0 | 0 | 0 | 0 | 0 | 0 | 0 | 0 | 0 | 0 |  | #DIV/0! | 0 | #DIV/0! | #DIV/0! | #DIV/0! | 0 | #DIV/0! | 0 | 0 | 0 | 0 | 0 | 0 | 0 | 0 | 0 | 0 | 0 | 0 | 0 | 0 | 0 |  |  | 124 | #N/A | #N/A | #N/A | #N/A | #N/A | #N/A | 124 | #N/A | #N/A | #N/A | #N/A | #N/A | #N/A | #N/A
|  |  | 0 | 0 | 0 | 0 | 0 | 0 | 0 | 0 | 0 | 0 | 0 | 0 | 0 | 0 | 0 | 0 | 0 | 0 | 0 | 0 | 0 | 0 | 0 | 0 | 0 | 0 | 0 | 0 | 0 | 0 | 0 | 0 | 0 | 0 | 0 | 0 | 0 | 0 | 0 | 0 | 0 | 0 | 0 | 0 | 0 | 0 | 0 | 0 | 0 | 0 | 0 | 0 | 0 | 0 | 0 | 0 | 0 | 0 | 0 | 0 | 0 | 0 |  | #DIV/0! | 0 | #DIV/0! | #DIV/0! | #DIV/0! | 0 | #DIV/0! | 0 | 0 | 0 | 0 | 0 | 0 | 0 | 0 | 0 | 0 | 0 | 0 | 0 | 0 | 0 |  |  | 125 | #N/A | #N/A | #N/A | #N/A | #N/A | #N/A | 125 | #N/A | #N/A | #N/A | #N/A | #N/A | #N/A | #N/A
|  |  | 0 | 0 | 0 | 0 | 0 | 0 | 0 | 0 | 0 | 0 | 0 | 0 | 0 | 0 | 0 | 0 | 0 | 0 | 0 | 0 | 0 | 0 | 0 | 0 | 0 | 0 | 0 | 0 | 0 | 0 | 0 | 0 | 0 | 0 | 0 | 0 | 0 | 0 | 0 | 0 | 0 | 0 | 0 | 0 | 0 | 0 | 0 | 0 | 0 | 0 | 0 | 0 | 0 | 0 | 0 | 0 | 0 | 0 | 0 | 0 | 0 | 0 |  | #DIV/0! | 0 | #DIV/0! | #DIV/0! | #DIV/0! | 0 | #DIV/0! | 0 | 0 | 0 | 0 | 0 | 0 | 0 | 0 | 0 | 0 | 0 | 0 | 0 | 0 | 0 |  |  | 126 | #N/A | #N/A | #N/A | #N/A | #N/A | #N/A | 126 | #N/A | #N/A | #N/A | #N/A | #N/A | #N/A | #N/A
|  |  | 0 | 0 | 0 | 0 | 0 | 0 | 0 | 0 | 0 | 0 | 0 | 0 | 0 | 0 | 0 | 0 | 0 | 0 | 0 | 0 | 0 | 0 | 0 | 0 | 0 | 0 | 0 | 0 | 0 | 0 | 0 | 0 | 0 | 0 | 0 | 0 | 0 | 0 | 0 | 0 | 0 | 0 | 0 | 0 | 0 | 0 | 0 | 0 | 0 | 0 | 0 | 0 | 0 | 0 | 0 | 0 | 0 | 0 | 0 | 0 | 0 | 0 |  | #DIV/0! | 0 | #DIV/0! | #DIV/0! | #DIV/0! | 0 | #DIV/0! | 0 | 0 | 0 | 0 | 0 | 0 | 0 | 0 | 0 | 0 | 0 | 0 | 0 | 0 | 0 |  |  | 127 | #N/A | #N/A | #N/A | #N/A | #N/A | #N/A | 127 | #N/A | #N/A | #N/A | #N/A | #N/A | #N/A | #N/A
|  |  | 0 | 0 | 0 | 0 | 0 | 0 | 0 | 0 | 0 | 0 | 0 | 0 | 0 | 0 | 0 | 0 | 0 | 0 | 0 | 0 | 0 | 0 | 0 | 0 | 0 | 0 | 0 | 0 | 0 | 0 | 0 | 0 | 0 | 0 | 0 | 0 | 0 | 0 | 0 | 0 | 0 | 0 | 0 | 0 | 0 | 0 | 0 | 0 | 0 | 0 | 0 | 0 | 0 | 0 | 0 | 0 | 0 | 0 | 0 | 0 | 0 | 0 |  | #DIV/0! | 0 | #DIV/0! | #DIV/0! | #DIV/0! | 0 | #DIV/0! | 0 | 0 | 0 | 0 | 0 | 0 | 0 | 0 | 0 | 0 | 0 | 0 | 0 | 0 | 0 |  |  | 128 | #N/A | #N/A | #N/A | #N/A | #N/A | #N/A | 128 | #N/A | #N/A | #N/A | #N/A | #N/A | #N/A | #N/A
|  |  | 0 | 0 | 0 | 0 | 0 | 0 | 0 | 0 | 0 | 0 | 0 | 0 | 0 | 0 | 0 | 0 | 0 | 0 | 0 | 0 | 0 | 0 | 0 | 0 | 0 | 0 | 0 | 0 | 0 | 0 | 0 | 0 | 0 | 0 | 0 | 0 | 0 | 0 | 0 | 0 | 0 | 0 | 0 | 0 | 0 | 0 | 0 | 0 | 0 | 0 | 0 | 0 | 0 | 0 | 0 | 0 | 0 | 0 | 0 | 0 | 0 | 0 |  | #DIV/0! | 0 | #DIV/0! | #DIV/0! | #DIV/0! | 0 | #DIV/0! | 0 | 0 | 0 | 0 | 0 | 0 | 0 | 0 | 0 | 0 | 0 | 0 | 0 | 0 | 0 |  |  | 129 | #N/A | #N/A | #N/A | #N/A | #N/A | #N/A | 129 | #N/A | #N/A | #N/A | #N/A | #N/A | #N/A | #N/A
|  |  | 0 | 0 | 0 | 0 | 0 | 0 | 0 | 0 | 0 | 0 | 0 | 0 | 0 | 0 | 0 | 0 | 0 | 0 | 0 | 0 | 0 | 0 | 0 | 0 | 0 | 0 | 0 | 0 | 0 | 0 | 0 | 0 | 0 | 0 | 0 | 0 | 0 | 0 | 0 | 0 | 0 | 0 | 0 | 0 | 0 | 0 | 0 | 0 | 0 | 0 | 0 | 0 | 0 | 0 | 0 | 0 | 0 | 0 | 0 | 0 | 0 | 0 |  | #DIV/0! | 0 | #DIV/0! | #DIV/0! | #DIV/0! | 0 | #DIV/0! | 0 | 0 | 0 | 0 | 0 | 0 | 0 | 0 | 0 | 0 | 0 | 0 | 0 | 0 | 0 |  |  | 130 | #N/A | #N/A | #N/A | #N/A | #N/A | #N/A | 130 | #N/A | #N/A | #N/A | #N/A | #N/A | #N/A | #N/A
|  |  | 0 | 0 | 0 | 0 | 0 | 0 | 0 | 0 | 0 | 0 | 0 | 0 | 0 | 0 | 0 | 0 | 0 | 0 | 0 | 0 | 0 | 0 | 0 | 0 | 0 | 0 | 0 | 0 | 0 | 0 | 0 | 0 | 0 | 0 | 0 | 0 | 0 | 0 | 0 | 0 | 0 | 0 | 0 | 0 | 0 | 0 | 0 | 0 | 0 | 0 | 0 | 0 | 0 | 0 | 0 | 0 | 0 | 0 | 0 | 0 | 0 | 0 |  | #DIV/0! | 0 | #DIV/0! | #DIV/0! | #DIV/0! | 0 | #DIV/0! | 0 | 0 | 0 | 0 | 0 | 0 | 0 | 0 | 0 | 0 | 0 | 0 | 0 | 0 | 0 |  |  | 131 | #N/A | #N/A | #N/A | #N/A | #N/A | #N/A | 131 | #N/A | #N/A | #N/A | #N/A | #N/A | #N/A | #N/A
|  |  | 0 | 0 | 0 | 0 | 0 | 0 | 0 | 0 | 0 | 0 | 0 | 0 | 0 | 0 | 0 | 0 | 0 | 0 | 0 | 0 | 0 | 0 | 0 | 0 | 0 | 0 | 0 | 0 | 0 | 0 | 0 | 0 | 0 | 0 | 0 | 0 | 0 | 0 | 0 | 0 | 0 | 0 | 0 | 0 | 0 | 0 | 0 | 0 | 0 | 0 | 0 | 0 | 0 | 0 | 0 | 0 | 0 | 0 | 0 | 0 | 0 | 0 |  | #DIV/0! | 0 | #DIV/0! | #DIV/0! | #DIV/0! | 0 | #DIV/0! | 0 | 0 | 0 | 0 | 0 | 0 | 0 | 0 | 0 | 0 | 0 | 0 | 0 | 0 | 0 |  |  | 132 | #N/A | #N/A | #N/A | #N/A | #N/A | #N/A | 132 | #N/A | #N/A | #N/A | #N/A | #N/A | #N/A | #N/A
|  |  | 0 | 0 | 0 | 0 | 0 | 0 | 0 | 0 | 0 | 0 | 0 | 0 | 0 | 0 | 0 | 0 | 0 | 0 | 0 | 0 | 0 | 0 | 0 | 0 | 0 | 0 | 0 | 0 | 0 | 0 | 0 | 0 | 0 | 0 | 0 | 0 | 0 | 0 | 0 | 0 | 0 | 0 | 0 | 0 | 0 | 0 | 0 | 0 | 0 | 0 | 0 | 0 | 0 | 0 | 0 | 0 | 0 | 0 | 0 | 0 | 0 | 0 |  | #DIV/0! | 0 | #DIV/0! | #DIV/0! | #DIV/0! | 0 | #DIV/0! | 0 | 0 | 0 | 0 | 0 | 0 | 0 | 0 | 0 | 0 | 0 | 0 | 0 | 0 | 0 |  |  | 133 | #N/A | #N/A | #N/A | #N/A | #N/A | #N/A | 133 | #N/A | #N/A | #N/A | #N/A | #N/A | #N/A | #N/A
|  |  | 0 | 0 | 0 | 0 | 0 | 0 | 0 | 0 | 0 | 0 | 0 | 0 | 0 | 0 | 0 | 0 | 0 | 0 | 0 | 0 | 0 | 0 | 0 | 0 | 0 | 0 | 0 | 0 | 0 | 0 | 0 | 0 | 0 | 0 | 0 | 0 | 0 | 0 | 0 | 0 | 0 | 0 | 0 | 0 | 0 | 0 | 0 | 0 | 0 | 0 | 0 | 0 | 0 | 0 | 0 | 0 | 0 | 0 | 0 | 0 | 0 | 0 |  | #DIV/0! | 0 | #DIV/0! | #DIV/0! | #DIV/0! | 0 | #DIV/0! | 0 | 0 | 0 | 0 | 0 | 0 | 0 | 0 | 0 | 0 | 0 | 0 | 0 | 0 | 0 |  |  | 134 | #N/A | #N/A | #N/A | #N/A | #N/A | #N/A | 134 | #N/A | #N/A | #N/A | #N/A | #N/A | #N/A | #N/A
|  |  | 0 | 0 | 0 | 0 | 0 | 0 | 0 | 0 | 0 | 0 | 0 | 0 | 0 | 0 | 0 | 0 | 0 | 0 | 0 | 0 | 0 | 0 | 0 | 0 | 0 | 0 | 0 | 0 | 0 | 0 | 0 | 0 | 0 | 0 | 0 | 0 | 0 | 0 | 0 | 0 | 0 | 0 | 0 | 0 | 0 | 0 | 0 | 0 | 0 | 0 | 0 | 0 | 0 | 0 | 0 | 0 | 0 | 0 | 0 | 0 | 0 | 0 |  | #DIV/0! | 0 | #DIV/0! | #DIV/0! | #DIV/0! | 0 | #DIV/0! | 0 | 0 | 0 | 0 | 0 | 0 | 0 | 0 | 0 | 0 | 0 | 0 | 0 | 0 | 0 |  |  | 135 | #N/A | #N/A | #N/A | #N/A | #N/A | #N/A | 135 | #N/A | #N/A | #N/A | #N/A | #N/A | #N/A | #N/A
|  |  | 0 | 0 | 0 | 0 | 0 | 0 | 0 | 0 | 0 | 0 | 0 | 0 | 0 | 0 | 0 | 0 | 0 | 0 | 0 | 0 | 0 | 0 | 0 | 0 | 0 | 0 | 0 | 0 | 0 | 0 | 0 | 0 | 0 | 0 | 0 | 0 | 0 | 0 | 0 | 0 | 0 | 0 | 0 | 0 | 0 | 0 | 0 | 0 | 0 | 0 | 0 | 0 | 0 | 0 | 0 | 0 | 0 | 0 | 0 | 0 | 0 | 0 |  | #DIV/0! | 0 | #DIV/0! | #DIV/0! | #DIV/0! | 0 | #DIV/0! | 0 | 0 | 0 | 0 | 0 | 0 | 0 | 0 | 0 | 0 | 0 | 0 | 0 | 0 | 0 |  |  | 136 | #N/A | #N/A | #N/A | #N/A | #N/A | #N/A | 136 | #N/A | #N/A | #N/A | #N/A | #N/A | #N/A | #N/A
|  |  | 0 | 0 | 0 | 0 | 0 | 0 | 0 | 0 | 0 | 0 | 0 | 0 | 0 | 0 | 0 | 0 | 0 | 0 | 0 | 0 | 0 | 0 | 0 | 0 | 0 | 0 | 0 | 0 | 0 | 0 | 0 | 0 | 0 | 0 | 0 | 0 | 0 | 0 | 0 | 0 | 0 | 0 | 0 | 0 | 0 | 0 | 0 | 0 | 0 | 0 | 0 | 0 | 0 | 0 | 0 | 0 | 0 | 0 | 0 | 0 | 0 | 0 |  | #DIV/0! | 0 | #DIV/0! | #DIV/0! | #DIV/0! | 0 | #DIV/0! | 0 | 0 | 0 | 0 | 0 | 0 | 0 | 0 | 0 | 0 | 0 | 0 | 0 | 0 | 0 |  |  | 137 | #N/A | #N/A | #N/A | #N/A | #N/A | #N/A | 137 | #N/A | #N/A | #N/A | #N/A | #N/A | #N/A | #N/A
|  |  | 0 | 0 | 0 | 0 | 0 | 0 | 0 | 0 | 0 | 0 | 0 | 0 | 0 | 0 | 0 | 0 | 0 | 0 | 0 | 0 | 0 | 0 | 0 | 0 | 0 | 0 | 0 | 0 | 0 | 0 | 0 | 0 | 0 | 0 | 0 | 0 | 0 | 0 | 0 | 0 | 0 | 0 | 0 | 0 | 0 | 0 | 0 | 0 | 0 | 0 | 0 | 0 | 0 | 0 | 0 | 0 | 0 | 0 | 0 | 0 | 0 | 0 |  | #DIV/0! | 0 | #DIV/0! | #DIV/0! | #DIV/0! | 0 | #DIV/0! | 0 | 0 | 0 | 0 | 0 | 0 | 0 | 0 | 0 | 0 | 0 | 0 | 0 | 0 | 0 |  |  | 138 | #N/A | #N/A | #N/A | #N/A | #N/A | #N/A | 138 | #N/A | #N/A | #N/A | #N/A | #N/A | #N/A | #N/A
|  |  | 0 | 0 | 0 | 0 | 0 | 0 | 0 | 0 | 0 | 0 | 0 | 0 | 0 | 0 | 0 | 0 | 0 | 0 | 0 | 0 | 0 | 0 | 0 | 0 | 0 | 0 | 0 | 0 | 0 | 0 | 0 | 0 | 0 | 0 | 0 | 0 | 0 | 0 | 0 | 0 | 0 | 0 | 0 | 0 | 0 | 0 | 0 | 0 | 0 | 0 | 0 | 0 | 0 | 0 | 0 | 0 | 0 | 0 | 0 | 0 | 0 | 0 |  | #DIV/0! | 0 | #DIV/0! | #DIV/0! | #DIV/0! | 0 | #DIV/0! | 0 | 0 | 0 | 0 | 0 | 0 | 0 | 0 | 0 | 0 | 0 | 0 | 0 | 0 | 0 |  |  | 139 | #N/A | #N/A | #N/A | #N/A | #N/A | #N/A | 139 | #N/A | #N/A | #N/A | #N/A | #N/A | #N/A | #N/A
|  |  | 0 | 0 | 0 | 0 | 0 | 0 | 0 | 0 | 0 | 0 | 0 | 0 | 0 | 0 | 0 | 0 | 0 | 0 | 0 | 0 | 0 | 0 | 0 | 0 | 0 | 0 | 0 | 0 | 0 | 0 | 0 | 0 | 0 | 0 | 0 | 0 | 0 | 0 | 0 | 0 | 0 | 0 | 0 | 0 | 0 | 0 | 0 | 0 | 0 | 0 | 0 | 0 | 0 | 0 | 0 | 0 | 0 | 0 | 0 | 0 | 0 | 0 |  | #DIV/0! | 0 | #DIV/0! | #DIV/0! | #DIV/0! | 0 | #DIV/0! | 0 | 0 | 0 | 0 | 0 | 0 | 0 | 0 | 0 | 0 | 0 | 0 | 0 | 0 | 0 |  |  | 140 | #N/A | #N/A | #N/A | #N/A | #N/A | #N/A | 140 | #N/A | #N/A | #N/A | #N/A | #N/A | #N/A | #N/A
|  |  | 0 | 0 | 0 | 0 | 0 | 0 | 0 | 0 | 0 | 0 | 0 | 0 | 0 | 0 | 0 | 0 | 0 | 0 | 0 | 0 | 0 | 0 | 0 | 0 | 0 | 0 | 0 | 0 | 0 | 0 | 0 | 0 | 0 | 0 | 0 | 0 | 0 | 0 | 0 | 0 | 0 | 0 | 0 | 0 | 0 | 0 | 0 | 0 | 0 | 0 | 0 | 0 | 0 | 0 | 0 | 0 | 0 | 0 | 0 | 0 | 0 | 0 |  | #DIV/0! | 0 | #DIV/0! | #DIV/0! | #DIV/0! | 0 | #DIV/0! | 0 | 0 | 0 | 0 | 0 | 0 | 0 | 0 | 0 | 0 | 0 | 0 | 0 | 0 | 0 |  |  | 141 | #N/A | #N/A | #N/A | #N/A | #N/A | #N/A | 141 | #N/A | #N/A | #N/A | #N/A | #N/A | #N/A | #N/A
|  |  | 0 | 0 | 0 | 0 | 0 | 0 | 0 | 0 | 0 | 0 | 0 | 0 | 0 | 0 | 0 | 0 | 0 | 0 | 0 | 0 | 0 | 0 | 0 | 0 | 0 | 0 | 0 | 0 | 0 | 0 | 0 | 0 | 0 | 0 | 0 | 0 | 0 | 0 | 0 | 0 | 0 | 0 | 0 | 0 | 0 | 0 | 0 | 0 | 0 | 0 | 0 | 0 | 0 | 0 | 0 | 0 | 0 | 0 | 0 | 0 | 0 | 0 |  | #DIV/0! | 0 | #DIV/0! | #DIV/0! | #DIV/0! | 0 | #DIV/0! | 0 | 0 | 0 | 0 | 0 | 0 | 0 | 0 | 0 | 0 | 0 | 0 | 0 | 0 | 0 |  |  | 142 | #N/A | #N/A | #N/A | #N/A | #N/A | #N/A | 142 | #N/A | #N/A | #N/A | #N/A | #N/A | #N/A | #N/A
|  |  | 0 | 0 | 0 | 0 | 0 | 0 | 0 | 0 | 0 | 0 | 0 | 0 | 0 | 0 | 0 | 0 | 0 | 0 | 0 | 0 | 0 | 0 | 0 | 0 | 0 | 0 | 0 | 0 | 0 | 0 | 0 | 0 | 0 | 0 | 0 | 0 | 0 | 0 | 0 | 0 | 0 | 0 | 0 | 0 | 0 | 0 | 0 | 0 | 0 | 0 | 0 | 0 | 0 | 0 | 0 | 0 | 0 | 0 | 0 | 0 | 0 | 0 |  | #DIV/0! | 0 | #DIV/0! | #DIV/0! | #DIV/0! | 0 | #DIV/0! | 0 | 0 | 0 | 0 | 0 | 0 | 0 | 0 | 0 | 0 | 0 | 0 | 0 | 0 | 0 |  |  | 143 | #N/A | #N/A | #N/A | #N/A | #N/A | #N/A | 143 | #N/A | #N/A | #N/A | #N/A | #N/A | #N/A | #N/A
|  |  | 0 | 0 | 0 | 0 | 0 | 0 | 0 | 0 | 0 | 0 | 0 | 0 | 0 | 0 | 0 | 0 | 0 | 0 | 0 | 0 | 0 | 0 | 0 | 0 | 0 | 0 | 0 | 0 | 0 | 0 | 0 | 0 | 0 | 0 | 0 | 0 | 0 | 0 | 0 | 0 | 0 | 0 | 0 | 0 | 0 | 0 | 0 | 0 | 0 | 0 | 0 | 0 | 0 | 0 | 0 | 0 | 0 | 0 | 0 | 0 | 0 | 0 |  | #DIV/0! | 0 | #DIV/0! | #DIV/0! | #DIV/0! | 0 | #DIV/0! | 0 | 0 | 0 | 0 | 0 | 0 | 0 | 0 | 0 | 0 | 0 | 0 | 0 | 0 | 0 |  |  | 144 | #N/A | #N/A | #N/A | #N/A | #N/A | #N/A | 144 | #N/A | #N/A | #N/A | #N/A | #N/A | #N/A | #N/A
|  |  | 0 | 0 | 0 | 0 | 0 | 0 | 0 | 0 | 0 | 0 | 0 | 0 | 0 | 0 | 0 | 0 | 0 | 0 | 0 | 0 | 0 | 0 | 0 | 0 | 0 | 0 | 0 | 0 | 0 | 0 | 0 | 0 | 0 | 0 | 0 | 0 | 0 | 0 | 0 | 0 | 0 | 0 | 0 | 0 | 0 | 0 | 0 | 0 | 0 | 0 | 0 | 0 | 0 | 0 | 0 | 0 | 0 | 0 | 0 | 0 | 0 | 0 |  | #DIV/0! | 0 | #DIV/0! | #DIV/0! | #DIV/0! | 0 | #DIV/0! | 0 | 0 | 0 | 0 | 0 | 0 | 0 | 0 | 0 | 0 | 0 | 0 | 0 | 0 | 0 |  |  | 145 | #N/A | #N/A | #N/A | #N/A | #N/A | #N/A | 145 | #N/A | #N/A | #N/A | #N/A | #N/A | #N/A | #N/A
|  |  | 0 | 0 | 0 | 0 | 0 | 0 | 0 | 0 | 0 | 0 | 0 | 0 | 0 | 0 | 0 | 0 | 0 | 0 | 0 | 0 | 0 | 0 | 0 | 0 | 0 | 0 | 0 | 0 | 0 | 0 | 0 | 0 | 0 | 0 | 0 | 0 | 0 | 0 | 0 | 0 | 0 | 0 | 0 | 0 | 0 | 0 | 0 | 0 | 0 | 0 | 0 | 0 | 0 | 0 | 0 | 0 | 0 | 0 | 0 | 0 | 0 | 0 |  | #DIV/0! | 0 | #DIV/0! | #DIV/0! | #DIV/0! | 0 | #DIV/0! | 0 | 0 | 0 | 0 | 0 | 0 | 0 | 0 | 0 | 0 | 0 | 0 | 0 | 0 | 0 |  |  | 146 | #N/A | #N/A | #N/A | #N/A | #N/A | #N/A | 146 | #N/A | #N/A | #N/A | #N/A | #N/A | #N/A | #N/A
|  |  | 0 | 0 | 0 | 0 | 0 | 0 | 0 | 0 | 0 | 0 | 0 | 0 | 0 | 0 | 0 | 0 | 0 | 0 | 0 | 0 | 0 | 0 | 0 | 0 | 0 | 0 | 0 | 0 | 0 | 0 | 0 | 0 | 0 | 0 | 0 | 0 | 0 | 0 | 0 | 0 | 0 | 0 | 0 | 0 | 0 | 0 | 0 | 0 | 0 | 0 | 0 | 0 | 0 | 0 | 0 | 0 | 0 | 0 | 0 | 0 | 0 | 0 |  | #DIV/0! | 0 | #DIV/0! | #DIV/0! | #DIV/0! | 0 | #DIV/0! | 0 | 0 | 0 | 0 | 0 | 0 | 0 | 0 | 0 | 0 | 0 | 0 | 0 | 0 | 0 |  |  | 147 | #N/A | #N/A | #N/A | #N/A | #N/A | #N/A | 147 | #N/A | #N/A | #N/A | #N/A | #N/A | #N/A | #N/A
|  |  | 0 | 0 | 0 | 0 | 0 | 0 | 0 | 0 | 0 | 0 | 0 | 0 | 0 | 0 | 0 | 0 | 0 | 0 | 0 | 0 | 0 | 0 | 0 | 0 | 0 | 0 | 0 | 0 | 0 | 0 | 0 | 0 | 0 | 0 | 0 | 0 | 0 | 0 | 0 | 0 | 0 | 0 | 0 | 0 | 0 | 0 | 0 | 0 | 0 | 0 | 0 | 0 | 0 | 0 | 0 | 0 | 0 | 0 | 0 | 0 | 0 | 0 |  | #DIV/0! | 0 | #DIV/0! | #DIV/0! | #DIV/0! | 0 | #DIV/0! | 0 | 0 | 0 | 0 | 0 | 0 | 0 | 0 | 0 | 0 | 0 | 0 | 0 | 0 | 0 |  |  | 148 | #N/A | #N/A | #N/A | #N/A | #N/A | #N/A | 148 | #N/A | #N/A | #N/A | #N/A | #N/A | #N/A | #N/A
|  |  | 0 | 0 | 0 | 0 | 0 | 0 | 0 | 0 | 0 | 0 | 0 | 0 | 0 | 0 | 0 | 0 | 0 | 0 | 0 | 0 | 0 | 0 | 0 | 0 | 0 | 0 | 0 | 0 | 0 | 0 | 0 | 0 | 0 | 0 | 0 | 0 | 0 | 0 | 0 | 0 | 0 | 0 | 0 | 0 | 0 | 0 | 0 | 0 | 0 | 0 | 0 | 0 | 0 | 0 | 0 | 0 | 0 | 0 | 0 | 0 | 0 | 0 |  | #DIV/0! | 0 | #DIV/0! | #DIV/0! | #DIV/0! | 0 | #DIV/0! | 0 | 0 | 0 | 0 | 0 | 0 | 0 | 0 | 0 | 0 | 0 | 0 | 0 | 0 | 0 |  |  | 149 | #N/A | #N/A | #N/A | #N/A | #N/A | #N/A | 149 | #N/A | #N/A | #N/A | #N/A | #N/A | #N/A | #N/A
|  |  | 0 | 0 | 0 | 0 | 0 | 0 | 0 | 0 | 0 | 0 | 0 | 0 | 0 | 0 | 0 | 0 | 0 | 0 | 0 | 0 | 0 | 0 | 0 | 0 | 0 | 0 | 0 | 0 | 0 | 0 | 0 | 0 | 0 | 0 | 0 | 0 | 0 | 0 | 0 | 0 | 0 | 0 | 0 | 0 | 0 | 0 | 0 | 0 | 0 | 0 | 0 | 0 | 0 | 0 | 0 | 0 | 0 | 0 | 0 | 0 | 0 | 0 |  | #DIV/0! | 0 | #DIV/0! | #DIV/0! | #DIV/0! | 0 | #DIV/0! | 0 | 0 | 0 | 0 | 0 | 0 | 0 | 0 | 0 | 0 | 0 | 0 | 0 | 0 | 0 |  |  | 150 | #N/A | #N/A | #N/A | #N/A | #N/A | #N/A | 150 | #N/A | #N/A | #N/A | #N/A | #N/A | #N/A | #N/A
|  |  | 0 | 0 | 0 | 0 | 0 | 0 | 0 | 0 | 0 | 0 | 0 | 0 | 0 | 0 | 0 | 0 | 0 | 0 | 0 | 0 | 0 | 0 | 0 | 0 | 0 | 0 | 0 | 0 | 0 | 0 | 0 | 0 | 0 | 0 | 0 | 0 | 0 | 0 | 0 | 0 | 0 | 0 | 0 | 0 | 0 | 0 | 0 | 0 | 0 | 0 | 0 | 0 | 0 | 0 | 0 | 0 | 0 | 0 | 0 | 0 | 0 | 0 |  | #DIV/0! | 0 | #DIV/0! | #DIV/0! | #DIV/0! | 0 | #DIV/0! | 0 | 0 | 0 | 0 | 0 | 0 | 0 | 0 | 0 | 0 | 0 | 0 | 0 | 0 | 0 |  |  | 151 | #N/A | #N/A | #N/A | #N/A | #N/A | #N/A | 151 | #N/A | #N/A | #N/A | #N/A | #N/A | #N/A | #N/A
|  |  | 0 | 0 | 0 | 0 | 0 | 0 | 0 | 0 | 0 | 0 | 0 | 0 | 0 | 0 | 0 | 0 | 0 | 0 | 0 | 0 | 0 | 0 | 0 | 0 | 0 | 0 | 0 | 0 | 0 | 0 | 0 | 0 | 0 | 0 | 0 | 0 | 0 | 0 | 0 | 0 | 0 | 0 | 0 | 0 | 0 | 0 | 0 | 0 | 0 | 0 | 0 | 0 | 0 | 0 | 0 | 0 | 0 | 0 | 0 | 0 | 0 | 0 |  | #DIV/0! | 0 | #DIV/0! | #DIV/0! | #DIV/0! | 0 | #DIV/0! | 0 | 0 | 0 | 0 | 0 | 0 | 0 | 0 | 0 | 0 | 0 | 0 | 0 | 0 | 0 |  |  | 152 | #N/A | #N/A | #N/A | #N/A | #N/A | #N/A | 152 | #N/A | #N/A | #N/A | #N/A | #N/A | #N/A | #N/A
|  |  | 0 | 0 | 0 | 0 | 0 | 0 | 0 | 0 | 0 | 0 | 0 | 0 | 0 | 0 | 0 | 0 | 0 | 0 | 0 | 0 | 0 | 0 | 0 | 0 | 0 | 0 | 0 | 0 | 0 | 0 | 0 | 0 | 0 | 0 | 0 | 0 | 0 | 0 | 0 | 0 | 0 | 0 | 0 | 0 | 0 | 0 | 0 | 0 | 0 | 0 | 0 | 0 | 0 | 0 | 0 | 0 | 0 | 0 | 0 | 0 | 0 | 0 |  | #DIV/0! | 0 | #DIV/0! | #DIV/0! | #DIV/0! | 0 | #DIV/0! | 0 | 0 | 0 | 0 | 0 | 0 | 0 | 0 | 0 | 0 | 0 | 0 | 0 | 0 | 0 |  |  | 153 | #N/A | #N/A | #N/A | #N/A | #N/A | #N/A | 153 | #N/A | #N/A | #N/A | #N/A | #N/A | #N/A | #N/A
|  |  | 0 | 0 | 0 | 0 | 0 | 0 | 0 | 0 | 0 | 0 | 0 | 0 | 0 | 0 | 0 | 0 | 0 | 0 | 0 | 0 | 0 | 0 | 0 | 0 | 0 | 0 | 0 | 0 | 0 | 0 | 0 | 0 | 0 | 0 | 0 | 0 | 0 | 0 | 0 | 0 | 0 | 0 | 0 | 0 | 0 | 0 | 0 | 0 | 0 | 0 | 0 | 0 | 0 | 0 | 0 | 0 | 0 | 0 | 0 | 0 | 0 | 0 |  | #DIV/0! | 0 | #DIV/0! | #DIV/0! | #DIV/0! | 0 | #DIV/0! | 0 | 0 | 0 | 0 | 0 | 0 | 0 | 0 | 0 | 0 | 0 | 0 | 0 | 0 | 0 |  |  | 154 | #N/A | #N/A | #N/A | #N/A | #N/A | #N/A | 154 | #N/A | #N/A | #N/A | #N/A | #N/A | #N/A | #N/A
|  |  | 0 | 0 | 0 | 0 | 0 | 0 | 0 | 0 | 0 | 0 | 0 | 0 | 0 | 0 | 0 | 0 | 0 | 0 | 0 | 0 | 0 | 0 | 0 | 0 | 0 | 0 | 0 | 0 | 0 | 0 | 0 | 0 | 0 | 0 | 0 | 0 | 0 | 0 | 0 | 0 | 0 | 0 | 0 | 0 | 0 | 0 | 0 | 0 | 0 | 0 | 0 | 0 | 0 | 0 | 0 | 0 | 0 | 0 | 0 | 0 | 0 | 0 |  | #DIV/0! | 0 | #DIV/0! | #DIV/0! | #DIV/0! | 0 | #DIV/0! | 0 | 0 | 0 | 0 | 0 | 0 | 0 | 0 | 0 | 0 | 0 | 0 | 0 | 0 | 0 |  |  | 155 | #N/A | #N/A | #N/A | #N/A | #N/A | #N/A | 155 | #N/A | #N/A | #N/A | #N/A | #N/A | #N/A | #N/A
|  |  | 0 | 0 | 0 | 0 | 0 | 0 | 0 | 0 | 0 | 0 | 0 | 0 | 0 | 0 | 0 | 0 | 0 | 0 | 0 | 0 | 0 | 0 | 0 | 0 | 0 | 0 | 0 | 0 | 0 | 0 | 0 | 0 | 0 | 0 | 0 | 0 | 0 | 0 | 0 | 0 | 0 | 0 | 0 | 0 | 0 | 0 | 0 | 0 | 0 | 0 | 0 | 0 | 0 | 0 | 0 | 0 | 0 | 0 | 0 | 0 | 0 | 0 |  | #DIV/0! | 0 | #DIV/0! | #DIV/0! | #DIV/0! | 0 | #DIV/0! | 0 | 0 | 0 | 0 | 0 | 0 | 0 | 0 | 0 | 0 | 0 | 0 | 0 | 0 | 0 |  |  | 156 | #N/A | #N/A | #N/A | #N/A | #N/A | #N/A | 156 | #N/A | #N/A | #N/A | #N/A | #N/A | #N/A | #N/A
|  |  | 0 | 0 | 0 | 0 | 0 | 0 | 0 | 0 | 0 | 0 | 0 | 0 | 0 | 0 | 0 | 0 | 0 | 0 | 0 | 0 | 0 | 0 | 0 | 0 | 0 | 0 | 0 | 0 | 0 | 0 | 0 | 0 | 0 | 0 | 0 | 0 | 0 | 0 | 0 | 0 | 0 | 0 | 0 | 0 | 0 | 0 | 0 | 0 | 0 | 0 | 0 | 0 | 0 | 0 | 0 | 0 | 0 | 0 | 0 | 0 | 0 | 0 |  | #DIV/0! | 0 | #DIV/0! | #DIV/0! | #DIV/0! | 0 | #DIV/0! | 0 | 0 | 0 | 0 | 0 | 0 | 0 | 0 | 0 | 0 | 0 | 0 | 0 | 0 | 0 |  |  | 157 | #N/A | #N/A | #N/A | #N/A | #N/A | #N/A | 157 | #N/A | #N/A | #N/A | #N/A | #N/A | #N/A | #N/A
|  |  | 0 | 0 | 0 | 0 | 0 | 0 | 0 | 0 | 0 | 0 | 0 | 0 | 0 | 0 | 0 | 0 | 0 | 0 | 0 | 0 | 0 | 0 | 0 | 0 | 0 | 0 | 0 | 0 | 0 | 0 | 0 | 0 | 0 | 0 | 0 | 0 | 0 | 0 | 0 | 0 | 0 | 0 | 0 | 0 | 0 | 0 | 0 | 0 | 0 | 0 | 0 | 0 | 0 | 0 | 0 | 0 | 0 | 0 | 0 | 0 | 0 | 0 |  | #DIV/0! | 0 | #DIV/0! | #DIV/0! | #DIV/0! | 0 | #DIV/0! | 0 | 0 | 0 | 0 | 0 | 0 | 0 | 0 | 0 | 0 | 0 | 0 | 0 | 0 | 0 |  |  | 158 | #N/A | #N/A | #N/A | #N/A | #N/A | #N/A | 158 | #N/A | #N/A | #N/A | #N/A | #N/A | #N/A | #N/A
|  |  | 0 | 0 | 0 | 0 | 0 | 0 | 0 | 0 | 0 | 0 | 0 | 0 | 0 | 0 | 0 | 0 | 0 | 0 | 0 | 0 | 0 | 0 | 0 | 0 | 0 | 0 | 0 | 0 | 0 | 0 | 0 | 0 | 0 | 0 | 0 | 0 | 0 | 0 | 0 | 0 | 0 | 0 | 0 | 0 | 0 | 0 | 0 | 0 | 0 | 0 | 0 | 0 | 0 | 0 | 0 | 0 | 0 | 0 | 0 | 0 | 0 | 0 |  | #DIV/0! | 0 | #DIV/0! | #DIV/0! | #DIV/0! | 0 | #DIV/0! | 0 | 0 | 0 | 0 | 0 | 0 | 0 | 0 | 0 | 0 | 0 | 0 | 0 | 0 | 0 |  |  | 159 | #N/A | #N/A | #N/A | #N/A | #N/A | #N/A | 159 | #N/A | #N/A | #N/A | #N/A | #N/A | #N/A | #N/A
|  |  | 0 | 0 | 0 | 0 | 0 | 0 | 0 | 0 | 0 | 0 | 0 | 0 | 0 | 0 | 0 | 0 | 0 | 0 | 0 | 0 | 0 | 0 | 0 | 0 | 0 | 0 | 0 | 0 | 0 | 0 | 0 | 0 | 0 | 0 | 0 | 0 | 0 | 0 | 0 | 0 | 0 | 0 | 0 | 0 | 0 | 0 | 0 | 0 | 0 | 0 | 0 | 0 | 0 | 0 | 0 | 0 | 0 | 0 | 0 | 0 | 0 | 0 |  | #DIV/0! | 0 | #DIV/0! | #DIV/0! | #DIV/0! | 0 | #DIV/0! | 0 | 0 | 0 | 0 | 0 | 0 | 0 | 0 | 0 | 0 | 0 | 0 | 0 | 0 | 0 |  |  | 160 | #N/A | #N/A | #N/A | #N/A | #N/A | #N/A | 160 | #N/A | #N/A | #N/A | #N/A | #N/A | #N/A | #N/A
|  |  | 0 | 0 | 0 | 0 | 0 | 0 | 0 | 0 | 0 | 0 | 0 | 0 | 0 | 0 | 0 | 0 | 0 | 0 | 0 | 0 | 0 | 0 | 0 | 0 | 0 | 0 | 0 | 0 | 0 | 0 | 0 | 0 | 0 | 0 | 0 | 0 | 0 | 0 | 0 | 0 | 0 | 0 | 0 | 0 | 0 | 0 | 0 | 0 | 0 | 0 | 0 | 0 | 0 | 0 | 0 | 0 | 0 | 0 | 0 | 0 | 0 | 0 |  | #DIV/0! | 0 | #DIV/0! | #DIV/0! | #DIV/0! | 0 | #DIV/0! | 0 | 0 | 0 | 0 | 0 | 0 | 0 | 0 | 0 | 0 | 0 | 0 | 0 | 0 | 0 |  |  | 161 | #N/A | #N/A | #N/A | #N/A | #N/A | #N/A | 161 | #N/A | #N/A | #N/A | #N/A | #N/A | #N/A | #N/A
|  |  | 0 | 0 | 0 | 0 | 0 | 0 | 0 | 0 | 0 | 0 | 0 | 0 | 0 | 0 | 0 | 0 | 0 | 0 | 0 | 0 | 0 | 0 | 0 | 0 | 0 | 0 | 0 | 0 | 0 | 0 | 0 | 0 | 0 | 0 | 0 | 0 | 0 | 0 | 0 | 0 | 0 | 0 | 0 | 0 | 0 | 0 | 0 | 0 | 0 | 0 | 0 | 0 | 0 | 0 | 0 | 0 | 0 | 0 | 0 | 0 | 0 | 0 |  | #DIV/0! | 0 | #DIV/0! | #DIV/0! | #DIV/0! | 0 | #DIV/0! | 0 | 0 | 0 | 0 | 0 | 0 | 0 | 0 | 0 | 0 | 0 | 0 | 0 | 0 | 0 |  |  | 162 | #N/A | #N/A | #N/A | #N/A | #N/A | #N/A | 162 | #N/A | #N/A | #N/A | #N/A | #N/A | #N/A | #N/A
|  |  | 0 | 0 | 0 | 0 | 0 | 0 | 0 | 0 | 0 | 0 | 0 | 0 | 0 | 0 | 0 | 0 | 0 | 0 | 0 | 0 | 0 | 0 | 0 | 0 | 0 | 0 | 0 | 0 | 0 | 0 | 0 | 0 | 0 | 0 | 0 | 0 | 0 | 0 | 0 | 0 | 0 | 0 | 0 | 0 | 0 | 0 | 0 | 0 | 0 | 0 | 0 | 0 | 0 | 0 | 0 | 0 | 0 | 0 | 0 | 0 | 0 | 0 |  | #DIV/0! | 0 | #DIV/0! | #DIV/0! | #DIV/0! | 0 | #DIV/0! | 0 | 0 | 0 | 0 | 0 | 0 | 0 | 0 | 0 | 0 | 0 | 0 | 0 | 0 | 0 |  |  | 163 | #N/A | #N/A | #N/A | #N/A | #N/A | #N/A | 163 | #N/A | #N/A | #N/A | #N/A | #N/A | #N/A | #N/A
|  |  | 0 | 0 | 0 | 0 | 0 | 0 | 0 | 0 | 0 | 0 | 0 | 0 | 0 | 0 | 0 | 0 | 0 | 0 | 0 | 0 | 0 | 0 | 0 | 0 | 0 | 0 | 0 | 0 | 0 | 0 | 0 | 0 | 0 | 0 | 0 | 0 | 0 | 0 | 0 | 0 | 0 | 0 | 0 | 0 | 0 | 0 | 0 | 0 | 0 | 0 | 0 | 0 | 0 | 0 | 0 | 0 | 0 | 0 | 0 | 0 | 0 | 0 |  | #DIV/0! | 0 | #DIV/0! | #DIV/0! | #DIV/0! | 0 | #DIV/0! | 0 | 0 | 0 | 0 | 0 | 0 | 0 | 0 | 0 | 0 | 0 | 0 | 0 | 0 | 0 |  |  | 164 | #N/A | #N/A | #N/A | #N/A | #N/A | #N/A | 164 | #N/A | #N/A | #N/A | #N/A | #N/A | #N/A | #N/A
|  |  | 0 | 0 | 0 | 0 | 0 | 0 | 0 | 0 | 0 | 0 | 0 | 0 | 0 | 0 | 0 | 0 | 0 | 0 | 0 | 0 | 0 | 0 | 0 | 0 | 0 | 0 | 0 | 0 | 0 | 0 | 0 | 0 | 0 | 0 | 0 | 0 | 0 | 0 | 0 | 0 | 0 | 0 | 0 | 0 | 0 | 0 | 0 | 0 | 0 | 0 | 0 | 0 | 0 | 0 | 0 | 0 | 0 | 0 | 0 | 0 | 0 | 0 |  | #DIV/0! | 0 | #DIV/0! | #DIV/0! | #DIV/0! | 0 | #DIV/0! | 0 | 0 | 0 | 0 | 0 | 0 | 0 | 0 | 0 | 0 | 0 | 0 | 0 | 0 | 0 |  |  | 165 | #N/A | #N/A | #N/A | #N/A | #N/A | #N/A | 165 | #N/A | #N/A | #N/A | #N/A | #N/A | #N/A | #N/A
|  |  | 0 | 0 | 0 | 0 | 0 | 0 | 0 | 0 | 0 | 0 | 0 | 0 | 0 | 0 | 0 | 0 | 0 | 0 | 0 | 0 | 0 | 0 | 0 | 0 | 0 | 0 | 0 | 0 | 0 | 0 | 0 | 0 | 0 | 0 | 0 | 0 | 0 | 0 | 0 | 0 | 0 | 0 | 0 | 0 | 0 | 0 | 0 | 0 | 0 | 0 | 0 | 0 | 0 | 0 | 0 | 0 | 0 | 0 | 0 | 0 | 0 | 0 |  | #DIV/0! | 0 | #DIV/0! | #DIV/0! | #DIV/0! | 0 | #DIV/0! | 0 | 0 | 0 | 0 | 0 | 0 | 0 | 0 | 0 | 0 | 0 | 0 | 0 | 0 | 0 |  |  | 166 | #N/A | #N/A | #N/A | #N/A | #N/A | #N/A | 166 | #N/A | #N/A | #N/A | #N/A | #N/A | #N/A | #N/A
|  |  | 0 | 0 | 0 | 0 | 0 | 0 | 0 | 0 | 0 | 0 | 0 | 0 | 0 | 0 | 0 | 0 | 0 | 0 | 0 | 0 | 0 | 0 | 0 | 0 | 0 | 0 | 0 | 0 | 0 | 0 | 0 | 0 | 0 | 0 | 0 | 0 | 0 | 0 | 0 | 0 | 0 | 0 | 0 | 0 | 0 | 0 | 0 | 0 | 0 | 0 | 0 | 0 | 0 | 0 | 0 | 0 | 0 | 0 | 0 | 0 | 0 | 0 |  | #DIV/0! | 0 | #DIV/0! | #DIV/0! | #DIV/0! | 0 | #DIV/0! | 0 | 0 | 0 | 0 | 0 | 0 | 0 | 0 | 0 | 0 | 0 | 0 | 0 | 0 | 0 |  |  | 167 | #N/A | #N/A | #N/A | #N/A | #N/A | #N/A | 167 | #N/A | #N/A | #N/A | #N/A | #N/A | #N/A | #N/A
|  |  | 0 | 0 | 0 | 0 | 0 | 0 | 0 | 0 | 0 | 0 | 0 | 0 | 0 | 0 | 0 | 0 | 0 | 0 | 0 | 0 | 0 | 0 | 0 | 0 | 0 | 0 | 0 | 0 | 0 | 0 | 0 | 0 | 0 | 0 | 0 | 0 | 0 | 0 | 0 | 0 | 0 | 0 | 0 | 0 | 0 | 0 | 0 | 0 | 0 | 0 | 0 | 0 | 0 | 0 | 0 | 0 | 0 | 0 | 0 | 0 | 0 | 0 |  | #DIV/0! | 0 | #DIV/0! | #DIV/0! | #DIV/0! | 0 | #DIV/0! | 0 | 0 | 0 | 0 | 0 | 0 | 0 | 0 | 0 | 0 | 0 | 0 | 0 | 0 | 0 |  |  | 168 | #N/A | #N/A | #N/A | #N/A | #N/A | #N/A | 168 | #N/A | #N/A | #N/A | #N/A | #N/A | #N/A | #N/A
|  |  | 0 | 0 | 0 | 0 | 0 | 0 | 0 | 0 | 0 | 0 | 0 | 0 | 0 | 0 | 0 | 0 | 0 | 0 | 0 | 0 | 0 | 0 | 0 | 0 | 0 | 0 | 0 | 0 | 0 | 0 | 0 | 0 | 0 | 0 | 0 | 0 | 0 | 0 | 0 | 0 | 0 | 0 | 0 | 0 | 0 | 0 | 0 | 0 | 0 | 0 | 0 | 0 | 0 | 0 | 0 | 0 | 0 | 0 | 0 | 0 | 0 | 0 |  | #DIV/0! | 0 | #DIV/0! | #DIV/0! | #DIV/0! | 0 | #DIV/0! | 0 | 0 | 0 | 0 | 0 | 0 | 0 | 0 | 0 | 0 | 0 | 0 | 0 | 0 | 0 |  |  | 169 | #N/A | #N/A | #N/A | #N/A | #N/A | #N/A | 169 | #N/A | #N/A | #N/A | #N/A | #N/A | #N/A | #N/A
|  |  | 0 | 0 | 0 | 0 | 0 | 0 | 0 | 0 | 0 | 0 | 0 | 0 | 0 | 0 | 0 | 0 | 0 | 0 | 0 | 0 | 0 | 0 | 0 | 0 | 0 | 0 | 0 | 0 | 0 | 0 | 0 | 0 | 0 | 0 | 0 | 0 | 0 | 0 | 0 | 0 | 0 | 0 | 0 | 0 | 0 | 0 | 0 | 0 | 0 | 0 | 0 | 0 | 0 | 0 | 0 | 0 | 0 | 0 | 0 | 0 | 0 | 0 |  | #DIV/0! | 0 | #DIV/0! | #DIV/0! | #DIV/0! | 0 | #DIV/0! | 0 | 0 | 0 | 0 | 0 | 0 | 0 | 0 | 0 | 0 | 0 | 0 | 0 | 0 | 0 |  |  | 170 | #N/A | #N/A | #N/A | #N/A | #N/A | #N/A | 170 | #N/A | #N/A | #N/A | #N/A | #N/A | #N/A | #N/A
|  |  | 0 | 0 | 0 | 0 | 0 | 0 | 0 | 0 | 0 | 0 | 0 | 0 | 0 | 0 | 0 | 0 | 0 | 0 | 0 | 0 | 0 | 0 | 0 | 0 | 0 | 0 | 0 | 0 | 0 | 0 | 0 | 0 | 0 | 0 | 0 | 0 | 0 | 0 | 0 | 0 | 0 | 0 | 0 | 0 | 0 | 0 | 0 | 0 | 0 | 0 | 0 | 0 | 0 | 0 | 0 | 0 | 0 | 0 | 0 | 0 | 0 | 0 |  | #DIV/0! | 0 | #DIV/0! | #DIV/0! | #DIV/0! | 0 | #DIV/0! | 0 | 0 | 0 | 0 | 0 | 0 | 0 | 0 | 0 | 0 | 0 | 0 | 0 | 0 | 0 |  |  | 171 | #N/A | #N/A | #N/A | #N/A | #N/A | #N/A | 171 | #N/A | #N/A | #N/A | #N/A | #N/A | #N/A | #N/A
|  |  | 0 | 0 | 0 | 0 | 0 | 0 | 0 | 0 | 0 | 0 | 0 | 0 | 0 | 0 | 0 | 0 | 0 | 0 | 0 | 0 | 0 | 0 | 0 | 0 | 0 | 0 | 0 | 0 | 0 | 0 | 0 | 0 | 0 | 0 | 0 | 0 | 0 | 0 | 0 | 0 | 0 | 0 | 0 | 0 | 0 | 0 | 0 | 0 | 0 | 0 | 0 | 0 | 0 | 0 | 0 | 0 | 0 | 0 | 0 | 0 | 0 | 0 |  | #DIV/0! | 0 | #DIV/0! | #DIV/0! | #DIV/0! | 0 | #DIV/0! | 0 | 0 | 0 | 0 | 0 | 0 | 0 | 0 | 0 | 0 | 0 | 0 | 0 | 0 | 0 |  |  | 172 | #N/A | #N/A | #N/A | #N/A | #N/A | #N/A | 172 | #N/A | #N/A | #N/A | #N/A | #N/A | #N/A | #N/A
|  |  | 0 | 0 | 0 | 0 | 0 | 0 | 0 | 0 | 0 | 0 | 0 | 0 | 0 | 0 | 0 | 0 | 0 | 0 | 0 | 0 | 0 | 0 | 0 | 0 | 0 | 0 | 0 | 0 | 0 | 0 | 0 | 0 | 0 | 0 | 0 | 0 | 0 | 0 | 0 | 0 | 0 | 0 | 0 | 0 | 0 | 0 | 0 | 0 | 0 | 0 | 0 | 0 | 0 | 0 | 0 | 0 | 0 | 0 | 0 | 0 | 0 | 0 |  | #DIV/0! | 0 | #DIV/0! | #DIV/0! | #DIV/0! | 0 | #DIV/0! | 0 | 0 | 0 | 0 | 0 | 0 | 0 | 0 | 0 | 0 | 0 | 0 | 0 | 0 | 0 |  |  | 173 | #N/A | #N/A | #N/A | #N/A | #N/A | #N/A | 173 | #N/A | #N/A | #N/A | #N/A | #N/A | #N/A | #N/A
|  |  | 0 | 0 | 0 | 0 | 0 | 0 | 0 | 0 | 0 | 0 | 0 | 0 | 0 | 0 | 0 | 0 | 0 | 0 | 0 | 0 | 0 | 0 | 0 | 0 | 0 | 0 | 0 | 0 | 0 | 0 | 0 | 0 | 0 | 0 | 0 | 0 | 0 | 0 | 0 | 0 | 0 | 0 | 0 | 0 | 0 | 0 | 0 | 0 | 0 | 0 | 0 | 0 | 0 | 0 | 0 | 0 | 0 | 0 | 0 | 0 | 0 | 0 |  | #DIV/0! | 0 | #DIV/0! | #DIV/0! | #DIV/0! | 0 | #DIV/0! | 0 | 0 | 0 | 0 | 0 | 0 | 0 | 0 | 0 | 0 | 0 | 0 | 0 | 0 | 0 |  |  | 174 | #N/A | #N/A | #N/A | #N/A | #N/A | #N/A | 174 | #N/A | #N/A | #N/A | #N/A | #N/A | #N/A | #N/A
|  |  | 0 | 0 | 0 | 0 | 0 | 0 | 0 | 0 | 0 | 0 | 0 | 0 | 0 | 0 | 0 | 0 | 0 | 0 | 0 | 0 | 0 | 0 | 0 | 0 | 0 | 0 | 0 | 0 | 0 | 0 | 0 | 0 | 0 | 0 | 0 | 0 | 0 | 0 | 0 | 0 | 0 | 0 | 0 | 0 | 0 | 0 | 0 | 0 | 0 | 0 | 0 | 0 | 0 | 0 | 0 | 0 | 0 | 0 | 0 | 0 | 0 | 0 |  | #DIV/0! | 0 | #DIV/0! | #DIV/0! | #DIV/0! | 0 | #DIV/0! | 0 | 0 | 0 | 0 | 0 | 0 | 0 | 0 | 0 | 0 | 0 | 0 | 0 | 0 | 0 |  |  | 175 | #N/A | #N/A | #N/A | #N/A | #N/A | #N/A | 175 | #N/A | #N/A | #N/A | #N/A | #N/A | #N/A | #N/A
|  |  | 0 | 0 | 0 | 0 | 0 | 0 | 0 | 0 | 0 | 0 | 0 | 0 | 0 | 0 | 0 | 0 | 0 | 0 | 0 | 0 | 0 | 0 | 0 | 0 | 0 | 0 | 0 | 0 | 0 | 0 | 0 | 0 | 0 | 0 | 0 | 0 | 0 | 0 | 0 | 0 | 0 | 0 | 0 | 0 | 0 | 0 | 0 | 0 | 0 | 0 | 0 | 0 | 0 | 0 | 0 | 0 | 0 | 0 | 0 | 0 | 0 | 0 |  | #DIV/0! | 0 | #DIV/0! | #DIV/0! | #DIV/0! | 0 | #DIV/0! | 0 | 0 | 0 | 0 | 0 | 0 | 0 | 0 | 0 | 0 | 0 | 0 | 0 | 0 | 0 |  |  | 176 | #N/A | #N/A | #N/A | #N/A | #N/A | #N/A | 176 | #N/A | #N/A | #N/A | #N/A | #N/A | #N/A | #N/A
|  |  | 0 | 0 | 0 | 0 | 0 | 0 | 0 | 0 | 0 | 0 | 0 | 0 | 0 | 0 | 0 | 0 | 0 | 0 | 0 | 0 | 0 | 0 | 0 | 0 | 0 | 0 | 0 | 0 | 0 | 0 | 0 | 0 | 0 | 0 | 0 | 0 | 0 | 0 | 0 | 0 | 0 | 0 | 0 | 0 | 0 | 0 | 0 | 0 | 0 | 0 | 0 | 0 | 0 | 0 | 0 | 0 | 0 | 0 | 0 | 0 | 0 | 0 |  | #DIV/0! | 0 | #DIV/0! | #DIV/0! | #DIV/0! | 0 | #DIV/0! | 0 | 0 | 0 | 0 | 0 | 0 | 0 | 0 | 0 | 0 | 0 | 0 | 0 | 0 | 0 |  |  | 177 | #N/A | #N/A | #N/A | #N/A | #N/A | #N/A | 177 | #N/A | #N/A | #N/A | #N/A | #N/A | #N/A | #N/A
|  |  | 0 | 0 | 0 | 0 | 0 | 0 | 0 | 0 | 0 | 0 | 0 | 0 | 0 | 0 | 0 | 0 | 0 | 0 | 0 | 0 | 0 | 0 | 0 | 0 | 0 | 0 | 0 | 0 | 0 | 0 | 0 | 0 | 0 | 0 | 0 | 0 | 0 | 0 | 0 | 0 | 0 | 0 | 0 | 0 | 0 | 0 | 0 | 0 | 0 | 0 | 0 | 0 | 0 | 0 | 0 | 0 | 0 | 0 | 0 | 0 | 0 | 0 |  | #DIV/0! | 0 | #DIV/0! | #DIV/0! | #DIV/0! | 0 | #DIV/0! | 0 | 0 | 0 | 0 | 0 | 0 | 0 | 0 | 0 | 0 | 0 | 0 | 0 | 0 | 0 |  |  | 178 | #N/A | #N/A | #N/A | #N/A | #N/A | #N/A | 178 | #N/A | #N/A | #N/A | #N/A | #N/A | #N/A | #N/A
|  |  | 0 | 0 | 0 | 0 | 0 | 0 | 0 | 0 | 0 | 0 | 0 | 0 | 0 | 0 | 0 | 0 | 0 | 0 | 0 | 0 | 0 | 0 | 0 | 0 | 0 | 0 | 0 | 0 | 0 | 0 | 0 | 0 | 0 | 0 | 0 | 0 | 0 | 0 | 0 | 0 | 0 | 0 | 0 | 0 | 0 | 0 | 0 | 0 | 0 | 0 | 0 | 0 | 0 | 0 | 0 | 0 | 0 | 0 | 0 | 0 | 0 | 0 |  | #DIV/0! | 0 | #DIV/0! | #DIV/0! | #DIV/0! | 0 | #DIV/0! | 0 | 0 | 0 | 0 | 0 | 0 | 0 | 0 | 0 | 0 | 0 | 0 | 0 | 0 | 0 |  |  | 179 | #N/A | #N/A | #N/A | #N/A | #N/A | #N/A | 179 | #N/A | #N/A | #N/A | #N/A | #N/A | #N/A | #N/A
|  |  | 0 | 0 | 0 | 0 | 0 | 0 | 0 | 0 | 0 | 0 | 0 | 0 | 0 | 0 | 0 | 0 | 0 | 0 | 0 | 0 | 0 | 0 | 0 | 0 | 0 | 0 | 0 | 0 | 0 | 0 | 0 | 0 | 0 | 0 | 0 | 0 | 0 | 0 | 0 | 0 | 0 | 0 | 0 | 0 | 0 | 0 | 0 | 0 | 0 | 0 | 0 | 0 | 0 | 0 | 0 | 0 | 0 | 0 | 0 | 0 | 0 | 0 |  | #DIV/0! | 0 | #DIV/0! | #DIV/0! | #DIV/0! | 0 | #DIV/0! | 0 | 0 | 0 | 0 | 0 | 0 | 0 | 0 | 0 | 0 | 0 | 0 | 0 | 0 | 0 |  |  | 180 | #N/A | #N/A | #N/A | #N/A | #N/A | #N/A | 180 | #N/A | #N/A | #N/A | #N/A | #N/A | #N/A | #N/A
|  |  | 0 | 0 | 0 | 0 | 0 | 0 | 0 | 0 | 0 | 0 | 0 | 0 | 0 | 0 | 0 | 0 | 0 | 0 | 0 | 0 | 0 | 0 | 0 | 0 | 0 | 0 | 0 | 0 | 0 | 0 | 0 | 0 | 0 | 0 | 0 | 0 | 0 | 0 | 0 | 0 | 0 | 0 | 0 | 0 | 0 | 0 | 0 | 0 | 0 | 0 | 0 | 0 | 0 | 0 | 0 | 0 | 0 | 0 | 0 | 0 | 0 | 0 |  | #DIV/0! | 0 | #DIV/0! | #DIV/0! | #DIV/0! | 0 | #DIV/0! | 0 | 0 | 0 | 0 | 0 | 0 | 0 | 0 | 0 | 0 | 0 | 0 | 0 | 0 | 0 |  |  | 181 | #N/A | #N/A | #N/A | #N/A | #N/A | #N/A | 181 | #N/A | #N/A | #N/A | #N/A | #N/A | #N/A | #N/A
|  |  | 0 | 0 | 0 | 0 | 0 | 0 | 0 | 0 | 0 | 0 | 0 | 0 | 0 | 0 | 0 | 0 | 0 | 0 | 0 | 0 | 0 | 0 | 0 | 0 | 0 | 0 | 0 | 0 | 0 | 0 | 0 | 0 | 0 | 0 | 0 | 0 | 0 | 0 | 0 | 0 | 0 | 0 | 0 | 0 | 0 | 0 | 0 | 0 | 0 | 0 | 0 | 0 | 0 | 0 | 0 | 0 | 0 | 0 | 0 | 0 | 0 | 0 |  | #DIV/0! | 0 | #DIV/0! | #DIV/0! | #DIV/0! | 0 | #DIV/0! | 0 | 0 | 0 | 0 | 0 | 0 | 0 | 0 | 0 | 0 | 0 | 0 | 0 | 0 | 0 |  |  | 182 | #N/A | #N/A | #N/A | #N/A | #N/A | #N/A | 182 | #N/A | #N/A | #N/A | #N/A | #N/A | #N/A | #N/A
|  |  | 0 | 0 | 0 | 0 | 0 | 0 | 0 | 0 | 0 | 0 | 0 | 0 | 0 | 0 | 0 | 0 | 0 | 0 | 0 | 0 | 0 | 0 | 0 | 0 | 0 | 0 | 0 | 0 | 0 | 0 | 0 | 0 | 0 | 0 | 0 | 0 | 0 | 0 | 0 | 0 | 0 | 0 | 0 | 0 | 0 | 0 | 0 | 0 | 0 | 0 | 0 | 0 | 0 | 0 | 0 | 0 | 0 | 0 | 0 | 0 | 0 | 0 |  | #DIV/0! | 0 | #DIV/0! | #DIV/0! | #DIV/0! | 0 | #DIV/0! | 0 | 0 | 0 | 0 | 0 | 0 | 0 | 0 | 0 | 0 | 0 | 0 | 0 | 0 | 0 |  |  | 183 | #N/A | #N/A | #N/A | #N/A | #N/A | #N/A | 183 | #N/A | #N/A | #N/A | #N/A | #N/A | #N/A | #N/A
|  |  | 0 | 0 | 0 | 0 | 0 | 0 | 0 | 0 | 0 | 0 | 0 | 0 | 0 | 0 | 0 | 0 | 0 | 0 | 0 | 0 | 0 | 0 | 0 | 0 | 0 | 0 | 0 | 0 | 0 | 0 | 0 | 0 | 0 | 0 | 0 | 0 | 0 | 0 | 0 | 0 | 0 | 0 | 0 | 0 | 0 | 0 | 0 | 0 | 0 | 0 | 0 | 0 | 0 | 0 | 0 | 0 | 0 | 0 | 0 | 0 | 0 | 0 |  | #DIV/0! | 0 | #DIV/0! | #DIV/0! | #DIV/0! | 0 | #DIV/0! | 0 | 0 | 0 | 0 | 0 | 0 | 0 | 0 | 0 | 0 | 0 | 0 | 0 | 0 | 0 |  |  | 184 | #N/A | #N/A | #N/A | #N/A | #N/A | #N/A | 184 | #N/A | #N/A | #N/A | #N/A | #N/A | #N/A | #N/A
|  |  | 0 | 0 | 0 | 0 | 0 | 0 | 0 | 0 | 0 | 0 | 0 | 0 | 0 | 0 | 0 | 0 | 0 | 0 | 0 | 0 | 0 | 0 | 0 | 0 | 0 | 0 | 0 | 0 | 0 | 0 | 0 | 0 | 0 | 0 | 0 | 0 | 0 | 0 | 0 | 0 | 0 | 0 | 0 | 0 | 0 | 0 | 0 | 0 | 0 | 0 | 0 | 0 | 0 | 0 | 0 | 0 | 0 | 0 | 0 | 0 | 0 | 0 |  | #DIV/0! | 0 | #DIV/0! | #DIV/0! | #DIV/0! | 0 | #DIV/0! | 0 | 0 | 0 | 0 | 0 | 0 | 0 | 0 | 0 | 0 | 0 | 0 | 0 | 0 | 0 |  |  | 185 | #N/A | #N/A | #N/A | #N/A | #N/A | #N/A | 185 | #N/A | #N/A | #N/A | #N/A | #N/A | #N/A | #N/A
|  |  | 0 | 0 | 0 | 0 | 0 | 0 | 0 | 0 | 0 | 0 | 0 | 0 | 0 | 0 | 0 | 0 | 0 | 0 | 0 | 0 | 0 | 0 | 0 | 0 | 0 | 0 | 0 | 0 | 0 | 0 | 0 | 0 | 0 | 0 | 0 | 0 | 0 | 0 | 0 | 0 | 0 | 0 | 0 | 0 | 0 | 0 | 0 | 0 | 0 | 0 | 0 | 0 | 0 | 0 | 0 | 0 | 0 | 0 | 0 | 0 | 0 | 0 |  | #DIV/0! | 0 | #DIV/0! | #DIV/0! | #DIV/0! | 0 | #DIV/0! | 0 | 0 | 0 | 0 | 0 | 0 | 0 | 0 | 0 | 0 | 0 | 0 | 0 | 0 | 0 |  |  | 186 | #N/A | #N/A | #N/A | #N/A | #N/A | #N/A | 186 | #N/A | #N/A | #N/A | #N/A | #N/A | #N/A | #N/A
|  |  | 0 | 0 | 0 | 0 | 0 | 0 | 0 | 0 | 0 | 0 | 0 | 0 | 0 | 0 | 0 | 0 | 0 | 0 | 0 | 0 | 0 | 0 | 0 | 0 | 0 | 0 | 0 | 0 | 0 | 0 | 0 | 0 | 0 | 0 | 0 | 0 | 0 | 0 | 0 | 0 | 0 | 0 | 0 | 0 | 0 | 0 | 0 | 0 | 0 | 0 | 0 | 0 | 0 | 0 | 0 | 0 | 0 | 0 | 0 | 0 | 0 | 0 |  | #DIV/0! | 0 | #DIV/0! | #DIV/0! | #DIV/0! | 0 | #DIV/0! | 0 | 0 | 0 | 0 | 0 | 0 | 0 | 0 | 0 | 0 | 0 | 0 | 0 | 0 | 0 |  |  | 187 | #N/A | #N/A | #N/A | #N/A | #N/A | #N/A | 187 | #N/A | #N/A | #N/A | #N/A | #N/A | #N/A | #N/A
|  |  | 0 | 0 | 0 | 0 | 0 | 0 | 0 | 0 | 0 | 0 | 0 | 0 | 0 | 0 | 0 | 0 | 0 | 0 | 0 | 0 | 0 | 0 | 0 | 0 | 0 | 0 | 0 | 0 | 0 | 0 | 0 | 0 | 0 | 0 | 0 | 0 | 0 | 0 | 0 | 0 | 0 | 0 | 0 | 0 | 0 | 0 | 0 | 0 | 0 | 0 | 0 | 0 | 0 | 0 | 0 | 0 | 0 | 0 | 0 | 0 | 0 | 0 |  | #DIV/0! | 0 | #DIV/0! | #DIV/0! | #DIV/0! | 0 | #DIV/0! | 0 | 0 | 0 | 0 | 0 | 0 | 0 | 0 | 0 | 0 | 0 | 0 | 0 | 0 | 0 |  |  | 188 | #N/A | #N/A | #N/A | #N/A | #N/A | #N/A | 188 | #N/A | #N/A | #N/A | #N/A | #N/A | #N/A | #N/A
|  |  | 0 | 0 | 0 | 0 | 0 | 0 | 0 | 0 | 0 | 0 | 0 | 0 | 0 | 0 | 0 | 0 | 0 | 0 | 0 | 0 | 0 | 0 | 0 | 0 | 0 | 0 | 0 | 0 | 0 | 0 | 0 | 0 | 0 | 0 | 0 | 0 | 0 | 0 | 0 | 0 | 0 | 0 | 0 | 0 | 0 | 0 | 0 | 0 | 0 | 0 | 0 | 0 | 0 | 0 | 0 | 0 | 0 | 0 | 0 | 0 | 0 | 0 |  | #DIV/0! | 0 | #DIV/0! | #DIV/0! | #DIV/0! | 0 | #DIV/0! | 0 | 0 | 0 | 0 | 0 | 0 | 0 | 0 | 0 | 0 | 0 | 0 | 0 | 0 | 0 |  |  | 189 | #N/A | #N/A | #N/A | #N/A | #N/A | #N/A | 189 | #N/A | #N/A | #N/A | #N/A | #N/A | #N/A | #N/A
|  |  | 0 | 0 | 0 | 0 | 0 | 0 | 0 | 0 | 0 | 0 | 0 | 0 | 0 | 0 | 0 | 0 | 0 | 0 | 0 | 0 | 0 | 0 | 0 | 0 | 0 | 0 | 0 | 0 | 0 | 0 | 0 | 0 | 0 | 0 | 0 | 0 | 0 | 0 | 0 | 0 | 0 | 0 | 0 | 0 | 0 | 0 | 0 | 0 | 0 | 0 | 0 | 0 | 0 | 0 | 0 | 0 | 0 | 0 | 0 | 0 | 0 | 0 |  | #DIV/0! | 0 | #DIV/0! | #DIV/0! | #DIV/0! | 0 | #DIV/0! | 0 | 0 | 0 | 0 | 0 | 0 | 0 | 0 | 0 | 0 | 0 | 0 | 0 | 0 | 0 |  |  | 190 | #N/A | #N/A | #N/A | #N/A | #N/A | #N/A | 190 | #N/A | #N/A | #N/A | #N/A | #N/A | #N/A | #N/A
|  |  | 0 | 0 | 0 | 0 | 0 | 0 | 0 | 0 | 0 | 0 | 0 | 0 | 0 | 0 | 0 | 0 | 0 | 0 | 0 | 0 | 0 | 0 | 0 | 0 | 0 | 0 | 0 | 0 | 0 | 0 | 0 | 0 | 0 | 0 | 0 | 0 | 0 | 0 | 0 | 0 | 0 | 0 | 0 | 0 | 0 | 0 | 0 | 0 | 0 | 0 | 0 | 0 | 0 | 0 | 0 | 0 | 0 | 0 | 0 | 0 | 0 | 0 |  | #DIV/0! | 0 | #DIV/0! | #DIV/0! | #DIV/0! | 0 | #DIV/0! | 0 | 0 | 0 | 0 | 0 | 0 | 0 | 0 | 0 | 0 | 0 | 0 | 0 | 0 | 0 |  |  | 191 | #N/A | #N/A | #N/A | #N/A | #N/A | #N/A | 191 | #N/A | #N/A | #N/A | #N/A | #N/A | #N/A | #N/A
|  |  | 0 | 0 | 0 | 0 | 0 | 0 | 0 | 0 | 0 | 0 | 0 | 0 | 0 | 0 | 0 | 0 | 0 | 0 | 0 | 0 | 0 | 0 | 0 | 0 | 0 | 0 | 0 | 0 | 0 | 0 | 0 | 0 | 0 | 0 | 0 | 0 | 0 | 0 | 0 | 0 | 0 | 0 | 0 | 0 | 0 | 0 | 0 | 0 | 0 | 0 | 0 | 0 | 0 | 0 | 0 | 0 | 0 | 0 | 0 | 0 | 0 | 0 |  | #DIV/0! | 0 | #DIV/0! | #DIV/0! | #DIV/0! | 0 | #DIV/0! | 0 | 0 | 0 | 0 | 0 | 0 | 0 | 0 | 0 | 0 | 0 | 0 | 0 | 0 | 0 |  |  | 192 | #N/A | #N/A | #N/A | #N/A | #N/A | #N/A | 192 | #N/A | #N/A | #N/A | #N/A | #N/A | #N/A | #N/A
|  |  | 0 | 0 | 0 | 0 | 0 | 0 | 0 | 0 | 0 | 0 | 0 | 0 | 0 | 0 | 0 | 0 | 0 | 0 | 0 | 0 | 0 | 0 | 0 | 0 | 0 | 0 | 0 | 0 | 0 | 0 | 0 | 0 | 0 | 0 | 0 | 0 | 0 | 0 | 0 | 0 | 0 | 0 | 0 | 0 | 0 | 0 | 0 | 0 | 0 | 0 | 0 | 0 | 0 | 0 | 0 | 0 | 0 | 0 | 0 | 0 | 0 | 0 |  | #DIV/0! | 0 | #DIV/0! | #DIV/0! | #DIV/0! | 0 | #DIV/0! | 0 | 0 | 0 | 0 | 0 | 0 | 0 | 0 | 0 | 0 | 0 | 0 | 0 | 0 | 0 |  |  | 193 | #N/A | #N/A | #N/A | #N/A | #N/A | #N/A | 193 | #N/A | #N/A | #N/A | #N/A | #N/A | #N/A | #N/A
|  |  | 0 | 0 | 0 | 0 | 0 | 0 | 0 | 0 | 0 | 0 | 0 | 0 | 0 | 0 | 0 | 0 | 0 | 0 | 0 | 0 | 0 | 0 | 0 | 0 | 0 | 0 | 0 | 0 | 0 | 0 | 0 | 0 | 0 | 0 | 0 | 0 | 0 | 0 | 0 | 0 | 0 | 0 | 0 | 0 | 0 | 0 | 0 | 0 | 0 | 0 | 0 | 0 | 0 | 0 | 0 | 0 | 0 | 0 | 0 | 0 | 0 | 0 |  | #DIV/0! | 0 | #DIV/0! | #DIV/0! | #DIV/0! | 0 | #DIV/0! | 0 | 0 | 0 | 0 | 0 | 0 | 0 | 0 | 0 | 0 | 0 | 0 | 0 | 0 | 0 |  |  | 194 | #N/A | #N/A | #N/A | #N/A | #N/A | #N/A | 194 | #N/A | #N/A | #N/A | #N/A | #N/A | #N/A | #N/A
|  |  | 0 | 0 | 0 | 0 | 0 | 0 | 0 | 0 | 0 | 0 | 0 | 0 | 0 | 0 | 0 | 0 | 0 | 0 | 0 | 0 | 0 | 0 | 0 | 0 | 0 | 0 | 0 | 0 | 0 | 0 | 0 | 0 | 0 | 0 | 0 | 0 | 0 | 0 | 0 | 0 | 0 | 0 | 0 | 0 | 0 | 0 | 0 | 0 | 0 | 0 | 0 | 0 | 0 | 0 | 0 | 0 | 0 | 0 | 0 | 0 | 0 | 0 |  | #DIV/0! | 0 | #DIV/0! | #DIV/0! | #DIV/0! | 0 | #DIV/0! | 0 | 0 | 0 | 0 | 0 | 0 | 0 | 0 | 0 | 0 | 0 | 0 | 0 | 0 | 0 |  |  | 195 | #N/A | #N/A | #N/A | #N/A | #N/A | #N/A | 195 | #N/A | #N/A | #N/A | #N/A | #N/A | #N/A | #N/A
|  |  | 0 | 0 | 0 | 0 | 0 | 0 | 0 | 0 | 0 | 0 | 0 | 0 | 0 | 0 | 0 | 0 | 0 | 0 | 0 | 0 | 0 | 0 | 0 | 0 | 0 | 0 | 0 | 0 | 0 | 0 | 0 | 0 | 0 | 0 | 0 | 0 | 0 | 0 | 0 | 0 | 0 | 0 | 0 | 0 | 0 | 0 | 0 | 0 | 0 | 0 | 0 | 0 | 0 | 0 | 0 | 0 | 0 | 0 | 0 | 0 | 0 | 0 |  | #DIV/0! | 0 | #DIV/0! | #DIV/0! | #DIV/0! | 0 | #DIV/0! | 0 | 0 | 0 | 0 | 0 | 0 | 0 | 0 | 0 | 0 | 0 | 0 | 0 | 0 | 0 |  |  | 196 | #N/A | #N/A | #N/A | #N/A | #N/A | #N/A | 196 | #N/A | #N/A | #N/A | #N/A | #N/A | #N/A | #N/A
|  |  | 0 | 0 | 0 | 0 | 0 | 0 | 0 | 0 | 0 | 0 | 0 | 0 | 0 | 0 | 0 | 0 | 0 | 0 | 0 | 0 | 0 | 0 | 0 | 0 | 0 | 0 | 0 | 0 | 0 | 0 | 0 | 0 | 0 | 0 | 0 | 0 | 0 | 0 | 0 | 0 | 0 | 0 | 0 | 0 | 0 | 0 | 0 | 0 | 0 | 0 | 0 | 0 | 0 | 0 | 0 | 0 | 0 | 0 | 0 | 0 | 0 | 0 |  | #DIV/0! | 0 | #DIV/0! | #DIV/0! | #DIV/0! | 0 | #DIV/0! | 0 | 0 | 0 | 0 | 0 | 0 | 0 | 0 | 0 | 0 | 0 | 0 | 0 | 0 | 0 |  |  | 197 | #N/A | #N/A | #N/A | #N/A | #N/A | #N/A | 197 | #N/A | #N/A | #N/A | #N/A | #N/A | #N/A | #N/A
|  |  | 0 | 0 | 0 | 0 | 0 | 0 | 0 | 0 | 0 | 0 | 0 | 0 | 0 | 0 | 0 | 0 | 0 | 0 | 0 | 0 | 0 | 0 | 0 | 0 | 0 | 0 | 0 | 0 | 0 | 0 | 0 | 0 | 0 | 0 | 0 | 0 | 0 | 0 | 0 | 0 | 0 | 0 | 0 | 0 | 0 | 0 | 0 | 0 | 0 | 0 | 0 | 0 | 0 | 0 | 0 | 0 | 0 | 0 | 0 | 0 | 0 | 0 |  | #DIV/0! | 0 | #DIV/0! | #DIV/0! | #DIV/0! | 0 | #DIV/0! | 0 | 0 | 0 | 0 | 0 | 0 | 0 | 0 | 0 | 0 | 0 | 0 | 0 | 0 | 0 |  |  | 198 | #N/A | #N/A | #N/A | #N/A | #N/A | #N/A | 198 | #N/A | #N/A | #N/A | #N/A | #N/A | #N/A | #N/A
|  |  | 0 | 0 | 0 | 0 | 0 | 0 | 0 | 0 | 0 | 0 | 0 | 0 | 0 | 0 | 0 | 0 | 0 | 0 | 0 | 0 | 0 | 0 | 0 | 0 | 0 | 0 | 0 | 0 | 0 | 0 | 0 | 0 | 0 | 0 | 0 | 0 | 0 | 0 | 0 | 0 | 0 | 0 | 0 | 0 | 0 | 0 | 0 | 0 | 0 | 0 | 0 | 0 | 0 | 0 | 0 | 0 | 0 | 0 | 0 | 0 | 0 | 0 |  | #DIV/0! | 0 | #DIV/0! | #DIV/0! | #DIV/0! | 0 | #DIV/0! | 0 | 0 | 0 | 0 | 0 | 0 | 0 | 0 | 0 | 0 | 0 | 0 | 0 | 0 | 0 |  |  | 199 | #N/A | #N/A | #N/A | #N/A | #N/A | #N/A | 199 | #N/A | #N/A | #N/A | #N/A | #N/A | #N/A | #N/A
|  |  | 0 | 0 | 0 | 0 | 0 | 0 | 0 | 0 | 0 | 0 | 0 | 0 | 0 | 0 | 0 | 0 | 0 | 0 | 0 | 0 | 0 | 0 | 0 | 0 | 0 | 0 | 0 | 0 | 0 | 0 | 0 | 0 | 0 | 0 | 0 | 0 | 0 | 0 | 0 | 0 | 0 | 0 | 0 | 0 | 0 | 0 | 0 | 0 | 0 | 0 | 0 | 0 | 0 | 0 | 0 | 0 | 0 | 0 | 0 | 0 | 0 | 0 |  | #DIV/0! | 0 | #DIV/0! | #DIV/0! | #DIV/0! | 0 | #DIV/0! | 0 | 0 | 0 | 0 | 0 | 0 | 0 | 0 | 0 | 0 | 0 | 0 | 0 | 0 | 0 |  |  | 200 | #N/A | #N/A | #N/A | #N/A | #N/A | #N/A | 200 | #N/A | #N/A | #N/A | #N/A | #N/A | #N/A | #N/A
|  |  | 0 | 0 | 0 | 0 | 0 | 0 | 0 | 0 | 0 | 0 | 0 | 0 | 0 | 0 | 0 | 0 | 0 | 0 | 0 | 0 | 0 | 0 | 0 | 0 | 0 | 0 | 0 | 0 | 0 | 0 | 0 | 0 | 0 | 0 | 0 | 0 | 0 | 0 | 0 | 0 | 0 | 0 | 0 | 0 | 0 | 0 | 0 | 0 | 0 | 0 | 0 | 0 | 0 | 0 | 0 | 0 | 0 | 0 | 0 | 0 | 0 | 0 |  | #DIV/0! | 0 | #DIV/0! | #DIV/0! | #DIV/0! | 0 | #DIV/0! | 0 | 0 | 0 | 0 | 0 | 0 | 0 | 0 | 0 | 0 | 0 | 0 | 0 | 0 | 0 |  |  | 201 | #N/A | #N/A | #N/A | #N/A | #N/A | #N/A | 201 | #N/A | #N/A | #N/A | #N/A | #N/A | #N/A | #N/A
|  |  | 0 | 0 | 0 | 0 | 0 | 0 | 0 | 0 | 0 | 0 | 0 | 0 | 0 | 0 | 0 | 0 | 0 | 0 | 0 | 0 | 0 | 0 | 0 | 0 | 0 | 0 | 0 | 0 | 0 | 0 | 0 | 0 | 0 | 0 | 0 | 0 | 0 | 0 | 0 | 0 | 0 | 0 | 0 | 0 | 0 | 0 | 0 | 0 | 0 | 0 | 0 | 0 | 0 | 0 | 0 | 0 | 0 | 0 | 0 | 0 | 0 | 0 |  | #DIV/0! | 0 | #DIV/0! | #DIV/0! | #DIV/0! | 0 | #DIV/0! | 0 | 0 | 0 | 0 | 0 | 0 | 0 | 0 | 0 | 0 | 0 | 0 | 0 | 0 | 0 |  |  | 202 | #N/A | #N/A | #N/A | #N/A | #N/A | #N/A | 202 | #N/A | #N/A | #N/A | #N/A | #N/A | #N/A | #N/A
|  |  | 0 | 0 | 0 | 0 | 0 | 0 | 0 | 0 | 0 | 0 | 0 | 0 | 0 | 0 | 0 | 0 | 0 | 0 | 0 | 0 | 0 | 0 | 0 | 0 | 0 | 0 | 0 | 0 | 0 | 0 | 0 | 0 | 0 | 0 | 0 | 0 | 0 | 0 | 0 | 0 | 0 | 0 | 0 | 0 | 0 | 0 | 0 | 0 | 0 | 0 | 0 | 0 | 0 | 0 | 0 | 0 | 0 | 0 | 0 | 0 | 0 | 0 |  | #DIV/0! | 0 | #DIV/0! | #DIV/0! | #DIV/0! | 0 | #DIV/0! | 0 | 0 | 0 | 0 | 0 | 0 | 0 | 0 | 0 | 0 | 0 | 0 | 0 | 0 | 0 |  |  | 203 | #N/A | #N/A | #N/A | #N/A | #N/A | #N/A | 203 | #N/A | #N/A | #N/A | #N/A | #N/A | #N/A | #N/A
|  |  | 0 | 0 | 0 | 0 | 0 | 0 | 0 | 0 | 0 | 0 | 0 | 0 | 0 | 0 | 0 | 0 | 0 | 0 | 0 | 0 | 0 | 0 | 0 | 0 | 0 | 0 | 0 | 0 | 0 | 0 | 0 | 0 | 0 | 0 | 0 | 0 | 0 | 0 | 0 | 0 | 0 | 0 | 0 | 0 | 0 | 0 | 0 | 0 | 0 | 0 | 0 | 0 | 0 | 0 | 0 | 0 | 0 | 0 | 0 | 0 | 0 | 0 |  | #DIV/0! | 0 | #DIV/0! | #DIV/0! | #DIV/0! | 0 | #DIV/0! | 0 | 0 | 0 | 0 | 0 | 0 | 0 | 0 | 0 | 0 | 0 | 0 | 0 | 0 | 0 |  |  | 204 | #N/A | #N/A | #N/A | #N/A | #N/A | #N/A | 204 | #N/A | #N/A | #N/A | #N/A | #N/A | #N/A | #N/A
|  |  | 0 | 0 | 0 | 0 | 0 | 0 | 0 | 0 | 0 | 0 | 0 | 0 | 0 | 0 | 0 | 0 | 0 | 0 | 0 | 0 | 0 | 0 | 0 | 0 | 0 | 0 | 0 | 0 | 0 | 0 | 0 | 0 | 0 | 0 | 0 | 0 | 0 | 0 | 0 | 0 | 0 | 0 | 0 | 0 | 0 | 0 | 0 | 0 | 0 | 0 | 0 | 0 | 0 | 0 | 0 | 0 | 0 | 0 | 0 | 0 | 0 | 0 |  | #DIV/0! | 0 | #DIV/0! | #DIV/0! | #DIV/0! | 0 | #DIV/0! | 0 | 0 | 0 | 0 | 0 | 0 | 0 | 0 | 0 | 0 | 0 | 0 | 0 | 0 | 0 |  |  | 205 | #N/A | #N/A | #N/A | #N/A | #N/A | #N/A | 205 | #N/A | #N/A | #N/A | #N/A | #N/A | #N/A | #N/A
|  |  | 0 | 0 | 0 | 0 | 0 | 0 | 0 | 0 | 0 | 0 | 0 | 0 | 0 | 0 | 0 | 0 | 0 | 0 | 0 | 0 | 0 | 0 | 0 | 0 | 0 | 0 | 0 | 0 | 0 | 0 | 0 | 0 | 0 | 0 | 0 | 0 | 0 | 0 | 0 | 0 | 0 | 0 | 0 | 0 | 0 | 0 | 0 | 0 | 0 | 0 | 0 | 0 | 0 | 0 | 0 | 0 | 0 | 0 | 0 | 0 | 0 | 0 |  | #DIV/0! | 0 | #DIV/0! | #DIV/0! | #DIV/0! | 0 | #DIV/0! | 0 | 0 | 0 | 0 | 0 | 0 | 0 | 0 | 0 | 0 | 0 | 0 | 0 | 0 | 0 |  |  | 206 | #N/A | #N/A | #N/A | #N/A | #N/A | #N/A | 206 | #N/A | #N/A | #N/A | #N/A | #N/A | #N/A | #N/A
|  |  | 0 | 0 | 0 | 0 | 0 | 0 | 0 | 0 | 0 | 0 | 0 | 0 | 0 | 0 | 0 | 0 | 0 | 0 | 0 | 0 | 0 | 0 | 0 | 0 | 0 | 0 | 0 | 0 | 0 | 0 | 0 | 0 | 0 | 0 | 0 | 0 | 0 | 0 | 0 | 0 | 0 | 0 | 0 | 0 | 0 | 0 | 0 | 0 | 0 | 0 | 0 | 0 | 0 | 0 | 0 | 0 | 0 | 0 | 0 | 0 | 0 | 0 |  | #DIV/0! | 0 | #DIV/0! | #DIV/0! | #DIV/0! | 0 | #DIV/0! | 0 | 0 | 0 | 0 | 0 | 0 | 0 | 0 | 0 | 0 | 0 | 0 | 0 | 0 | 0 |  |  | 207 | #N/A | #N/A | #N/A | #N/A | #N/A | #N/A | 207 | #N/A | #N/A | #N/A | #N/A | #N/A | #N/A | #N/A
|  |  | 0 | 0 | 0 | 0 | 0 | 0 | 0 | 0 | 0 | 0 | 0 | 0 | 0 | 0 | 0 | 0 | 0 | 0 | 0 | 0 | 0 | 0 | 0 | 0 | 0 | 0 | 0 | 0 | 0 | 0 | 0 | 0 | 0 | 0 | 0 | 0 | 0 | 0 | 0 | 0 | 0 | 0 | 0 | 0 | 0 | 0 | 0 | 0 | 0 | 0 | 0 | 0 | 0 | 0 | 0 | 0 | 0 | 0 | 0 | 0 | 0 | 0 |  | #DIV/0! | 0 | #DIV/0! | #DIV/0! | #DIV/0! | 0 | #DIV/0! | 0 | 0 | 0 | 0 | 0 | 0 | 0 | 0 | 0 | 0 | 0 | 0 | 0 | 0 | 0 |  |  | 208 | #N/A | #N/A | #N/A | #N/A | #N/A | #N/A | 208 | #N/A | #N/A | #N/A | #N/A | #N/A | #N/A | #N/A
|  |  | 0 | 0 | 0 | 0 | 0 | 0 | 0 | 0 | 0 | 0 | 0 | 0 | 0 | 0 | 0 | 0 | 0 | 0 | 0 | 0 | 0 | 0 | 0 | 0 | 0 | 0 | 0 | 0 | 0 | 0 | 0 | 0 | 0 | 0 | 0 | 0 | 0 | 0 | 0 | 0 | 0 | 0 | 0 | 0 | 0 | 0 | 0 | 0 | 0 | 0 | 0 | 0 | 0 | 0 | 0 | 0 | 0 | 0 | 0 | 0 | 0 | 0 |  | #DIV/0! | 0 | #DIV/0! | #DIV/0! | #DIV/0! | 0 | #DIV/0! | 0 | 0 | 0 | 0 | 0 | 0 | 0 | 0 | 0 | 0 | 0 | 0 | 0 | 0 | 0 |  |  | 209 | #N/A | #N/A | #N/A | #N/A | #N/A | #N/A | 209 | #N/A | #N/A | #N/A | #N/A | #N/A | #N/A | #N/A
|  |  | 0 | 0 | 0 | 0 | 0 | 0 | 0 | 0 | 0 | 0 | 0 | 0 | 0 | 0 | 0 | 0 | 0 | 0 | 0 | 0 | 0 | 0 | 0 | 0 | 0 | 0 | 0 | 0 | 0 | 0 | 0 | 0 | 0 | 0 | 0 | 0 | 0 | 0 | 0 | 0 | 0 | 0 | 0 | 0 | 0 | 0 | 0 | 0 | 0 | 0 | 0 | 0 | 0 | 0 | 0 | 0 | 0 | 0 | 0 | 0 | 0 | 0 |  | #DIV/0! | 0 | #DIV/0! | #DIV/0! | #DIV/0! | 0 | #DIV/0! | 0 | 0 | 0 | 0 | 0 | 0 | 0 | 0 | 0 | 0 | 0 | 0 | 0 | 0 | 0 |  |  | 210 | #N/A | #N/A | #N/A | #N/A | #N/A | #N/A | 210 | #N/A | #N/A | #N/A | #N/A | #N/A | #N/A | #N/A
|  |  | 0 | 0 | 0 | 0 | 0 | 0 | 0 | 0 | 0 | 0 | 0 | 0 | 0 | 0 | 0 | 0 | 0 | 0 | 0 | 0 | 0 | 0 | 0 | 0 | 0 | 0 | 0 | 0 | 0 | 0 | 0 | 0 | 0 | 0 | 0 | 0 | 0 | 0 | 0 | 0 | 0 | 0 | 0 | 0 | 0 | 0 | 0 | 0 | 0 | 0 | 0 | 0 | 0 | 0 | 0 | 0 | 0 | 0 | 0 | 0 | 0 | 0 |  | #DIV/0! | 0 | #DIV/0! | #DIV/0! | #DIV/0! | 0 | #DIV/0! | 0 | 0 | 0 | 0 | 0 | 0 | 0 | 0 | 0 | 0 | 0 | 0 | 0 | 0 | 0 |  |  | 211 | #N/A | #N/A | #N/A | #N/A | #N/A | #N/A | 211 | #N/A | #N/A | #N/A | #N/A | #N/A | #N/A | #N/A
|  |  | 0 | 0 | 0 | 0 | 0 | 0 | 0 | 0 | 0 | 0 | 0 | 0 | 0 | 0 | 0 | 0 | 0 | 0 | 0 | 0 | 0 | 0 | 0 | 0 | 0 | 0 | 0 | 0 | 0 | 0 | 0 | 0 | 0 | 0 | 0 | 0 | 0 | 0 | 0 | 0 | 0 | 0 | 0 | 0 | 0 | 0 | 0 | 0 | 0 | 0 | 0 | 0 | 0 | 0 | 0 | 0 | 0 | 0 | 0 | 0 | 0 | 0 |  | #DIV/0! | 0 | #DIV/0! | #DIV/0! | #DIV/0! | 0 | #DIV/0! | 0 | 0 | 0 | 0 | 0 | 0 | 0 | 0 | 0 | 0 | 0 | 0 | 0 | 0 | 0 |  |  | 212 | #N/A | #N/A | #N/A | #N/A | #N/A | #N/A | 212 | #N/A | #N/A | #N/A | #N/A | #N/A | #N/A | #N/A
|  |  | 0 | 0 | 0 | 0 | 0 | 0 | 0 | 0 | 0 | 0 | 0 | 0 | 0 | 0 | 0 | 0 | 0 | 0 | 0 | 0 | 0 | 0 | 0 | 0 | 0 | 0 | 0 | 0 | 0 | 0 | 0 | 0 | 0 | 0 | 0 | 0 | 0 | 0 | 0 | 0 | 0 | 0 | 0 | 0 | 0 | 0 | 0 | 0 | 0 | 0 | 0 | 0 | 0 | 0 | 0 | 0 | 0 | 0 | 0 | 0 | 0 | 0 |  | #DIV/0! | 0 | #DIV/0! | #DIV/0! | #DIV/0! | 0 | #DIV/0! | 0 | 0 | 0 | 0 | 0 | 0 | 0 | 0 | 0 | 0 | 0 | 0 | 0 | 0 | 0 |  |  | 213 | #N/A | #N/A | #N/A | #N/A | #N/A | #N/A | 213 | #N/A | #N/A | #N/A | #N/A | #N/A | #N/A | #N/A
|  |  | 0 | 0 | 0 | 0 | 0 | 0 | 0 | 0 | 0 | 0 | 0 | 0 | 0 | 0 | 0 | 0 | 0 | 0 | 0 | 0 | 0 | 0 | 0 | 0 | 0 | 0 | 0 | 0 | 0 | 0 | 0 | 0 | 0 | 0 | 0 | 0 | 0 | 0 | 0 | 0 | 0 | 0 | 0 | 0 | 0 | 0 | 0 | 0 | 0 | 0 | 0 | 0 | 0 | 0 | 0 | 0 | 0 | 0 | 0 | 0 | 0 | 0 |  | #DIV/0! | 0 | #DIV/0! | #DIV/0! | #DIV/0! | 0 | #DIV/0! | 0 | 0 | 0 | 0 | 0 | 0 | 0 | 0 | 0 | 0 | 0 | 0 | 0 | 0 | 0 |  |  | 214 | #N/A | #N/A | #N/A | #N/A | #N/A | #N/A | 214 | #N/A | #N/A | #N/A | #N/A | #N/A | #N/A | #N/A
|  |  | 0 | 0 | 0 | 0 | 0 | 0 | 0 | 0 | 0 | 0 | 0 | 0 | 0 | 0 | 0 | 0 | 0 | 0 | 0 | 0 | 0 | 0 | 0 | 0 | 0 | 0 | 0 | 0 | 0 | 0 | 0 | 0 | 0 | 0 | 0 | 0 | 0 | 0 | 0 | 0 | 0 | 0 | 0 | 0 | 0 | 0 | 0 | 0 | 0 | 0 | 0 | 0 | 0 | 0 | 0 | 0 | 0 | 0 | 0 | 0 | 0 | 0 |  | #DIV/0! | 0 | #DIV/0! | #DIV/0! | #DIV/0! | 0 | #DIV/0! | 0 | 0 | 0 | 0 | 0 | 0 | 0 | 0 | 0 | 0 | 0 | 0 | 0 | 0 | 0 |  |  | 215 | #N/A | #N/A | #N/A | #N/A | #N/A | #N/A | 215 | #N/A | #N/A | #N/A | #N/A | #N/A | #N/A | #N/A
|  |  | 0 | 0 | 0 | 0 | 0 | 0 | 0 | 0 | 0 | 0 | 0 | 0 | 0 | 0 | 0 | 0 | 0 | 0 | 0 | 0 | 0 | 0 | 0 | 0 | 0 | 0 | 0 | 0 | 0 | 0 | 0 | 0 | 0 | 0 | 0 | 0 | 0 | 0 | 0 | 0 | 0 | 0 | 0 | 0 | 0 | 0 | 0 | 0 | 0 | 0 | 0 | 0 | 0 | 0 | 0 | 0 | 0 | 0 | 0 | 0 | 0 | 0 |  | #DIV/0! | 0 | #DIV/0! | #DIV/0! | #DIV/0! | 0 | #DIV/0! | 0 | 0 | 0 | 0 | 0 | 0 | 0 | 0 | 0 | 0 | 0 | 0 | 0 | 0 | 0 |  |  | 216 | #N/A | #N/A | #N/A | #N/A | #N/A | #N/A | 216 | #N/A | #N/A | #N/A | #N/A | #N/A | #N/A | #N/A
|  |  | 0 | 0 | 0 | 0 | 0 | 0 | 0 | 0 | 0 | 0 | 0 | 0 | 0 | 0 | 0 | 0 | 0 | 0 | 0 | 0 | 0 | 0 | 0 | 0 | 0 | 0 | 0 | 0 | 0 | 0 | 0 | 0 | 0 | 0 | 0 | 0 | 0 | 0 | 0 | 0 | 0 | 0 | 0 | 0 | 0 | 0 | 0 | 0 | 0 | 0 | 0 | 0 | 0 | 0 | 0 | 0 | 0 | 0 | 0 | 0 | 0 | 0 |  | #DIV/0! | 0 | #DIV/0! | #DIV/0! | #DIV/0! | 0 | #DIV/0! | 0 | 0 | 0 | 0 | 0 | 0 | 0 | 0 | 0 | 0 | 0 | 0 | 0 | 0 | 0 |  |  | 217 | #N/A | #N/A | #N/A | #N/A | #N/A | #N/A | 217 | #N/A | #N/A | #N/A | #N/A | #N/A | #N/A | #N/A
|  |  | 0 | 0 | 0 | 0 | 0 | 0 | 0 | 0 | 0 | 0 | 0 | 0 | 0 | 0 | 0 | 0 | 0 | 0 | 0 | 0 | 0 | 0 | 0 | 0 | 0 | 0 | 0 | 0 | 0 | 0 | 0 | 0 | 0 | 0 | 0 | 0 | 0 | 0 | 0 | 0 | 0 | 0 | 0 | 0 | 0 | 0 | 0 | 0 | 0 | 0 | 0 | 0 | 0 | 0 | 0 | 0 | 0 | 0 | 0 | 0 | 0 | 0 |  | #DIV/0! | 0 | #DIV/0! | #DIV/0! | #DIV/0! | 0 | #DIV/0! | 0 | 0 | 0 | 0 | 0 | 0 | 0 | 0 | 0 | 0 | 0 | 0 | 0 | 0 | 0 |  |  | 218 | #N/A | #N/A | #N/A | #N/A | #N/A | #N/A | 218 | #N/A | #N/A | #N/A | #N/A | #N/A | #N/A | #N/A
|  |  | 0 | 0 | 0 | 0 | 0 | 0 | 0 | 0 | 0 | 0 | 0 | 0 | 0 | 0 | 0 | 0 | 0 | 0 | 0 | 0 | 0 | 0 | 0 | 0 | 0 | 0 | 0 | 0 | 0 | 0 | 0 | 0 | 0 | 0 | 0 | 0 | 0 | 0 | 0 | 0 | 0 | 0 | 0 | 0 | 0 | 0 | 0 | 0 | 0 | 0 | 0 | 0 | 0 | 0 | 0 | 0 | 0 | 0 | 0 | 0 | 0 | 0 |  | #DIV/0! | 0 | #DIV/0! | #DIV/0! | #DIV/0! | 0 | #DIV/0! | 0 | 0 | 0 | 0 | 0 | 0 | 0 | 0 | 0 | 0 | 0 | 0 | 0 | 0 | 0 |  |  | 219 | #N/A | #N/A | #N/A | #N/A | #N/A | #N/A | 219 | #N/A | #N/A | #N/A | #N/A | #N/A | #N/A | #N/A
|  |  | 0 | 0 | 0 | 0 | 0 | 0 | 0 | 0 | 0 | 0 | 0 | 0 | 0 | 0 | 0 | 0 | 0 | 0 | 0 | 0 | 0 | 0 | 0 | 0 | 0 | 0 | 0 | 0 | 0 | 0 | 0 | 0 | 0 | 0 | 0 | 0 | 0 | 0 | 0 | 0 | 0 | 0 | 0 | 0 | 0 | 0 | 0 | 0 | 0 | 0 | 0 | 0 | 0 | 0 | 0 | 0 | 0 | 0 | 0 | 0 | 0 | 0 |  | #DIV/0! | 0 | #DIV/0! | #DIV/0! | #DIV/0! | 0 | #DIV/0! | 0 | 0 | 0 | 0 | 0 | 0 | 0 | 0 | 0 | 0 | 0 | 0 | 0 | 0 | 0 |  |  | 220 | #N/A | #N/A | #N/A | #N/A | #N/A | #N/A | 220 | #N/A | #N/A | #N/A | #N/A | #N/A | #N/A | #N/A
|  |  | 0 | 0 | 0 | 0 | 0 | 0 | 0 | 0 | 0 | 0 | 0 | 0 | 0 | 0 | 0 | 0 | 0 | 0 | 0 | 0 | 0 | 0 | 0 | 0 | 0 | 0 | 0 | 0 | 0 | 0 | 0 | 0 | 0 | 0 | 0 | 0 | 0 | 0 | 0 | 0 | 0 | 0 | 0 | 0 | 0 | 0 | 0 | 0 | 0 | 0 | 0 | 0 | 0 | 0 | 0 | 0 | 0 | 0 | 0 | 0 | 0 | 0 |  | #DIV/0! | 0 | #DIV/0! | #DIV/0! | #DIV/0! | 0 | #DIV/0! | 0 | 0 | 0 | 0 | 0 | 0 | 0 | 0 | 0 | 0 | 0 | 0 | 0 | 0 | 0 |  |  | 221 | #N/A | #N/A | #N/A | #N/A | #N/A | #N/A | 221 | #N/A | #N/A | #N/A | #N/A | #N/A | #N/A | #N/A
|  |  | 0 | 0 | 0 | 0 | 0 | 0 | 0 | 0 | 0 | 0 | 0 | 0 | 0 | 0 | 0 | 0 | 0 | 0 | 0 | 0 | 0 | 0 | 0 | 0 | 0 | 0 | 0 | 0 | 0 | 0 | 0 | 0 | 0 | 0 | 0 | 0 | 0 | 0 | 0 | 0 | 0 | 0 | 0 | 0 | 0 | 0 | 0 | 0 | 0 | 0 | 0 | 0 | 0 | 0 | 0 | 0 | 0 | 0 | 0 | 0 | 0 | 0 |  | #DIV/0! | 0 | #DIV/0! | #DIV/0! | #DIV/0! | 0 | #DIV/0! | 0 | 0 | 0 | 0 | 0 | 0 | 0 | 0 | 0 | 0 | 0 | 0 | 0 | 0 | 0 |  |  | 222 | #N/A | #N/A | #N/A | #N/A | #N/A | #N/A | 222 | #N/A | #N/A | #N/A | #N/A | #N/A | #N/A | #N/A
|  |  | 0 | 0 | 0 | 0 | 0 | 0 | 0 | 0 | 0 | 0 | 0 | 0 | 0 | 0 | 0 | 0 | 0 | 0 | 0 | 0 | 0 | 0 | 0 | 0 | 0 | 0 | 0 | 0 | 0 | 0 | 0 | 0 | 0 | 0 | 0 | 0 | 0 | 0 | 0 | 0 | 0 | 0 | 0 | 0 | 0 | 0 | 0 | 0 | 0 | 0 | 0 | 0 | 0 | 0 | 0 | 0 | 0 | 0 | 0 | 0 | 0 | 0 |  | #DIV/0! | 0 | #DIV/0! | #DIV/0! | #DIV/0! | 0 | #DIV/0! | 0 | 0 | 0 | 0 | 0 | 0 | 0 | 0 | 0 | 0 | 0 | 0 | 0 | 0 | 0 |  |  | 223 | #N/A | #N/A | #N/A | #N/A | #N/A | #N/A | 223 | #N/A | #N/A | #N/A | #N/A | #N/A | #N/A | #N/A
|  |  | 0 | 0 | 0 | 0 | 0 | 0 | 0 | 0 | 0 | 0 | 0 | 0 | 0 | 0 | 0 | 0 | 0 | 0 | 0 | 0 | 0 | 0 | 0 | 0 | 0 | 0 | 0 | 0 | 0 | 0 | 0 | 0 | 0 | 0 | 0 | 0 | 0 | 0 | 0 | 0 | 0 | 0 | 0 | 0 | 0 | 0 | 0 | 0 | 0 | 0 | 0 | 0 | 0 | 0 | 0 | 0 | 0 | 0 | 0 | 0 | 0 | 0 |  | #DIV/0! | 0 | #DIV/0! | #DIV/0! | #DIV/0! | 0 | #DIV/0! | 0 | 0 | 0 | 0 | 0 | 0 | 0 | 0 | 0 | 0 | 0 | 0 | 0 | 0 | 0 |  |  | 224 | #N/A | #N/A | #N/A | #N/A | #N/A | #N/A | 224 | #N/A | #N/A | #N/A | #N/A | #N/A | #N/A | #N/A
|  |  | 0 | 0 | 0 | 0 | 0 | 0 | 0 | 0 | 0 | 0 | 0 | 0 | 0 | 0 | 0 | 0 | 0 | 0 | 0 | 0 | 0 | 0 | 0 | 0 | 0 | 0 | 0 | 0 | 0 | 0 | 0 | 0 | 0 | 0 | 0 | 0 | 0 | 0 | 0 | 0 | 0 | 0 | 0 | 0 | 0 | 0 | 0 | 0 | 0 | 0 | 0 | 0 | 0 | 0 | 0 | 0 | 0 | 0 | 0 | 0 | 0 | 0 |  | #DIV/0! | 0 | #DIV/0! | #DIV/0! | #DIV/0! | 0 | #DIV/0! | 0 | 0 | 0 | 0 | 0 | 0 | 0 | 0 | 0 | 0 | 0 | 0 | 0 | 0 | 0 |  |  | 225 | #N/A | #N/A | #N/A | #N/A | #N/A | #N/A | 225 | #N/A | #N/A | #N/A | #N/A | #N/A | #N/A | #N/A
|  |  | 0 | 0 | 0 | 0 | 0 | 0 | 0 | 0 | 0 | 0 | 0 | 0 | 0 | 0 | 0 | 0 | 0 | 0 | 0 | 0 | 0 | 0 | 0 | 0 | 0 | 0 | 0 | 0 | 0 | 0 | 0 | 0 | 0 | 0 | 0 | 0 | 0 | 0 | 0 | 0 | 0 | 0 | 0 | 0 | 0 | 0 | 0 | 0 | 0 | 0 | 0 | 0 | 0 | 0 | 0 | 0 | 0 | 0 | 0 | 0 | 0 | 0 |  | #DIV/0! | 0 | #DIV/0! | #DIV/0! | #DIV/0! | 0 | #DIV/0! | 0 | 0 | 0 | 0 | 0 | 0 | 0 | 0 | 0 | 0 | 0 | 0 | 0 | 0 | 0 |  |  | 226 | #N/A | #N/A | #N/A | #N/A | #N/A | #N/A | 226 | #N/A | #N/A | #N/A | #N/A | #N/A | #N/A | #N/A
|  |  | 0 | 0 | 0 | 0 | 0 | 0 | 0 | 0 | 0 | 0 | 0 | 0 | 0 | 0 | 0 | 0 | 0 | 0 | 0 | 0 | 0 | 0 | 0 | 0 | 0 | 0 | 0 | 0 | 0 | 0 | 0 | 0 | 0 | 0 | 0 | 0 | 0 | 0 | 0 | 0 | 0 | 0 | 0 | 0 | 0 | 0 | 0 | 0 | 0 | 0 | 0 | 0 | 0 | 0 | 0 | 0 | 0 | 0 | 0 | 0 | 0 | 0 |  | #DIV/0! | 0 | #DIV/0! | #DIV/0! | #DIV/0! | 0 | #DIV/0! | 0 | 0 | 0 | 0 | 0 | 0 | 0 | 0 | 0 | 0 | 0 | 0 | 0 | 0 | 0 |  |  | 227 | #N/A | #N/A | #N/A | #N/A | #N/A | #N/A | 227 | #N/A | #N/A | #N/A | #N/A | #N/A | #N/A | #N/A
|  |  | 0 | 0 | 0 | 0 | 0 | 0 | 0 | 0 | 0 | 0 | 0 | 0 | 0 | 0 | 0 | 0 | 0 | 0 | 0 | 0 | 0 | 0 | 0 | 0 | 0 | 0 | 0 | 0 | 0 | 0 | 0 | 0 | 0 | 0 | 0 | 0 | 0 | 0 | 0 | 0 | 0 | 0 | 0 | 0 | 0 | 0 | 0 | 0 | 0 | 0 | 0 | 0 | 0 | 0 | 0 | 0 | 0 | 0 | 0 | 0 | 0 | 0 |  | #DIV/0! | 0 | #DIV/0! | #DIV/0! | #DIV/0! | 0 | #DIV/0! | 0 | 0 | 0 | 0 | 0 | 0 | 0 | 0 | 0 | 0 | 0 | 0 | 0 | 0 | 0 |  |  | 228 | #N/A | #N/A | #N/A | #N/A | #N/A | #N/A | 228 | #N/A | #N/A | #N/A | #N/A | #N/A | #N/A | #N/A
|  |  | 0 | 0 | 0 | 0 | 0 | 0 | 0 | 0 | 0 | 0 | 0 | 0 | 0 | 0 | 0 | 0 | 0 | 0 | 0 | 0 | 0 | 0 | 0 | 0 | 0 | 0 | 0 | 0 | 0 | 0 | 0 | 0 | 0 | 0 | 0 | 0 | 0 | 0 | 0 | 0 | 0 | 0 | 0 | 0 | 0 | 0 | 0 | 0 | 0 | 0 | 0 | 0 | 0 | 0 | 0 | 0 | 0 | 0 | 0 | 0 | 0 | 0 |  | #DIV/0! | 0 | #DIV/0! | #DIV/0! | #DIV/0! | 0 | #DIV/0! | 0 | 0 | 0 | 0 | 0 | 0 | 0 | 0 | 0 | 0 | 0 | 0 | 0 | 0 | 0 |  |  | 229 | #N/A | #N/A | #N/A | #N/A | #N/A | #N/A | 229 | #N/A | #N/A | #N/A | #N/A | #N/A | #N/A | #N/A
|  |  | 0 | 0 | 0 | 0 | 0 | 0 | 0 | 0 | 0 | 0 | 0 | 0 | 0 | 0 | 0 | 0 | 0 | 0 | 0 | 0 | 0 | 0 | 0 | 0 | 0 | 0 | 0 | 0 | 0 | 0 | 0 | 0 | 0 | 0 | 0 | 0 | 0 | 0 | 0 | 0 | 0 | 0 | 0 | 0 | 0 | 0 | 0 | 0 | 0 | 0 | 0 | 0 | 0 | 0 | 0 | 0 | 0 | 0 | 0 | 0 | 0 | 0 |  | #DIV/0! | 0 | #DIV/0! | #DIV/0! | #DIV/0! | 0 | #DIV/0! | 0 | 0 | 0 | 0 | 0 | 0 | 0 | 0 | 0 | 0 | 0 | 0 | 0 | 0 | 0 |  |  | 230 | #N/A | #N/A | #N/A | #N/A | #N/A | #N/A | 230 | #N/A | #N/A | #N/A | #N/A | #N/A | #N/A | #N/A
|  |  | 0 | 0 | 0 | 0 | 0 | 0 | 0 | 0 | 0 | 0 | 0 | 0 | 0 | 0 | 0 | 0 | 0 | 0 | 0 | 0 | 0 | 0 | 0 | 0 | 0 | 0 | 0 | 0 | 0 | 0 | 0 | 0 | 0 | 0 | 0 | 0 | 0 | 0 | 0 | 0 | 0 | 0 | 0 | 0 | 0 | 0 | 0 | 0 | 0 | 0 | 0 | 0 | 0 | 0 | 0 | 0 | 0 | 0 | 0 | 0 | 0 | 0 |  | #DIV/0! | 0 | #DIV/0! | #DIV/0! | #DIV/0! | 0 | #DIV/0! | 0 | 0 | 0 | 0 | 0 | 0 | 0 | 0 | 0 | 0 | 0 | 0 | 0 | 0 | 0 |  |  | 231 | #N/A | #N/A | #N/A | #N/A | #N/A | #N/A | 231 | #N/A | #N/A | #N/A | #N/A | #N/A | #N/A | #N/A
|  |  | 0 | 0 | 0 | 0 | 0 | 0 | 0 | 0 | 0 | 0 | 0 | 0 | 0 | 0 | 0 | 0 | 0 | 0 | 0 | 0 | 0 | 0 | 0 | 0 | 0 | 0 | 0 | 0 | 0 | 0 | 0 | 0 | 0 | 0 | 0 | 0 | 0 | 0 | 0 | 0 | 0 | 0 | 0 | 0 | 0 | 0 | 0 | 0 | 0 | 0 | 0 | 0 | 0 | 0 | 0 | 0 | 0 | 0 | 0 | 0 | 0 | 0 |  | #DIV/0! | 0 | #DIV/0! | #DIV/0! | #DIV/0! | 0 | #DIV/0! | 0 | 0 | 0 | 0 | 0 | 0 | 0 | 0 | 0 | 0 | 0 | 0 | 0 | 0 | 0 |  |  | 232 | #N/A | #N/A | #N/A | #N/A | #N/A | #N/A | 232 | #N/A | #N/A | #N/A | #N/A | #N/A | #N/A | #N/A
|  |  | 0 | 0 | 0 | 0 | 0 | 0 | 0 | 0 | 0 | 0 | 0 | 0 | 0 | 0 | 0 | 0 | 0 | 0 | 0 | 0 | 0 | 0 | 0 | 0 | 0 | 0 | 0 | 0 | 0 | 0 | 0 | 0 | 0 | 0 | 0 | 0 | 0 | 0 | 0 | 0 | 0 | 0 | 0 | 0 | 0 | 0 | 0 | 0 | 0 | 0 | 0 | 0 | 0 | 0 | 0 | 0 | 0 | 0 | 0 | 0 | 0 | 0 |  | #DIV/0! | 0 | #DIV/0! | #DIV/0! | #DIV/0! | 0 | #DIV/0! | 0 | 0 | 0 | 0 | 0 | 0 | 0 | 0 | 0 | 0 | 0 | 0 | 0 | 0 | 0 |  |  | 233 | #N/A | #N/A | #N/A | #N/A | #N/A | #N/A | 233 | #N/A | #N/A | #N/A | #N/A | #N/A | #N/A | #N/A
|  |  | 0 | 0 | 0 | 0 | 0 | 0 | 0 | 0 | 0 | 0 | 0 | 0 | 0 | 0 | 0 | 0 | 0 | 0 | 0 | 0 | 0 | 0 | 0 | 0 | 0 | 0 | 0 | 0 | 0 | 0 | 0 | 0 | 0 | 0 | 0 | 0 | 0 | 0 | 0 | 0 | 0 | 0 | 0 | 0 | 0 | 0 | 0 | 0 | 0 | 0 | 0 | 0 | 0 | 0 | 0 | 0 | 0 | 0 | 0 | 0 | 0 | 0 |  | #DIV/0! | 0 | #DIV/0! | #DIV/0! | #DIV/0! | 0 | #DIV/0! | 0 | 0 | 0 | 0 | 0 | 0 | 0 | 0 | 0 | 0 | 0 | 0 | 0 | 0 | 0 |  |  | 234 | #N/A | #N/A | #N/A | #N/A | #N/A | #N/A | 234 | #N/A | #N/A | #N/A | #N/A | #N/A | #N/A | #N/A
|  |  | 0 | 0 | 0 | 0 | 0 | 0 | 0 | 0 | 0 | 0 | 0 | 0 | 0 | 0 | 0 | 0 | 0 | 0 | 0 | 0 | 0 | 0 | 0 | 0 | 0 | 0 | 0 | 0 | 0 | 0 | 0 | 0 | 0 | 0 | 0 | 0 | 0 | 0 | 0 | 0 | 0 | 0 | 0 | 0 | 0 | 0 | 0 | 0 | 0 | 0 | 0 | 0 | 0 | 0 | 0 | 0 | 0 | 0 | 0 | 0 | 0 | 0 |  | #DIV/0! | 0 | #DIV/0! | #DIV/0! | #DIV/0! | 0 | #DIV/0! | 0 | 0 | 0 | 0 | 0 | 0 | 0 | 0 | 0 | 0 | 0 | 0 | 0 | 0 | 0 |  |  | 235 | #N/A | #N/A | #N/A | #N/A | #N/A | #N/A | 235 | #N/A | #N/A | #N/A | #N/A | #N/A | #N/A | #N/A
|  |  | 0 | 0 | 0 | 0 | 0 | 0 | 0 | 0 | 0 | 0 | 0 | 0 | 0 | 0 | 0 | 0 | 0 | 0 | 0 | 0 | 0 | 0 | 0 | 0 | 0 | 0 | 0 | 0 | 0 | 0 | 0 | 0 | 0 | 0 | 0 | 0 | 0 | 0 | 0 | 0 | 0 | 0 | 0 | 0 | 0 | 0 | 0 | 0 | 0 | 0 | 0 | 0 | 0 | 0 | 0 | 0 | 0 | 0 | 0 | 0 | 0 | 0 |  | #DIV/0! | 0 | #DIV/0! | #DIV/0! | #DIV/0! | 0 | #DIV/0! | 0 | 0 | 0 | 0 | 0 | 0 | 0 | 0 | 0 | 0 | 0 | 0 | 0 | 0 | 0 |  |  | 236 | #N/A | #N/A | #N/A | #N/A | #N/A | #N/A | 236 | #N/A | #N/A | #N/A | #N/A | #N/A | #N/A | #N/A
|  |  | 0 | 0 | 0 | 0 | 0 | 0 | 0 | 0 | 0 | 0 | 0 | 0 | 0 | 0 | 0 | 0 | 0 | 0 | 0 | 0 | 0 | 0 | 0 | 0 | 0 | 0 | 0 | 0 | 0 | 0 | 0 | 0 | 0 | 0 | 0 | 0 | 0 | 0 | 0 | 0 | 0 | 0 | 0 | 0 | 0 | 0 | 0 | 0 | 0 | 0 | 0 | 0 | 0 | 0 | 0 | 0 | 0 | 0 | 0 | 0 | 0 | 0 |  | #DIV/0! | 0 | #DIV/0! | #DIV/0! | #DIV/0! | 0 | #DIV/0! | 0 | 0 | 0 | 0 | 0 | 0 | 0 | 0 | 0 | 0 | 0 | 0 | 0 | 0 | 0 |  |  | 237 | #N/A | #N/A | #N/A | #N/A | #N/A | #N/A | 237 | #N/A | #N/A | #N/A | #N/A | #N/A | #N/A | #N/A
|  |  | 0 | 0 | 0 | 0 | 0 | 0 | 0 | 0 | 0 | 0 | 0 | 0 | 0 | 0 | 0 | 0 | 0 | 0 | 0 | 0 | 0 | 0 | 0 | 0 | 0 | 0 | 0 | 0 | 0 | 0 | 0 | 0 | 0 | 0 | 0 | 0 | 0 | 0 | 0 | 0 | 0 | 0 | 0 | 0 | 0 | 0 | 0 | 0 | 0 | 0 | 0 | 0 | 0 | 0 | 0 | 0 | 0 | 0 | 0 | 0 | 0 | 0 |  | #DIV/0! | 0 | #DIV/0! | #DIV/0! | #DIV/0! | 0 | #DIV/0! | 0 | 0 | 0 | 0 | 0 | 0 | 0 | 0 | 0 | 0 | 0 | 0 | 0 | 0 | 0 |  |  | 238 | #N/A | #N/A | #N/A | #N/A | #N/A | #N/A | 238 | #N/A | #N/A | #N/A | #N/A | #N/A | #N/A | #N/A
|  |  | 0 | 0 | 0 | 0 | 0 | 0 | 0 | 0 | 0 | 0 | 0 | 0 | 0 | 0 | 0 | 0 | 0 | 0 | 0 | 0 | 0 | 0 | 0 | 0 | 0 | 0 | 0 | 0 | 0 | 0 | 0 | 0 | 0 | 0 | 0 | 0 | 0 | 0 | 0 | 0 | 0 | 0 | 0 | 0 | 0 | 0 | 0 | 0 | 0 | 0 | 0 | 0 | 0 | 0 | 0 | 0 | 0 | 0 | 0 | 0 | 0 | 0 |  | #DIV/0! | 0 | #DIV/0! | #DIV/0! | #DIV/0! | 0 | #DIV/0! | 0 | 0 | 0 | 0 | 0 | 0 | 0 | 0 | 0 | 0 | 0 | 0 | 0 | 0 | 0 |  |  | 239 | #N/A | #N/A | #N/A | #N/A | #N/A | #N/A | 239 | #N/A | #N/A | #N/A | #N/A | #N/A | #N/A | #N/A
|  |  | 0 | 0 | 0 | 0 | 0 | 0 | 0 | 0 | 0 | 0 | 0 | 0 | 0 | 0 | 0 | 0 | 0 | 0 | 0 | 0 | 0 | 0 | 0 | 0 | 0 | 0 | 0 | 0 | 0 | 0 | 0 | 0 | 0 | 0 | 0 | 0 | 0 | 0 | 0 | 0 | 0 | 0 | 0 | 0 | 0 | 0 | 0 | 0 | 0 | 0 | 0 | 0 | 0 | 0 | 0 | 0 | 0 | 0 | 0 | 0 | 0 | 0 |  | #DIV/0! | 0 | #DIV/0! | #DIV/0! | #DIV/0! | 0 | #DIV/0! | 0 | 0 | 0 | 0 | 0 | 0 | 0 | 0 | 0 | 0 | 0 | 0 | 0 | 0 | 0 |  |  | 240 | #N/A | #N/A | #N/A | #N/A | #N/A | #N/A | 240 | #N/A | #N/A | #N/A | #N/A | #N/A | #N/A | #N/A
|  |  | 0 | 0 | 0 | 0 | 0 | 0 | 0 | 0 | 0 | 0 | 0 | 0 | 0 | 0 | 0 | 0 | 0 | 0 | 0 | 0 | 0 | 0 | 0 | 0 | 0 | 0 | 0 | 0 | 0 | 0 | 0 | 0 | 0 | 0 | 0 | 0 | 0 | 0 | 0 | 0 | 0 | 0 | 0 | 0 | 0 | 0 | 0 | 0 | 0 | 0 | 0 | 0 | 0 | 0 | 0 | 0 | 0 | 0 | 0 | 0 | 0 | 0 |  | #DIV/0! | 0 | #DIV/0! | #DIV/0! | #DIV/0! | 0 | #DIV/0! | 0 | 0 | 0 | 0 | 0 | 0 | 0 | 0 | 0 | 0 | 0 | 0 | 0 | 0 | 0 |  |  | 241 | #N/A | #N/A | #N/A | #N/A | #N/A | #N/A | 241 | #N/A | #N/A | #N/A | #N/A | #N/A | #N/A | #N/A
|  |  | 0 | 0 | 0 | 0 | 0 | 0 | 0 | 0 | 0 | 0 | 0 | 0 | 0 | 0 | 0 | 0 | 0 | 0 | 0 | 0 | 0 | 0 | 0 | 0 | 0 | 0 | 0 | 0 | 0 | 0 | 0 | 0 | 0 | 0 | 0 | 0 | 0 | 0 | 0 | 0 | 0 | 0 | 0 | 0 | 0 | 0 | 0 | 0 | 0 | 0 | 0 | 0 | 0 | 0 | 0 | 0 | 0 | 0 | 0 | 0 | 0 | 0 |  | #DIV/0! | 0 | #DIV/0! | #DIV/0! | #DIV/0! | 0 | #DIV/0! | 0 | 0 | 0 | 0 | 0 | 0 | 0 | 0 | 0 | 0 | 0 | 0 | 0 | 0 | 0 |  |  | 242 | #N/A | #N/A | #N/A | #N/A | #N/A | #N/A | 242 | #N/A | #N/A | #N/A | #N/A | #N/A | #N/A | #N/A
|  |  | 0 | 0 | 0 | 0 | 0 | 0 | 0 | 0 | 0 | 0 | 0 | 0 | 0 | 0 | 0 | 0 | 0 | 0 | 0 | 0 | 0 | 0 | 0 | 0 | 0 | 0 | 0 | 0 | 0 | 0 | 0 | 0 | 0 | 0 | 0 | 0 | 0 | 0 | 0 | 0 | 0 | 0 | 0 | 0 | 0 | 0 | 0 | 0 | 0 | 0 | 0 | 0 | 0 | 0 | 0 | 0 | 0 | 0 | 0 | 0 | 0 | 0 |  | #DIV/0! | 0 | #DIV/0! | #DIV/0! | #DIV/0! | 0 | #DIV/0! | 0 | 0 | 0 | 0 | 0 | 0 | 0 | 0 | 0 | 0 | 0 | 0 | 0 | 0 | 0 |  |  | 243 | #N/A | #N/A | #N/A | #N/A | #N/A | #N/A | 243 | #N/A | #N/A | #N/A | #N/A | #N/A | #N/A | #N/A
|  |  | 0 | 0 | 0 | 0 | 0 | 0 | 0 | 0 | 0 | 0 | 0 | 0 | 0 | 0 | 0 | 0 | 0 | 0 | 0 | 0 | 0 | 0 | 0 | 0 | 0 | 0 | 0 | 0 | 0 | 0 | 0 | 0 | 0 | 0 | 0 | 0 | 0 | 0 | 0 | 0 | 0 | 0 | 0 | 0 | 0 | 0 | 0 | 0 | 0 | 0 | 0 | 0 | 0 | 0 | 0 | 0 | 0 | 0 | 0 | 0 | 0 | 0 |  | #DIV/0! | 0 | #DIV/0! | #DIV/0! | #DIV/0! | 0 | #DIV/0! | 0 | 0 | 0 | 0 | 0 | 0 | 0 | 0 | 0 | 0 | 0 | 0 | 0 | 0 | 0 |  |  | 244 | #N/A | #N/A | #N/A | #N/A | #N/A | #N/A | 244 | #N/A | #N/A | #N/A | #N/A | #N/A | #N/A | #N/A
|  |  | 0 | 0 | 0 | 0 | 0 | 0 | 0 | 0 | 0 | 0 | 0 | 0 | 0 | 0 | 0 | 0 | 0 | 0 | 0 | 0 | 0 | 0 | 0 | 0 | 0 | 0 | 0 | 0 | 0 | 0 | 0 | 0 | 0 | 0 | 0 | 0 | 0 | 0 | 0 | 0 | 0 | 0 | 0 | 0 | 0 | 0 | 0 | 0 | 0 | 0 | 0 | 0 | 0 | 0 | 0 | 0 | 0 | 0 | 0 | 0 | 0 | 0 |  | #DIV/0! | 0 | #DIV/0! | #DIV/0! | #DIV/0! | 0 | #DIV/0! | 0 | 0 | 0 | 0 | 0 | 0 | 0 | 0 | 0 | 0 | 0 | 0 | 0 | 0 | 0 |  |  | 245 | #N/A | #N/A | #N/A | #N/A | #N/A | #N/A | 245 | #N/A | #N/A | #N/A | #N/A | #N/A | #N/A | #N/A
|  |  | 0 | 0 | 0 | 0 | 0 | 0 | 0 | 0 | 0 | 0 | 0 | 0 | 0 | 0 | 0 | 0 | 0 | 0 | 0 | 0 | 0 | 0 | 0 | 0 | 0 | 0 | 0 | 0 | 0 | 0 | 0 | 0 | 0 | 0 | 0 | 0 | 0 | 0 | 0 | 0 | 0 | 0 | 0 | 0 | 0 | 0 | 0 | 0 | 0 | 0 | 0 | 0 | 0 | 0 | 0 | 0 | 0 | 0 | 0 | 0 | 0 | 0 |  | #DIV/0! | 0 | #DIV/0! | #DIV/0! | #DIV/0! | 0 | #DIV/0! | 0 | 0 | 0 | 0 | 0 | 0 | 0 | 0 | 0 | 0 | 0 | 0 | 0 | 0 | 0 |  |  | 246 | #N/A | #N/A | #N/A | #N/A | #N/A | #N/A | 246 | #N/A | #N/A | #N/A | #N/A | #N/A | #N/A | #N/A
|  |  | 0 | 0 | 0 | 0 | 0 | 0 | 0 | 0 | 0 | 0 | 0 | 0 | 0 | 0 | 0 | 0 | 0 | 0 | 0 | 0 | 0 | 0 | 0 | 0 | 0 | 0 | 0 | 0 | 0 | 0 | 0 | 0 | 0 | 0 | 0 | 0 | 0 | 0 | 0 | 0 | 0 | 0 | 0 | 0 | 0 | 0 | 0 | 0 | 0 | 0 | 0 | 0 | 0 | 0 | 0 | 0 | 0 | 0 | 0 | 0 | 0 | 0 |  | #DIV/0! | 0 | #DIV/0! | #DIV/0! | #DIV/0! | 0 | #DIV/0! | 0 | 0 | 0 | 0 | 0 | 0 | 0 | 0 | 0 | 0 | 0 | 0 | 0 | 0 | 0 |  |  | 247 | #N/A | #N/A | #N/A | #N/A | #N/A | #N/A | 247 | #N/A | #N/A | #N/A | #N/A | #N/A | #N/A | #N/A
|  |  | 0 | 0 | 0 | 0 | 0 | 0 | 0 | 0 | 0 | 0 | 0 | 0 | 0 | 0 | 0 | 0 | 0 | 0 | 0 | 0 | 0 | 0 | 0 | 0 | 0 | 0 | 0 | 0 | 0 | 0 | 0 | 0 | 0 | 0 | 0 | 0 | 0 | 0 | 0 | 0 | 0 | 0 | 0 | 0 | 0 | 0 | 0 | 0 | 0 | 0 | 0 | 0 | 0 | 0 | 0 | 0 | 0 | 0 | 0 | 0 | 0 | 0 |  | #DIV/0! | 0 | #DIV/0! | #DIV/0! | #DIV/0! | 0 | #DIV/0! | 0 | 0 | 0 | 0 | 0 | 0 | 0 | 0 | 0 | 0 | 0 | 0 | 0 | 0 | 0 |  |  | 248 | #N/A | #N/A | #N/A | #N/A | #N/A | #N/A | 248 | #N/A | #N/A | #N/A | #N/A | #N/A | #N/A | #N/A
|  |  | 0 | 0 | 0 | 0 | 0 | 0 | 0 | 0 | 0 | 0 | 0 | 0 | 0 | 0 | 0 | 0 | 0 | 0 | 0 | 0 | 0 | 0 | 0 | 0 | 0 | 0 | 0 | 0 | 0 | 0 | 0 | 0 | 0 | 0 | 0 | 0 | 0 | 0 | 0 | 0 | 0 | 0 | 0 | 0 | 0 | 0 | 0 | 0 | 0 | 0 | 0 | 0 | 0 | 0 | 0 | 0 | 0 | 0 | 0 | 0 | 0 | 0 |  | #DIV/0! | 0 | #DIV/0! | #DIV/0! | #DIV/0! | 0 | #DIV/0! | 0 | 0 | 0 | 0 | 0 | 0 | 0 | 0 | 0 | 0 | 0 | 0 | 0 | 0 | 0 |  |  | 249 | #N/A | #N/A | #N/A | #N/A | #N/A | #N/A | 249 | #N/A | #N/A | #N/A | #N/A | #N/A | #N/A | #N/A
|  |  | 0 | 0 | 0 | 0 | 0 | 0 | 0 | 0 | 0 | 0 | 0 | 0 | 0 | 0 | 0 | 0 | 0 | 0 | 0 | 0 | 0 | 0 | 0 | 0 | 0 | 0 | 0 | 0 | 0 | 0 | 0 | 0 | 0 | 0 | 0 | 0 | 0 | 0 | 0 | 0 | 0 | 0 | 0 | 0 | 0 | 0 | 0 | 0 | 0 | 0 | 0 | 0 | 0 | 0 | 0 | 0 | 0 | 0 | 0 | 0 | 0 | 0 |  | #DIV/0! | 0 | #DIV/0! | #DIV/0! | #DIV/0! | 0 | #DIV/0! | 0 | 0 | 0 | 0 | 0 | 0 | 0 | 0 | 0 | 0 | 0 | 0 | 0 | 0 | 0 |  |  | 250 | #N/A | #N/A | #N/A | #N/A | #N/A | #N/A | 250 | #N/A | #N/A | #N/A | #N/A | #N/A | #N/A | #N/A
|  |  | 0 | 0 | 0 | 0 | 0 | 0 | 0 | 0 | 0 | 0 | 0 | 0 | 0 | 0 | 0 | 0 | 0 | 0 | 0 | 0 | 0 | 0 | 0 | 0 | 0 | 0 | 0 | 0 | 0 | 0 | 0 | 0 | 0 | 0 | 0 | 0 | 0 | 0 | 0 | 0 | 0 | 0 | 0 | 0 | 0 | 0 | 0 | 0 | 0 | 0 | 0 | 0 | 0 | 0 | 0 | 0 | 0 | 0 | 0 | 0 | 0 | 0 |  | #DIV/0! | 0 | #DIV/0! | #DIV/0! | #DIV/0! | 0 | #DIV/0! | 0 | 0 | 0 | 0 | 0 | 0 | 0 | 0 | 0 | 0 | 0 | 0 | 0 | 0 | 0 |  |  | 251 | #N/A | #N/A | #N/A | #N/A | #N/A | #N/A | 251 | #N/A | #N/A | #N/A | #N/A | #N/A | #N/A | #N/A
|  |  | 0 | 0 | 0 | 0 | 0 | 0 | 0 | 0 | 0 | 0 | 0 | 0 | 0 | 0 | 0 | 0 | 0 | 0 | 0 | 0 | 0 | 0 | 0 | 0 | 0 | 0 | 0 | 0 | 0 | 0 | 0 | 0 | 0 | 0 | 0 | 0 | 0 | 0 | 0 | 0 | 0 | 0 | 0 | 0 | 0 | 0 | 0 | 0 | 0 | 0 | 0 | 0 | 0 | 0 | 0 | 0 | 0 | 0 | 0 | 0 | 0 | 0 |  | #DIV/0! | 0 | #DIV/0! | #DIV/0! | #DIV/0! | 0 | #DIV/0! | 0 | 0 | 0 | 0 | 0 | 0 | 0 | 0 | 0 | 0 | 0 | 0 | 0 | 0 | 0 |  |  | 252 | #N/A | #N/A | #N/A | #N/A | #N/A | #N/A | 252 | #N/A | #N/A | #N/A | #N/A | #N/A | #N/A | #N/A
|  |  | 0 | 0 | 0 | 0 | 0 | 0 | 0 | 0 | 0 | 0 | 0 | 0 | 0 | 0 | 0 | 0 | 0 | 0 | 0 | 0 | 0 | 0 | 0 | 0 | 0 | 0 | 0 | 0 | 0 | 0 | 0 | 0 | 0 | 0 | 0 | 0 | 0 | 0 | 0 | 0 | 0 | 0 | 0 | 0 | 0 | 0 | 0 | 0 | 0 | 0 | 0 | 0 | 0 | 0 | 0 | 0 | 0 | 0 | 0 | 0 | 0 | 0 |  | #DIV/0! | 0 | #DIV/0! | #DIV/0! | #DIV/0! | 0 | #DIV/0! | 0 | 0 | 0 | 0 | 0 | 0 | 0 | 0 | 0 | 0 | 0 | 0 | 0 | 0 | 0 |  |  | 253 | #N/A | #N/A | #N/A | #N/A | #N/A | #N/A | 253 | #N/A | #N/A | #N/A | #N/A | #N/A | #N/A | #N/A
|  |  | 0 | 0 | 0 | 0 | 0 | 0 | 0 | 0 | 0 | 0 | 0 | 0 | 0 | 0 | 0 | 0 | 0 | 0 | 0 | 0 | 0 | 0 | 0 | 0 | 0 | 0 | 0 | 0 | 0 | 0 | 0 | 0 | 0 | 0 | 0 | 0 | 0 | 0 | 0 | 0 | 0 | 0 | 0 | 0 | 0 | 0 | 0 | 0 | 0 | 0 | 0 | 0 | 0 | 0 | 0 | 0 | 0 | 0 | 0 | 0 | 0 | 0 |  | #DIV/0! | 0 | #DIV/0! | #DIV/0! | #DIV/0! | 0 | #DIV/0! | 0 | 0 | 0 | 0 | 0 | 0 | 0 | 0 | 0 | 0 | 0 | 0 | 0 | 0 | 0 |  |  | 254 | #N/A | #N/A | #N/A | #N/A | #N/A | #N/A | 254 | #N/A | #N/A | #N/A | #N/A | #N/A | #N/A | #N/A
|  |  | 0 | 0 | 0 | 0 | 0 | 0 | 0 | 0 | 0 | 0 | 0 | 0 | 0 | 0 | 0 | 0 | 0 | 0 | 0 | 0 | 0 | 0 | 0 | 0 | 0 | 0 | 0 | 0 | 0 | 0 | 0 | 0 | 0 | 0 | 0 | 0 | 0 | 0 | 0 | 0 | 0 | 0 | 0 | 0 | 0 | 0 | 0 | 0 | 0 | 0 | 0 | 0 | 0 | 0 | 0 | 0 | 0 | 0 | 0 | 0 | 0 | 0 |  | #DIV/0! | 0 | #DIV/0! | #DIV/0! | #DIV/0! | 0 | #DIV/0! | 0 | 0 | 0 | 0 | 0 | 0 | 0 | 0 | 0 | 0 | 0 | 0 | 0 | 0 | 0 |  |  | 255 | #N/A | #N/A | #N/A | #N/A | #N/A | #N/A | 255 | #N/A | #N/A | #N/A | #N/A | #N/A | #N/A | #N/A
|  |  | 0 | 0 | 0 | 0 | 0 | 0 | 0 | 0 | 0 | 0 | 0 | 0 | 0 | 0 | 0 | 0 | 0 | 0 | 0 | 0 | 0 | 0 | 0 | 0 | 0 | 0 | 0 | 0 | 0 | 0 | 0 | 0 | 0 | 0 | 0 | 0 | 0 | 0 | 0 | 0 | 0 | 0 | 0 | 0 | 0 | 0 | 0 | 0 | 0 | 0 | 0 | 0 | 0 | 0 | 0 | 0 | 0 | 0 | 0 | 0 | 0 | 0 |  | #DIV/0! | 0 | #DIV/0! | #DIV/0! | #DIV/0! | 0 | #DIV/0! | 0 | 0 | 0 | 0 | 0 | 0 | 0 | 0 | 0 | 0 | 0 | 0 | 0 | 0 | 0 |  |  | 256 | #N/A | #N/A | #N/A | #N/A | #N/A | #N/A | 256 | #N/A | #N/A | #N/A | #N/A | #N/A | #N/A | #N/A
|  |  | 0 | 0 | 0 | 0 | 0 | 0 | 0 | 0 | 0 | 0 | 0 | 0 | 0 | 0 | 0 | 0 | 0 | 0 | 0 | 0 | 0 | 0 | 0 | 0 | 0 | 0 | 0 | 0 | 0 | 0 | 0 | 0 | 0 | 0 | 0 | 0 | 0 | 0 | 0 | 0 | 0 | 0 | 0 | 0 | 0 | 0 | 0 | 0 | 0 | 0 | 0 | 0 | 0 | 0 | 0 | 0 | 0 | 0 | 0 | 0 | 0 | 0 |  | #DIV/0! | 0 | #DIV/0! | #DIV/0! | #DIV/0! | 0 | #DIV/0! | 0 | 0 | 0 | 0 | 0 | 0 | 0 | 0 | 0 | 0 | 0 | 0 | 0 | 0 | 0 |  |  | 257 | #N/A | #N/A | #N/A | #N/A | #N/A | #N/A | 257 | #N/A | #N/A | #N/A | #N/A | #N/A | #N/A | #N/A
|  |  | 0 | 0 | 0 | 0 | 0 | 0 | 0 | 0 | 0 | 0 | 0 | 0 | 0 | 0 | 0 | 0 | 0 | 0 | 0 | 0 | 0 | 0 | 0 | 0 | 0 | 0 | 0 | 0 | 0 | 0 | 0 | 0 | 0 | 0 | 0 | 0 | 0 | 0 | 0 | 0 | 0 | 0 | 0 | 0 | 0 | 0 | 0 | 0 | 0 | 0 | 0 | 0 | 0 | 0 | 0 | 0 | 0 | 0 | 0 | 0 | 0 | 0 |  | #DIV/0! | 0 | #DIV/0! | #DIV/0! | #DIV/0! | 0 | #DIV/0! | 0 | 0 | 0 | 0 | 0 | 0 | 0 | 0 | 0 | 0 | 0 | 0 | 0 | 0 | 0 |  |  | 258 | #N/A | #N/A | #N/A | #N/A | #N/A | #N/A | 258 | #N/A | #N/A | #N/A | #N/A | #N/A | #N/A | #N/A
|  |  | 0 | 0 | 0 | 0 | 0 | 0 | 0 | 0 | 0 | 0 | 0 | 0 | 0 | 0 | 0 | 0 | 0 | 0 | 0 | 0 | 0 | 0 | 0 | 0 | 0 | 0 | 0 | 0 | 0 | 0 | 0 | 0 | 0 | 0 | 0 | 0 | 0 | 0 | 0 | 0 | 0 | 0 | 0 | 0 | 0 | 0 | 0 | 0 | 0 | 0 | 0 | 0 | 0 | 0 | 0 | 0 | 0 | 0 | 0 | 0 | 0 | 0 |  | #DIV/0! | 0 | #DIV/0! | #DIV/0! | #DIV/0! | 0 | #DIV/0! | 0 | 0 | 0 | 0 | 0 | 0 | 0 | 0 | 0 | 0 | 0 | 0 | 0 | 0 | 0 |  |  | 259 | #N/A | #N/A | #N/A | #N/A | #N/A | #N/A | 259 | #N/A | #N/A | #N/A | #N/A | #N/A | #N/A | #N/A
|  |  | 0 | 0 | 0 | 0 | 0 | 0 | 0 | 0 | 0 | 0 | 0 | 0 | 0 | 0 | 0 | 0 | 0 | 0 | 0 | 0 | 0 | 0 | 0 | 0 | 0 | 0 | 0 | 0 | 0 | 0 | 0 | 0 | 0 | 0 | 0 | 0 | 0 | 0 | 0 | 0 | 0 | 0 | 0 | 0 | 0 | 0 | 0 | 0 | 0 | 0 | 0 | 0 | 0 | 0 | 0 | 0 | 0 | 0 | 0 | 0 | 0 | 0 |  | #DIV/0! | 0 | #DIV/0! | #DIV/0! | #DIV/0! | 0 | #DIV/0! | 0 | 0 | 0 | 0 | 0 | 0 | 0 | 0 | 0 | 0 | 0 | 0 | 0 | 0 | 0 |  |  | 260 | #N/A | #N/A | #N/A | #N/A | #N/A | #N/A | 260 | #N/A | #N/A | #N/A | #N/A | #N/A | #N/A | #N/A
|  |  | 0 | 0 | 0 | 0 | 0 | 0 | 0 | 0 | 0 | 0 | 0 | 0 | 0 | 0 | 0 | 0 | 0 | 0 | 0 | 0 | 0 | 0 | 0 | 0 | 0 | 0 | 0 | 0 | 0 | 0 | 0 | 0 | 0 | 0 | 0 | 0 | 0 | 0 | 0 | 0 | 0 | 0 | 0 | 0 | 0 | 0 | 0 | 0 | 0 | 0 | 0 | 0 | 0 | 0 | 0 | 0 | 0 | 0 | 0 | 0 | 0 | 0 |  | #DIV/0! | 0 | #DIV/0! | #DIV/0! | #DIV/0! | 0 | #DIV/0! | 0 | 0 | 0 | 0 | 0 | 0 | 0 | 0 | 0 | 0 | 0 | 0 | 0 | 0 | 0 |  |  | 261 | #N/A | #N/A | #N/A | #N/A | #N/A | #N/A | 261 | #N/A | #N/A | #N/A | #N/A | #N/A | #N/A | #N/A
|  |  | 0 | 0 | 0 | 0 | 0 | 0 | 0 | 0 | 0 | 0 | 0 | 0 | 0 | 0 | 0 | 0 | 0 | 0 | 0 | 0 | 0 | 0 | 0 | 0 | 0 | 0 | 0 | 0 | 0 | 0 | 0 | 0 | 0 | 0 | 0 | 0 | 0 | 0 | 0 | 0 | 0 | 0 | 0 | 0 | 0 | 0 | 0 | 0 | 0 | 0 | 0 | 0 | 0 | 0 | 0 | 0 | 0 | 0 | 0 | 0 | 0 | 0 |  | #DIV/0! | 0 | #DIV/0! | #DIV/0! | #DIV/0! | 0 | #DIV/0! | 0 | 0 | 0 | 0 | 0 | 0 | 0 | 0 | 0 | 0 | 0 | 0 | 0 | 0 | 0 |  |  | 262 | #N/A | #N/A | #N/A | #N/A | #N/A | #N/A | 262 | #N/A | #N/A | #N/A | #N/A | #N/A | #N/A | #N/A
|  |  | 0 | 0 | 0 | 0 | 0 | 0 | 0 | 0 | 0 | 0 | 0 | 0 | 0 | 0 | 0 | 0 | 0 | 0 | 0 | 0 | 0 | 0 | 0 | 0 | 0 | 0 | 0 | 0 | 0 | 0 | 0 | 0 | 0 | 0 | 0 | 0 | 0 | 0 | 0 | 0 | 0 | 0 | 0 | 0 | 0 | 0 | 0 | 0 | 0 | 0 | 0 | 0 | 0 | 0 | 0 | 0 | 0 | 0 | 0 | 0 | 0 | 0 |  | #DIV/0! | 0 | #DIV/0! | #DIV/0! | #DIV/0! | 0 | #DIV/0! | 0 | 0 | 0 | 0 | 0 | 0 | 0 | 0 | 0 | 0 | 0 | 0 | 0 | 0 | 0 |  |  | 263 | #N/A | #N/A | #N/A | #N/A | #N/A | #N/A | 263 | #N/A | #N/A | #N/A | #N/A | #N/A | #N/A | #N/A
|  |  | 0 | 0 | 0 | 0 | 0 | 0 | 0 | 0 | 0 | 0 | 0 | 0 | 0 | 0 | 0 | 0 | 0 | 0 | 0 | 0 | 0 | 0 | 0 | 0 | 0 | 0 | 0 | 0 | 0 | 0 | 0 | 0 | 0 | 0 | 0 | 0 | 0 | 0 | 0 | 0 | 0 | 0 | 0 | 0 | 0 | 0 | 0 | 0 | 0 | 0 | 0 | 0 | 0 | 0 | 0 | 0 | 0 | 0 | 0 | 0 | 0 | 0 |  | #DIV/0! | 0 | #DIV/0! | #DIV/0! | #DIV/0! | 0 | #DIV/0! | 0 | 0 | 0 | 0 | 0 | 0 | 0 | 0 | 0 | 0 | 0 | 0 | 0 | 0 | 0 |  |  | 264 | #N/A | #N/A | #N/A | #N/A | #N/A | #N/A | 264 | #N/A | #N/A | #N/A | #N/A | #N/A | #N/A | #N/A
|  |  | 0 | 0 | 0 | 0 | 0 | 0 | 0 | 0 | 0 | 0 | 0 | 0 | 0 | 0 | 0 | 0 | 0 | 0 | 0 | 0 | 0 | 0 | 0 | 0 | 0 | 0 | 0 | 0 | 0 | 0 | 0 | 0 | 0 | 0 | 0 | 0 | 0 | 0 | 0 | 0 | 0 | 0 | 0 | 0 | 0 | 0 | 0 | 0 | 0 | 0 | 0 | 0 | 0 | 0 | 0 | 0 | 0 | 0 | 0 | 0 | 0 | 0 |  | #DIV/0! | 0 | #DIV/0! | #DIV/0! | #DIV/0! | 0 | #DIV/0! | 0 | 0 | 0 | 0 | 0 | 0 | 0 | 0 | 0 | 0 | 0 | 0 | 0 | 0 | 0 |  |  | 265 | #N/A | #N/A | #N/A | #N/A | #N/A | #N/A | 265 | #N/A | #N/A | #N/A | #N/A | #N/A | #N/A | #N/A
|  |  | 0 | 0 | 0 | 0 | 0 | 0 | 0 | 0 | 0 | 0 | 0 | 0 | 0 | 0 | 0 | 0 | 0 | 0 | 0 | 0 | 0 | 0 | 0 | 0 | 0 | 0 | 0 | 0 | 0 | 0 | 0 | 0 | 0 | 0 | 0 | 0 | 0 | 0 | 0 | 0 | 0 | 0 | 0 | 0 | 0 | 0 | 0 | 0 | 0 | 0 | 0 | 0 | 0 | 0 | 0 | 0 | 0 | 0 | 0 | 0 | 0 | 0 |  | #DIV/0! | 0 | #DIV/0! | #DIV/0! | #DIV/0! | 0 | #DIV/0! | 0 | 0 | 0 | 0 | 0 | 0 | 0 | 0 | 0 | 0 | 0 | 0 | 0 | 0 | 0 |  |  | 266 | #N/A | #N/A | #N/A | #N/A | #N/A | #N/A | 266 | #N/A | #N/A | #N/A | #N/A | #N/A | #N/A | #N/A
|  |  | 0 | 0 | 0 | 0 | 0 | 0 | 0 | 0 | 0 | 0 | 0 | 0 | 0 | 0 | 0 | 0 | 0 | 0 | 0 | 0 | 0 | 0 | 0 | 0 | 0 | 0 | 0 | 0 | 0 | 0 | 0 | 0 | 0 | 0 | 0 | 0 | 0 | 0 | 0 | 0 | 0 | 0 | 0 | 0 | 0 | 0 | 0 | 0 | 0 | 0 | 0 | 0 | 0 | 0 | 0 | 0 | 0 | 0 | 0 | 0 | 0 | 0 |  | #DIV/0! | 0 | #DIV/0! | #DIV/0! | #DIV/0! | 0 | #DIV/0! | 0 | 0 | 0 | 0 | 0 | 0 | 0 | 0 | 0 | 0 | 0 | 0 | 0 | 0 | 0 |  |  | 267 | #N/A | #N/A | #N/A | #N/A | #N/A | #N/A | 267 | #N/A | #N/A | #N/A | #N/A | #N/A | #N/A | #N/A
|  |  | 0 | 0 | 0 | 0 | 0 | 0 | 0 | 0 | 0 | 0 | 0 | 0 | 0 | 0 | 0 | 0 | 0 | 0 | 0 | 0 | 0 | 0 | 0 | 0 | 0 | 0 | 0 | 0 | 0 | 0 | 0 | 0 | 0 | 0 | 0 | 0 | 0 | 0 | 0 | 0 | 0 | 0 | 0 | 0 | 0 | 0 | 0 | 0 | 0 | 0 | 0 | 0 | 0 | 0 | 0 | 0 | 0 | 0 | 0 | 0 | 0 | 0 |  | #DIV/0! | 0 | #DIV/0! | #DIV/0! | #DIV/0! | 0 | #DIV/0! | 0 | 0 | 0 | 0 | 0 | 0 | 0 | 0 | 0 | 0 | 0 | 0 | 0 | 0 | 0 |  |  | 268 | #N/A | #N/A | #N/A | #N/A | #N/A | #N/A | 268 | #N/A | #N/A | #N/A | #N/A | #N/A | #N/A | #N/A
|  |  | 0 | 0 | 0 | 0 | 0 | 0 | 0 | 0 | 0 | 0 | 0 | 0 | 0 | 0 | 0 | 0 | 0 | 0 | 0 | 0 | 0 | 0 | 0 | 0 | 0 | 0 | 0 | 0 | 0 | 0 | 0 | 0 | 0 | 0 | 0 | 0 | 0 | 0 | 0 | 0 | 0 | 0 | 0 | 0 | 0 | 0 | 0 | 0 | 0 | 0 | 0 | 0 | 0 | 0 | 0 | 0 | 0 | 0 | 0 | 0 | 0 | 0 |  | #DIV/0! | 0 | #DIV/0! | #DIV/0! | #DIV/0! | 0 | #DIV/0! | 0 | 0 | 0 | 0 | 0 | 0 | 0 | 0 | 0 | 0 | 0 | 0 | 0 | 0 | 0 |  |  | 269 | #N/A | #N/A | #N/A | #N/A | #N/A | #N/A | 269 | #N/A | #N/A | #N/A | #N/A | #N/A | #N/A | #N/A
|  |  | 0 | 0 | 0 | 0 | 0 | 0 | 0 | 0 | 0 | 0 | 0 | 0 | 0 | 0 | 0 | 0 | 0 | 0 | 0 | 0 | 0 | 0 | 0 | 0 | 0 | 0 | 0 | 0 | 0 | 0 | 0 | 0 | 0 | 0 | 0 | 0 | 0 | 0 | 0 | 0 | 0 | 0 | 0 | 0 | 0 | 0 | 0 | 0 | 0 | 0 | 0 | 0 | 0 | 0 | 0 | 0 | 0 | 0 | 0 | 0 | 0 | 0 |  | #DIV/0! | 0 | #DIV/0! | #DIV/0! | #DIV/0! | 0 | #DIV/0! | 0 | 0 | 0 | 0 | 0 | 0 | 0 | 0 | 0 | 0 | 0 | 0 | 0 | 0 | 0 |  |  | 270 | #N/A | #N/A | #N/A | #N/A | #N/A | #N/A | 270 | #N/A | #N/A | #N/A | #N/A | #N/A | #N/A | #N/A
|  |  | 0 | 0 | 0 | 0 | 0 | 0 | 0 | 0 | 0 | 0 | 0 | 0 | 0 | 0 | 0 | 0 | 0 | 0 | 0 | 0 | 0 | 0 | 0 | 0 | 0 | 0 | 0 | 0 | 0 | 0 | 0 | 0 | 0 | 0 | 0 | 0 | 0 | 0 | 0 | 0 | 0 | 0 | 0 | 0 | 0 | 0 | 0 | 0 | 0 | 0 | 0 | 0 | 0 | 0 | 0 | 0 | 0 | 0 | 0 | 0 | 0 | 0 |  | #DIV/0! | 0 | #DIV/0! | #DIV/0! | #DIV/0! | 0 | #DIV/0! | 0 | 0 | 0 | 0 | 0 | 0 | 0 | 0 | 0 | 0 | 0 | 0 | 0 | 0 | 0 |  |  | 271 | #N/A | #N/A | #N/A | #N/A | #N/A | #N/A | 271 | #N/A | #N/A | #N/A | #N/A | #N/A | #N/A | #N/A
|  |  | 0 | 0 | 0 | 0 | 0 | 0 | 0 | 0 | 0 | 0 | 0 | 0 | 0 | 0 | 0 | 0 | 0 | 0 | 0 | 0 | 0 | 0 | 0 | 0 | 0 | 0 | 0 | 0 | 0 | 0 | 0 | 0 | 0 | 0 | 0 | 0 | 0 | 0 | 0 | 0 | 0 | 0 | 0 | 0 | 0 | 0 | 0 | 0 | 0 | 0 | 0 | 0 | 0 | 0 | 0 | 0 | 0 | 0 | 0 | 0 | 0 | 0 |  | #DIV/0! | 0 | #DIV/0! | #DIV/0! | #DIV/0! | 0 | #DIV/0! | 0 | 0 | 0 | 0 | 0 | 0 | 0 | 0 | 0 | 0 | 0 | 0 | 0 | 0 | 0 |  |  | 272 | #N/A | #N/A | #N/A | #N/A | #N/A | #N/A | 272 | #N/A | #N/A | #N/A | #N/A | #N/A | #N/A | #N/A
|  |  | 0 | 0 | 0 | 0 | 0 | 0 | 0 | 0 | 0 | 0 | 0 | 0 | 0 | 0 | 0 | 0 | 0 | 0 | 0 | 0 | 0 | 0 | 0 | 0 | 0 | 0 | 0 | 0 | 0 | 0 | 0 | 0 | 0 | 0 | 0 | 0 | 0 | 0 | 0 | 0 | 0 | 0 | 0 | 0 | 0 | 0 | 0 | 0 | 0 | 0 | 0 | 0 | 0 | 0 | 0 | 0 | 0 | 0 | 0 | 0 | 0 | 0 |  | #DIV/0! | 0 | #DIV/0! | #DIV/0! | #DIV/0! | 0 | #DIV/0! | 0 | 0 | 0 | 0 | 0 | 0 | 0 | 0 | 0 | 0 | 0 | 0 | 0 | 0 | 0 |  |  | 273 | #N/A | #N/A | #N/A | #N/A | #N/A | #N/A | 273 | #N/A | #N/A | #N/A | #N/A | #N/A | #N/A | #N/A
|  |  | 0 | 0 | 0 | 0 | 0 | 0 | 0 | 0 | 0 | 0 | 0 | 0 | 0 | 0 | 0 | 0 | 0 | 0 | 0 | 0 | 0 | 0 | 0 | 0 | 0 | 0 | 0 | 0 | 0 | 0 | 0 | 0 | 0 | 0 | 0 | 0 | 0 | 0 | 0 | 0 | 0 | 0 | 0 | 0 | 0 | 0 | 0 | 0 | 0 | 0 | 0 | 0 | 0 | 0 | 0 | 0 | 0 | 0 | 0 | 0 | 0 | 0 |  | #DIV/0! | 0 | #DIV/0! | #DIV/0! | #DIV/0! | 0 | #DIV/0! | 0 | 0 | 0 | 0 | 0 | 0 | 0 | 0 | 0 | 0 | 0 | 0 | 0 | 0 | 0 |  |  | 274 | #N/A | #N/A | #N/A | #N/A | #N/A | #N/A | 274 | #N/A | #N/A | #N/A | #N/A | #N/A | #N/A | #N/A
|  |  | 0 | 0 | 0 | 0 | 0 | 0 | 0 | 0 | 0 | 0 | 0 | 0 | 0 | 0 | 0 | 0 | 0 | 0 | 0 | 0 | 0 | 0 | 0 | 0 | 0 | 0 | 0 | 0 | 0 | 0 | 0 | 0 | 0 | 0 | 0 | 0 | 0 | 0 | 0 | 0 | 0 | 0 | 0 | 0 | 0 | 0 | 0 | 0 | 0 | 0 | 0 | 0 | 0 | 0 | 0 | 0 | 0 | 0 | 0 | 0 | 0 | 0 |  | #DIV/0! | 0 | #DIV/0! | #DIV/0! | #DIV/0! | 0 | #DIV/0! | 0 | 0 | 0 | 0 | 0 | 0 | 0 | 0 | 0 | 0 | 0 | 0 | 0 | 0 | 0 |  |  | 275 | #N/A | #N/A | #N/A | #N/A | #N/A | #N/A | 275 | #N/A | #N/A | #N/A | #N/A | #N/A | #N/A | #N/A
|  |  | 0 | 0 | 0 | 0 | 0 | 0 | 0 | 0 | 0 | 0 | 0 | 0 | 0 | 0 | 0 | 0 | 0 | 0 | 0 | 0 | 0 | 0 | 0 | 0 | 0 | 0 | 0 | 0 | 0 | 0 | 0 | 0 | 0 | 0 | 0 | 0 | 0 | 0 | 0 | 0 | 0 | 0 | 0 | 0 | 0 | 0 | 0 | 0 | 0 | 0 | 0 | 0 | 0 | 0 | 0 | 0 | 0 | 0 | 0 | 0 | 0 | 0 |  | #DIV/0! | 0 | #DIV/0! | #DIV/0! | #DIV/0! | 0 | #DIV/0! | 0 | 0 | 0 | 0 | 0 | 0 | 0 | 0 | 0 | 0 | 0 | 0 | 0 | 0 | 0 |  |  | 276 | #N/A | #N/A | #N/A | #N/A | #N/A | #N/A | 276 | #N/A | #N/A | #N/A | #N/A | #N/A | #N/A | #N/A
|  |  | 0 | 0 | 0 | 0 | 0 | 0 | 0 | 0 | 0 | 0 | 0 | 0 | 0 | 0 | 0 | 0 | 0 | 0 | 0 | 0 | 0 | 0 | 0 | 0 | 0 | 0 | 0 | 0 | 0 | 0 | 0 | 0 | 0 | 0 | 0 | 0 | 0 | 0 | 0 | 0 | 0 | 0 | 0 | 0 | 0 | 0 | 0 | 0 | 0 | 0 | 0 | 0 | 0 | 0 | 0 | 0 | 0 | 0 | 0 | 0 | 0 | 0 |  | #DIV/0! | 0 | #DIV/0! | #DIV/0! | #DIV/0! | 0 | #DIV/0! | 0 | 0 | 0 | 0 | 0 | 0 | 0 | 0 | 0 | 0 | 0 | 0 | 0 | 0 | 0 |  |  | 277 | #N/A | #N/A | #N/A | #N/A | #N/A | #N/A | 277 | #N/A | #N/A | #N/A | #N/A | #N/A | #N/A | #N/A
|  |  | 0 | 0 | 0 | 0 | 0 | 0 | 0 | 0 | 0 | 0 | 0 | 0 | 0 | 0 | 0 | 0 | 0 | 0 | 0 | 0 | 0 | 0 | 0 | 0 | 0 | 0 | 0 | 0 | 0 | 0 | 0 | 0 | 0 | 0 | 0 | 0 | 0 | 0 | 0 | 0 | 0 | 0 | 0 | 0 | 0 | 0 | 0 | 0 | 0 | 0 | 0 | 0 | 0 | 0 | 0 | 0 | 0 | 0 | 0 | 0 | 0 | 0 |  | #DIV/0! | 0 | #DIV/0! | #DIV/0! | #DIV/0! | 0 | #DIV/0! | 0 | 0 | 0 | 0 | 0 | 0 | 0 | 0 | 0 | 0 | 0 | 0 | 0 | 0 | 0 |  |  | 278 | #N/A | #N/A | #N/A | #N/A | #N/A | #N/A | 278 | #N/A | #N/A | #N/A | #N/A | #N/A | #N/A | #N/A
|  |  | 0 | 0 | 0 | 0 | 0 | 0 | 0 | 0 | 0 | 0 | 0 | 0 | 0 | 0 | 0 | 0 | 0 | 0 | 0 | 0 | 0 | 0 | 0 | 0 | 0 | 0 | 0 | 0 | 0 | 0 | 0 | 0 | 0 | 0 | 0 | 0 | 0 | 0 | 0 | 0 | 0 | 0 | 0 | 0 | 0 | 0 | 0 | 0 | 0 | 0 | 0 | 0 | 0 | 0 | 0 | 0 | 0 | 0 | 0 | 0 | 0 | 0 |  | #DIV/0! | 0 | #DIV/0! | #DIV/0! | #DIV/0! | 0 | #DIV/0! | 0 | 0 | 0 | 0 | 0 | 0 | 0 | 0 | 0 | 0 | 0 | 0 | 0 | 0 | 0 |  |  | 279 | #N/A | #N/A | #N/A | #N/A | #N/A | #N/A | 279 | #N/A | #N/A | #N/A | #N/A | #N/A | #N/A | #N/A
|  |  | 0 | 0 | 0 | 0 | 0 | 0 | 0 | 0 | 0 | 0 | 0 | 0 | 0 | 0 | 0 | 0 | 0 | 0 | 0 | 0 | 0 | 0 | 0 | 0 | 0 | 0 | 0 | 0 | 0 | 0 | 0 | 0 | 0 | 0 | 0 | 0 | 0 | 0 | 0 | 0 | 0 | 0 | 0 | 0 | 0 | 0 | 0 | 0 | 0 | 0 | 0 | 0 | 0 | 0 | 0 | 0 | 0 | 0 | 0 | 0 | 0 | 0 |  | #DIV/0! | 0 | #DIV/0! | #DIV/0! | #DIV/0! | 0 | #DIV/0! | 0 | 0 | 0 | 0 | 0 | 0 | 0 | 0 | 0 | 0 | 0 | 0 | 0 | 0 | 0 |  |  | 280 | #N/A | #N/A | #N/A | #N/A | #N/A | #N/A | 280 | #N/A | #N/A | #N/A | #N/A | #N/A | #N/A | #N/A
|  |  | 0 | 0 | 0 | 0 | 0 | 0 | 0 | 0 | 0 | 0 | 0 | 0 | 0 | 0 | 0 | 0 | 0 | 0 | 0 | 0 | 0 | 0 | 0 | 0 | 0 | 0 | 0 | 0 | 0 | 0 | 0 | 0 | 0 | 0 | 0 | 0 | 0 | 0 | 0 | 0 | 0 | 0 | 0 | 0 | 0 | 0 | 0 | 0 | 0 | 0 | 0 | 0 | 0 | 0 | 0 | 0 | 0 | 0 | 0 | 0 | 0 | 0 |  | #DIV/0! | 0 | #DIV/0! | #DIV/0! | #DIV/0! | 0 | #DIV/0! | 0 | 0 | 0 | 0 | 0 | 0 | 0 | 0 | 0 | 0 | 0 | 0 | 0 | 0 | 0 |  |  | 281 | #N/A | #N/A | #N/A | #N/A | #N/A | #N/A | 281 | #N/A | #N/A | #N/A | #N/A | #N/A | #N/A | #N/A
|  |  | 0 | 0 | 0 | 0 | 0 | 0 | 0 | 0 | 0 | 0 | 0 | 0 | 0 | 0 | 0 | 0 | 0 | 0 | 0 | 0 | 0 | 0 | 0 | 0 | 0 | 0 | 0 | 0 | 0 | 0 | 0 | 0 | 0 | 0 | 0 | 0 | 0 | 0 | 0 | 0 | 0 | 0 | 0 | 0 | 0 | 0 | 0 | 0 | 0 | 0 | 0 | 0 | 0 | 0 | 0 | 0 | 0 | 0 | 0 | 0 | 0 | 0 |  | #DIV/0! | 0 | #DIV/0! | #DIV/0! | #DIV/0! | 0 | #DIV/0! | 0 | 0 | 0 | 0 | 0 | 0 | 0 | 0 | 0 | 0 | 0 | 0 | 0 | 0 | 0 |  |  | 282 | #N/A | #N/A | #N/A | #N/A | #N/A | #N/A | 282 | #N/A | #N/A | #N/A | #N/A | #N/A | #N/A | #N/A
|  |  | 0 | 0 | 0 | 0 | 0 | 0 | 0 | 0 | 0 | 0 | 0 | 0 | 0 | 0 | 0 | 0 | 0 | 0 | 0 | 0 | 0 | 0 | 0 | 0 | 0 | 0 | 0 | 0 | 0 | 0 | 0 | 0 | 0 | 0 | 0 | 0 | 0 | 0 | 0 | 0 | 0 | 0 | 0 | 0 | 0 | 0 | 0 | 0 | 0 | 0 | 0 | 0 | 0 | 0 | 0 | 0 | 0 | 0 | 0 | 0 | 0 | 0 |  | #DIV/0! | 0 | #DIV/0! | #DIV/0! | #DIV/0! | 0 | #DIV/0! | 0 | 0 | 0 | 0 | 0 | 0 | 0 | 0 | 0 | 0 | 0 | 0 | 0 | 0 | 0 |  |  | 283 | #N/A | #N/A | #N/A | #N/A | #N/A | #N/A | 283 | #N/A | #N/A | #N/A | #N/A | #N/A | #N/A | #N/A
|  |  | 0 | 0 | 0 | 0 | 0 | 0 | 0 | 0 | 0 | 0 | 0 | 0 | 0 | 0 | 0 | 0 | 0 | 0 | 0 | 0 | 0 | 0 | 0 | 0 | 0 | 0 | 0 | 0 | 0 | 0 | 0 | 0 | 0 | 0 | 0 | 0 | 0 | 0 | 0 | 0 | 0 | 0 | 0 | 0 | 0 | 0 | 0 | 0 | 0 | 0 | 0 | 0 | 0 | 0 | 0 | 0 | 0 | 0 | 0 | 0 | 0 | 0 |  | #DIV/0! | 0 | #DIV/0! | #DIV/0! | #DIV/0! | 0 | #DIV/0! | 0 | 0 | 0 | 0 | 0 | 0 | 0 | 0 | 0 | 0 | 0 | 0 | 0 | 0 | 0 |  |  | 284 | #N/A | #N/A | #N/A | #N/A | #N/A | #N/A | 284 | #N/A | #N/A | #N/A | #N/A | #N/A | #N/A | #N/A
|  |  | 0 | 0 | 0 | 0 | 0 | 0 | 0 | 0 | 0 | 0 | 0 | 0 | 0 | 0 | 0 | 0 | 0 | 0 | 0 | 0 | 0 | 0 | 0 | 0 | 0 | 0 | 0 | 0 | 0 | 0 | 0 | 0 | 0 | 0 | 0 | 0 | 0 | 0 | 0 | 0 | 0 | 0 | 0 | 0 | 0 | 0 | 0 | 0 | 0 | 0 | 0 | 0 | 0 | 0 | 0 | 0 | 0 | 0 | 0 | 0 | 0 | 0 |  | #DIV/0! | 0 | #DIV/0! | #DIV/0! | #DIV/0! | 0 | #DIV/0! | 0 | 0 | 0 | 0 | 0 | 0 | 0 | 0 | 0 | 0 | 0 | 0 | 0 | 0 | 0 |  |  | 285 | #N/A | #N/A | #N/A | #N/A | #N/A | #N/A | 285 | #N/A | #N/A | #N/A | #N/A | #N/A | #N/A | #N/A
|  |  | 0 | 0 | 0 | 0 | 0 | 0 | 0 | 0 | 0 | 0 | 0 | 0 | 0 | 0 | 0 | 0 | 0 | 0 | 0 | 0 | 0 | 0 | 0 | 0 | 0 | 0 | 0 | 0 | 0 | 0 | 0 | 0 | 0 | 0 | 0 | 0 | 0 | 0 | 0 | 0 | 0 | 0 | 0 | 0 | 0 | 0 | 0 | 0 | 0 | 0 | 0 | 0 | 0 | 0 | 0 | 0 | 0 | 0 | 0 | 0 | 0 | 0 |  | #DIV/0! | 0 | #DIV/0! | #DIV/0! | #DIV/0! | 0 | #DIV/0! | 0 | 0 | 0 | 0 | 0 | 0 | 0 | 0 | 0 | 0 | 0 | 0 | 0 | 0 | 0 |  |  | 286 | #N/A | #N/A | #N/A | #N/A | #N/A | #N/A | 286 | #N/A | #N/A | #N/A | #N/A | #N/A | #N/A | #N/A
|  |  | 0 | 0 | 0 | 0 | 0 | 0 | 0 | 0 | 0 | 0 | 0 | 0 | 0 | 0 | 0 | 0 | 0 | 0 | 0 | 0 | 0 | 0 | 0 | 0 | 0 | 0 | 0 | 0 | 0 | 0 | 0 | 0 | 0 | 0 | 0 | 0 | 0 | 0 | 0 | 0 | 0 | 0 | 0 | 0 | 0 | 0 | 0 | 0 | 0 | 0 | 0 | 0 | 0 | 0 | 0 | 0 | 0 | 0 | 0 | 0 | 0 | 0 |  | #DIV/0! | 0 | #DIV/0! | #DIV/0! | #DIV/0! | 0 | #DIV/0! | 0 | 0 | 0 | 0 | 0 | 0 | 0 | 0 | 0 | 0 | 0 | 0 | 0 | 0 | 0 |  |  | 287 | #N/A | #N/A | #N/A | #N/A | #N/A | #N/A | 287 | #N/A | #N/A | #N/A | #N/A | #N/A | #N/A | #N/A
|  |  | 0 | 0 | 0 | 0 | 0 | 0 | 0 | 0 | 0 | 0 | 0 | 0 | 0 | 0 | 0 | 0 | 0 | 0 | 0 | 0 | 0 | 0 | 0 | 0 | 0 | 0 | 0 | 0 | 0 | 0 | 0 | 0 | 0 | 0 | 0 | 0 | 0 | 0 | 0 | 0 | 0 | 0 | 0 | 0 | 0 | 0 | 0 | 0 | 0 | 0 | 0 | 0 | 0 | 0 | 0 | 0 | 0 | 0 | 0 | 0 | 0 | 0 |  | #DIV/0! | 0 | #DIV/0! | #DIV/0! | #DIV/0! | 0 | #DIV/0! | 0 | 0 | 0 | 0 | 0 | 0 | 0 | 0 | 0 | 0 | 0 | 0 | 0 | 0 | 0 |  |  | 288 | #N/A | #N/A | #N/A | #N/A | #N/A | #N/A | 288 | #N/A | #N/A | #N/A | #N/A | #N/A | #N/A | #N/A
|  |  | 0 | 0 | 0 | 0 | 0 | 0 | 0 | 0 | 0 | 0 | 0 | 0 | 0 | 0 | 0 | 0 | 0 | 0 | 0 | 0 | 0 | 0 | 0 | 0 | 0 | 0 | 0 | 0 | 0 | 0 | 0 | 0 | 0 | 0 | 0 | 0 | 0 | 0 | 0 | 0 | 0 | 0 | 0 | 0 | 0 | 0 | 0 | 0 | 0 | 0 | 0 | 0 | 0 | 0 | 0 | 0 | 0 | 0 | 0 | 0 | 0 | 0 |  | #DIV/0! | 0 | #DIV/0! | #DIV/0! | #DIV/0! | 0 | #DIV/0! | 0 | 0 | 0 | 0 | 0 | 0 | 0 | 0 | 0 | 0 | 0 | 0 | 0 | 0 | 0 |  |  | 289 | #N/A | #N/A | #N/A | #N/A | #N/A | #N/A | 289 | #N/A | #N/A | #N/A | #N/A | #N/A | #N/A | #N/A
|  |  | 0 | 0 | 0 | 0 | 0 | 0 | 0 | 0 | 0 | 0 | 0 | 0 | 0 | 0 | 0 | 0 | 0 | 0 | 0 | 0 | 0 | 0 | 0 | 0 | 0 | 0 | 0 | 0 | 0 | 0 | 0 | 0 | 0 | 0 | 0 | 0 | 0 | 0 | 0 | 0 | 0 | 0 | 0 | 0 | 0 | 0 | 0 | 0 | 0 | 0 | 0 | 0 | 0 | 0 | 0 | 0 | 0 | 0 | 0 | 0 | 0 | 0 |  | #DIV/0! | 0 | #DIV/0! | #DIV/0! | #DIV/0! | 0 | #DIV/0! | 0 | 0 | 0 | 0 | 0 | 0 | 0 | 0 | 0 | 0 | 0 | 0 | 0 | 0 | 0 |  |  | 290 | #N/A | #N/A | #N/A | #N/A | #N/A | #N/A | 290 | #N/A | #N/A | #N/A | #N/A | #N/A | #N/A | #N/A
|  |  | 0 | 0 | 0 | 0 | 0 | 0 | 0 | 0 | 0 | 0 | 0 | 0 | 0 | 0 | 0 | 0 | 0 | 0 | 0 | 0 | 0 | 0 | 0 | 0 | 0 | 0 | 0 | 0 | 0 | 0 | 0 | 0 | 0 | 0 | 0 | 0 | 0 | 0 | 0 | 0 | 0 | 0 | 0 | 0 | 0 | 0 | 0 | 0 | 0 | 0 | 0 | 0 | 0 | 0 | 0 | 0 | 0 | 0 | 0 | 0 | 0 | 0 |  | #DIV/0! | 0 | #DIV/0! | #DIV/0! | #DIV/0! | 0 | #DIV/0! | 0 | 0 | 0 | 0 | 0 | 0 | 0 | 0 | 0 | 0 | 0 | 0 | 0 | 0 | 0 |  |  | 291 | #N/A | #N/A | #N/A | #N/A | #N/A | #N/A | 291 | #N/A | #N/A | #N/A | #N/A | #N/A | #N/A | #N/A
|  |  | 0 | 0 | 0 | 0 | 0 | 0 | 0 | 0 | 0 | 0 | 0 | 0 | 0 | 0 | 0 | 0 | 0 | 0 | 0 | 0 | 0 | 0 | 0 | 0 | 0 | 0 | 0 | 0 | 0 | 0 | 0 | 0 | 0 | 0 | 0 | 0 | 0 | 0 | 0 | 0 | 0 | 0 | 0 | 0 | 0 | 0 | 0 | 0 | 0 | 0 | 0 | 0 | 0 | 0 | 0 | 0 | 0 | 0 | 0 | 0 | 0 | 0 |  | #DIV/0! | 0 | #DIV/0! | #DIV/0! | #DIV/0! | 0 | #DIV/0! | 0 | 0 | 0 | 0 | 0 | 0 | 0 | 0 | 0 | 0 | 0 | 0 | 0 | 0 | 0 |  |  | 292 | #N/A | #N/A | #N/A | #N/A | #N/A | #N/A | 292 | #N/A | #N/A | #N/A | #N/A | #N/A | #N/A | #N/A
|  |  | 0 | 0 | 0 | 0 | 0 | 0 | 0 | 0 | 0 | 0 | 0 | 0 | 0 | 0 | 0 | 0 | 0 | 0 | 0 | 0 | 0 | 0 | 0 | 0 | 0 | 0 | 0 | 0 | 0 | 0 | 0 | 0 | 0 | 0 | 0 | 0 | 0 | 0 | 0 | 0 | 0 | 0 | 0 | 0 | 0 | 0 | 0 | 0 | 0 | 0 | 0 | 0 | 0 | 0 | 0 | 0 | 0 | 0 | 0 | 0 | 0 | 0 |  | #DIV/0! | 0 | #DIV/0! | #DIV/0! | #DIV/0! | 0 | #DIV/0! | 0 | 0 | 0 | 0 | 0 | 0 | 0 | 0 | 0 | 0 | 0 | 0 | 0 | 0 | 0 |  |  | 293 | #N/A | #N/A | #N/A | #N/A | #N/A | #N/A | 293 | #N/A | #N/A | #N/A | #N/A | #N/A | #N/A | #N/A
|  |  | 0 | 0 | 0 | 0 | 0 | 0 | 0 | 0 | 0 | 0 | 0 | 0 | 0 | 0 | 0 | 0 | 0 | 0 | 0 | 0 | 0 | 0 | 0 | 0 | 0 | 0 | 0 | 0 | 0 | 0 | 0 | 0 | 0 | 0 | 0 | 0 | 0 | 0 | 0 | 0 | 0 | 0 | 0 | 0 | 0 | 0 | 0 | 0 | 0 | 0 | 0 | 0 | 0 | 0 | 0 | 0 | 0 | 0 | 0 | 0 | 0 | 0 |  | #DIV/0! | 0 | #DIV/0! | #DIV/0! | #DIV/0! | 0 | #DIV/0! | 0 | 0 | 0 | 0 | 0 | 0 | 0 | 0 | 0 | 0 | 0 | 0 | 0 | 0 | 0 |  |  | 294 | #N/A | #N/A | #N/A | #N/A | #N/A | #N/A | 294 | #N/A | #N/A | #N/A | #N/A | #N/A | #N/A | #N/A
|  |  | 0 | 0 | 0 | 0 | 0 | 0 | 0 | 0 | 0 | 0 | 0 | 0 | 0 | 0 | 0 | 0 | 0 | 0 | 0 | 0 | 0 | 0 | 0 | 0 | 0 | 0 | 0 | 0 | 0 | 0 | 0 | 0 | 0 | 0 | 0 | 0 | 0 | 0 | 0 | 0 | 0 | 0 | 0 | 0 | 0 | 0 | 0 | 0 | 0 | 0 | 0 | 0 | 0 | 0 | 0 | 0 | 0 | 0 | 0 | 0 | 0 | 0 |  | #DIV/0! | 0 | #DIV/0! | #DIV/0! | #DIV/0! | 0 | #DIV/0! | 0 | 0 | 0 | 0 | 0 | 0 | 0 | 0 | 0 | 0 | 0 | 0 | 0 | 0 | 0 |  |  | 295 | #N/A | #N/A | #N/A | #N/A | #N/A | #N/A | 295 | #N/A | #N/A | #N/A | #N/A | #N/A | #N/A | #N/A
|  |  | 0 | 0 | 0 | 0 | 0 | 0 | 0 | 0 | 0 | 0 | 0 | 0 | 0 | 0 | 0 | 0 | 0 | 0 | 0 | 0 | 0 | 0 | 0 | 0 | 0 | 0 | 0 | 0 | 0 | 0 | 0 | 0 | 0 | 0 | 0 | 0 | 0 | 0 | 0 | 0 | 0 | 0 | 0 | 0 | 0 | 0 | 0 | 0 | 0 | 0 | 0 | 0 | 0 | 0 | 0 | 0 | 0 | 0 | 0 | 0 | 0 | 0 |  | #DIV/0! | 0 | #DIV/0! | #DIV/0! | #DIV/0! | 0 | #DIV/0! | 0 | 0 | 0 | 0 | 0 | 0 | 0 | 0 | 0 | 0 | 0 | 0 | 0 | 0 | 0 |  |  | 296 | #N/A | #N/A | #N/A | #N/A | #N/A | #N/A | 296 | #N/A | #N/A | #N/A | #N/A | #N/A | #N/A | #N/A
|  |  | 0 | 0 | 0 | 0 | 0 | 0 | 0 | 0 | 0 | 0 | 0 | 0 | 0 | 0 | 0 | 0 | 0 | 0 | 0 | 0 | 0 | 0 | 0 | 0 | 0 | 0 | 0 | 0 | 0 | 0 | 0 | 0 | 0 | 0 | 0 | 0 | 0 | 0 | 0 | 0 | 0 | 0 | 0 | 0 | 0 | 0 | 0 | 0 | 0 | 0 | 0 | 0 | 0 | 0 | 0 | 0 | 0 | 0 | 0 | 0 | 0 | 0 |  | #DIV/0! | 0 | #DIV/0! | #DIV/0! | #DIV/0! | 0 | #DIV/0! | 0 | 0 | 0 | 0 | 0 | 0 | 0 | 0 | 0 | 0 | 0 | 0 | 0 | 0 | 0 |  |  | 297 | #N/A | #N/A | #N/A | #N/A | #N/A | #N/A | 297 | #N/A | #N/A | #N/A | #N/A | #N/A | #N/A | #N/A
|  |  | 0 | 0 | 0 | 0 | 0 | 0 | 0 | 0 | 0 | 0 | 0 | 0 | 0 | 0 | 0 | 0 | 0 | 0 | 0 | 0 | 0 | 0 | 0 | 0 | 0 | 0 | 0 | 0 | 0 | 0 | 0 | 0 | 0 | 0 | 0 | 0 | 0 | 0 | 0 | 0 | 0 | 0 | 0 | 0 | 0 | 0 | 0 | 0 | 0 | 0 | 0 | 0 | 0 | 0 | 0 | 0 | 0 | 0 | 0 | 0 | 0 | 0 |  | #DIV/0! | 0 | #DIV/0! | #DIV/0! | #DIV/0! | 0 | #DIV/0! | 0 | 0 | 0 | 0 | 0 | 0 | 0 | 0 | 0 | 0 | 0 | 0 | 0 | 0 | 0 |  |  | 298 | #N/A | #N/A | #N/A | #N/A | #N/A | #N/A | 298 | #N/A | #N/A | #N/A | #N/A | #N/A | #N/A | #N/A
|  |  | 0 | 0 | 0 | 0 | 0 | 0 | 0 | 0 | 0 | 0 | 0 | 0 | 0 | 0 | 0 | 0 | 0 | 0 | 0 | 0 | 0 | 0 | 0 | 0 | 0 | 0 | 0 | 0 | 0 | 0 | 0 | 0 | 0 | 0 | 0 | 0 | 0 | 0 | 0 | 0 | 0 | 0 | 0 | 0 | 0 | 0 | 0 | 0 | 0 | 0 | 0 | 0 | 0 | 0 | 0 | 0 | 0 | 0 | 0 | 0 | 0 | 0 |  | #DIV/0! | 0 | #DIV/0! | #DIV/0! | #DIV/0! | 0 | #DIV/0! | 0 | 0 | 0 | 0 | 0 | 0 | 0 | 0 | 0 | 0 | 0 | 0 | 0 | 0 | 0 |  |  | 299 | #N/A | #N/A | #N/A | #N/A | #N/A | #N/A | 299 | #N/A | #N/A | #N/A | #N/A | #N/A | #N/A | #N/A
|  |  | 0 | 0 | 0 | 0 | 0 | 0 | 0 | 0 | 0 | 0 | 0 | 0 | 0 | 0 | 0 | 0 | 0 | 0 | 0 | 0 | 0 | 0 | 0 | 0 | 0 | 0 | 0 | 0 | 0 | 0 | 0 | 0 | 0 | 0 | 0 | 0 | 0 | 0 | 0 | 0 | 0 | 0 | 0 | 0 | 0 | 0 | 0 | 0 | 0 | 0 | 0 | 0 | 0 | 0 | 0 | 0 | 0 | 0 | 0 | 0 | 0 | 0 |  | #DIV/0! | 0 | #DIV/0! | #DIV/0! | #DIV/0! | 0 | #DIV/0! | 0 | 0 | 0 | 0 | 0 | 0 | 0 | 0 | 0 | 0 | 0 | 0 | 0 | 0 | 0 |  |  | 300 | #N/A | #N/A | #N/A | #N/A | #N/A | #N/A | 300 | #N/A | #N/A | #N/A | #N/A | #N/A | #N/A | #N/A
|  |  | 0 | 0 | 0 | 0 | 0 | 0 | 0 | 0 | 0 | 0 | 0 | 0 | 0 | 0 | 0 | 0 | 0 | 0 | 0 | 0 | 0 | 0 | 0 | 0 | 0 | 0 | 0 | 0 | 0 | 0 | 0 | 0 | 0 | 0 | 0 | 0 | 0 | 0 | 0 | 0 | 0 | 0 | 0 | 0 | 0 | 0 | 0 | 0 | 0 | 0 | 0 | 0 | 0 | 0 | 0 | 0 | 0 | 0 | 0 | 0 | 0 | 0 |  | #DIV/0! | 0 | #DIV/0! | #DIV/0! | #DIV/0! | 0 | #DIV/0! | 0 | 0 | 0 | 0 | 0 | 0 | 0 | 0 | 0 | 0 | 0 | 0 | 0 | 0 | 0 |  |  | 301 | #N/A | #N/A | #N/A | #N/A | #N/A | #N/A | 301 | #N/A | #N/A | #N/A | #N/A | #N/A | #N/A | #N/A
|  |  | 0 | 0 | 0 | 0 | 0 | 0 | 0 | 0 | 0 | 0 | 0 | 0 | 0 | 0 | 0 | 0 | 0 | 0 | 0 | 0 | 0 | 0 | 0 | 0 | 0 | 0 | 0 | 0 | 0 | 0 | 0 | 0 | 0 | 0 | 0 | 0 | 0 | 0 | 0 | 0 | 0 | 0 | 0 | 0 | 0 | 0 | 0 | 0 | 0 | 0 | 0 | 0 | 0 | 0 | 0 | 0 | 0 | 0 | 0 | 0 | 0 | 0 |  | #DIV/0! | 0 | #DIV/0! | #DIV/0! | #DIV/0! | 0 | #DIV/0! | 0 | 0 | 0 | 0 | 0 | 0 | 0 | 0 | 0 | 0 | 0 | 0 | 0 | 0 | 0 |  |  | 302 | #N/A | #N/A | #N/A | #N/A | #N/A | #N/A | 302 | #N/A | #N/A | #N/A | #N/A | #N/A | #N/A | #N/A
|  |  | 0 | 0 | 0 | 0 | 0 | 0 | 0 | 0 | 0 | 0 | 0 | 0 | 0 | 0 | 0 | 0 | 0 | 0 | 0 | 0 | 0 | 0 | 0 | 0 | 0 | 0 | 0 | 0 | 0 | 0 | 0 | 0 | 0 | 0 | 0 | 0 | 0 | 0 | 0 | 0 | 0 | 0 | 0 | 0 | 0 | 0 | 0 | 0 | 0 | 0 | 0 | 0 | 0 | 0 | 0 | 0 | 0 | 0 | 0 | 0 | 0 | 0 |  | #DIV/0! | 0 | #DIV/0! | #DIV/0! | #DIV/0! | 0 | #DIV/0! | 0 | 0 | 0 | 0 | 0 | 0 | 0 | 0 | 0 | 0 | 0 | 0 | 0 | 0 | 0 |  |  | 303 | #N/A | #N/A | #N/A | #N/A | #N/A | #N/A | 303 | #N/A | #N/A | #N/A | #N/A | #N/A | #N/A | #N/A
|  |  | 0 | 0 | 0 | 0 | 0 | 0 | 0 | 0 | 0 | 0 | 0 | 0 | 0 | 0 | 0 | 0 | 0 | 0 | 0 | 0 | 0 | 0 | 0 | 0 | 0 | 0 | 0 | 0 | 0 | 0 | 0 | 0 | 0 | 0 | 0 | 0 | 0 | 0 | 0 | 0 | 0 | 0 | 0 | 0 | 0 | 0 | 0 | 0 | 0 | 0 | 0 | 0 | 0 | 0 | 0 | 0 | 0 | 0 | 0 | 0 | 0 | 0 |  | #DIV/0! | 0 | #DIV/0! | #DIV/0! | #DIV/0! | 0 | #DIV/0! | 0 | 0 | 0 | 0 | 0 | 0 | 0 | 0 | 0 | 0 | 0 | 0 | 0 | 0 | 0 |  |  | 304 | #N/A | #N/A | #N/A | #N/A | #N/A | #N/A | 304 | #N/A | #N/A | #N/A | #N/A | #N/A | #N/A | #N/A
|  |  | 0 | 0 | 0 | 0 | 0 | 0 | 0 | 0 | 0 | 0 | 0 | 0 | 0 | 0 | 0 | 0 | 0 | 0 | 0 | 0 | 0 | 0 | 0 | 0 | 0 | 0 | 0 | 0 | 0 | 0 | 0 | 0 | 0 | 0 | 0 | 0 | 0 | 0 | 0 | 0 | 0 | 0 | 0 | 0 | 0 | 0 | 0 | 0 | 0 | 0 | 0 | 0 | 0 | 0 | 0 | 0 | 0 | 0 | 0 | 0 | 0 | 0 |  | #DIV/0! | 0 | #DIV/0! | #DIV/0! | #DIV/0! | 0 | #DIV/0! | 0 | 0 | 0 | 0 | 0 | 0 | 0 | 0 | 0 | 0 | 0 | 0 | 0 | 0 | 0 |  |  | 305 | #N/A | #N/A | #N/A | #N/A | #N/A | #N/A | 305 | #N/A | #N/A | #N/A | #N/A | #N/A | #N/A | #N/A
|  |  | 0 | 0 | 0 | 0 | 0 | 0 | 0 | 0 | 0 | 0 | 0 | 0 | 0 | 0 | 0 | 0 | 0 | 0 | 0 | 0 | 0 | 0 | 0 | 0 | 0 | 0 | 0 | 0 | 0 | 0 | 0 | 0 | 0 | 0 | 0 | 0 | 0 | 0 | 0 | 0 | 0 | 0 | 0 | 0 | 0 | 0 | 0 | 0 | 0 | 0 | 0 | 0 | 0 | 0 | 0 | 0 | 0 | 0 | 0 | 0 | 0 | 0 |  | #DIV/0! | 0 | #DIV/0! | #DIV/0! | #DIV/0! | 0 | #DIV/0! | 0 | 0 | 0 | 0 | 0 | 0 | 0 | 0 | 0 | 0 | 0 | 0 | 0 | 0 | 0 |  |  | 306 | #N/A | #N/A | #N/A | #N/A | #N/A | #N/A | 306 | #N/A | #N/A | #N/A | #N/A | #N/A | #N/A | #N/A
|  |  | 0 | 0 | 0 | 0 | 0 | 0 | 0 | 0 | 0 | 0 | 0 | 0 | 0 | 0 | 0 | 0 | 0 | 0 | 0 | 0 | 0 | 0 | 0 | 0 | 0 | 0 | 0 | 0 | 0 | 0 | 0 | 0 | 0 | 0 | 0 | 0 | 0 | 0 | 0 | 0 | 0 | 0 | 0 | 0 | 0 | 0 | 0 | 0 | 0 | 0 | 0 | 0 | 0 | 0 | 0 | 0 | 0 | 0 | 0 | 0 | 0 | 0 |  | #DIV/0! | 0 | #DIV/0! | #DIV/0! | #DIV/0! | 0 | #DIV/0! | 0 | 0 | 0 | 0 | 0 | 0 | 0 | 0 | 0 | 0 | 0 | 0 | 0 | 0 | 0 |  |  | 307 | #N/A | #N/A | #N/A | #N/A | #N/A | #N/A | 307 | #N/A | #N/A | #N/A | #N/A | #N/A | #N/A | #N/A
|  |  | 0 | 0 | 0 | 0 | 0 | 0 | 0 | 0 | 0 | 0 | 0 | 0 | 0 | 0 | 0 | 0 | 0 | 0 | 0 | 0 | 0 | 0 | 0 | 0 | 0 | 0 | 0 | 0 | 0 | 0 | 0 | 0 | 0 | 0 | 0 | 0 | 0 | 0 | 0 | 0 | 0 | 0 | 0 | 0 | 0 | 0 | 0 | 0 | 0 | 0 | 0 | 0 | 0 | 0 | 0 | 0 | 0 | 0 | 0 | 0 | 0 | 0 |  | #DIV/0! | 0 | #DIV/0! | #DIV/0! | #DIV/0! | 0 | #DIV/0! | 0 | 0 | 0 | 0 | 0 | 0 | 0 | 0 | 0 | 0 | 0 | 0 | 0 | 0 | 0 |  |  | 308 | #N/A | #N/A | #N/A | #N/A | #N/A | #N/A | 308 | #N/A | #N/A | #N/A | #N/A | #N/A | #N/A | #N/A
|  |  | 0 | 0 | 0 | 0 | 0 | 0 | 0 | 0 | 0 | 0 | 0 | 0 | 0 | 0 | 0 | 0 | 0 | 0 | 0 | 0 | 0 | 0 | 0 | 0 | 0 | 0 | 0 | 0 | 0 | 0 | 0 | 0 | 0 | 0 | 0 | 0 | 0 | 0 | 0 | 0 | 0 | 0 | 0 | 0 | 0 | 0 | 0 | 0 | 0 | 0 | 0 | 0 | 0 | 0 | 0 | 0 | 0 | 0 | 0 | 0 | 0 | 0 |  | #DIV/0! | 0 | #DIV/0! | #DIV/0! | #DIV/0! | 0 | #DIV/0! | 0 | 0 | 0 | 0 | 0 | 0 | 0 | 0 | 0 | 0 | 0 | 0 | 0 | 0 | 0 |  |  | 309 | #N/A | #N/A | #N/A | #N/A | #N/A | #N/A | 309 | #N/A | #N/A | #N/A | #N/A | #N/A | #N/A | #N/A
|  |  | 0 | 0 | 0 | 0 | 0 | 0 | 0 | 0 | 0 | 0 | 0 | 0 | 0 | 0 | 0 | 0 | 0 | 0 | 0 | 0 | 0 | 0 | 0 | 0 | 0 | 0 | 0 | 0 | 0 | 0 | 0 | 0 | 0 | 0 | 0 | 0 | 0 | 0 | 0 | 0 | 0 | 0 | 0 | 0 | 0 | 0 | 0 | 0 | 0 | 0 | 0 | 0 | 0 | 0 | 0 | 0 | 0 | 0 | 0 | 0 | 0 | 0 |  | #DIV/0! | 0 | #DIV/0! | #DIV/0! | #DIV/0! | 0 | #DIV/0! | 0 | 0 | 0 | 0 | 0 | 0 | 0 | 0 | 0 | 0 | 0 | 0 | 0 | 0 | 0 |  |  | 310 | #N/A | #N/A | #N/A | #N/A | #N/A | #N/A | 310 | #N/A | #N/A | #N/A | #N/A | #N/A | #N/A | #N/A
|  |  | 0 | 0 | 0 | 0 | 0 | 0 | 0 | 0 | 0 | 0 | 0 | 0 | 0 | 0 | 0 | 0 | 0 | 0 | 0 | 0 | 0 | 0 | 0 | 0 | 0 | 0 | 0 | 0 | 0 | 0 | 0 | 0 | 0 | 0 | 0 | 0 | 0 | 0 | 0 | 0 | 0 | 0 | 0 | 0 | 0 | 0 | 0 | 0 | 0 | 0 | 0 | 0 | 0 | 0 | 0 | 0 | 0 | 0 | 0 | 0 | 0 | 0 |  | #DIV/0! | 0 | #DIV/0! | #DIV/0! | #DIV/0! | 0 | #DIV/0! | 0 | 0 | 0 | 0 | 0 | 0 | 0 | 0 | 0 | 0 | 0 | 0 | 0 | 0 | 0 |  |  | 311 | #N/A | #N/A | #N/A | #N/A | #N/A | #N/A | 311 | #N/A | #N/A | #N/A | #N/A | #N/A | #N/A | #N/A
|  |  | 0 | 0 | 0 | 0 | 0 | 0 | 0 | 0 | 0 | 0 | 0 | 0 | 0 | 0 | 0 | 0 | 0 | 0 | 0 | 0 | 0 | 0 | 0 | 0 | 0 | 0 | 0 | 0 | 0 | 0 | 0 | 0 | 0 | 0 | 0 | 0 | 0 | 0 | 0 | 0 | 0 | 0 | 0 | 0 | 0 | 0 | 0 | 0 | 0 | 0 | 0 | 0 | 0 | 0 | 0 | 0 | 0 | 0 | 0 | 0 | 0 | 0 |  | #DIV/0! | 0 | #DIV/0! | #DIV/0! | #DIV/0! | 0 | #DIV/0! | 0 | 0 | 0 | 0 | 0 | 0 | 0 | 0 | 0 | 0 | 0 | 0 | 0 | 0 | 0 |  |  | 312 | #N/A | #N/A | #N/A | #N/A | #N/A | #N/A | 312 | #N/A | #N/A | #N/A | #N/A | #N/A | #N/A | #N/A
|  |  | 0 | 0 | 0 | 0 | 0 | 0 | 0 | 0 | 0 | 0 | 0 | 0 | 0 | 0 | 0 | 0 | 0 | 0 | 0 | 0 | 0 | 0 | 0 | 0 | 0 | 0 | 0 | 0 | 0 | 0 | 0 | 0 | 0 | 0 | 0 | 0 | 0 | 0 | 0 | 0 | 0 | 0 | 0 | 0 | 0 | 0 | 0 | 0 | 0 | 0 | 0 | 0 | 0 | 0 | 0 | 0 | 0 | 0 | 0 | 0 | 0 | 0 |  | #DIV/0! | 0 | #DIV/0! | #DIV/0! | #DIV/0! | 0 | #DIV/0! | 0 | 0 | 0 | 0 | 0 | 0 | 0 | 0 | 0 | 0 | 0 | 0 | 0 | 0 | 0 |  |  | 313 | #N/A | #N/A | #N/A | #N/A | #N/A | #N/A | 313 | #N/A | #N/A | #N/A | #N/A | #N/A | #N/A | #N/A
|  |  | 0 | 0 | 0 | 0 | 0 | 0 | 0 | 0 | 0 | 0 | 0 | 0 | 0 | 0 | 0 | 0 | 0 | 0 | 0 | 0 | 0 | 0 | 0 | 0 | 0 | 0 | 0 | 0 | 0 | 0 | 0 | 0 | 0 | 0 | 0 | 0 | 0 | 0 | 0 | 0 | 0 | 0 | 0 | 0 | 0 | 0 | 0 | 0 | 0 | 0 | 0 | 0 | 0 | 0 | 0 | 0 | 0 | 0 | 0 | 0 | 0 | 0 |  | #DIV/0! | 0 | #DIV/0! | #DIV/0! | #DIV/0! | 0 | #DIV/0! | 0 | 0 | 0 | 0 | 0 | 0 | 0 | 0 | 0 | 0 | 0 | 0 | 0 | 0 | 0 |  |  | 314 | #N/A | #N/A | #N/A | #N/A | #N/A | #N/A | 314 | #N/A | #N/A | #N/A | #N/A | #N/A | #N/A | #N/A
|  |  | 0 | 0 | 0 | 0 | 0 | 0 | 0 | 0 | 0 | 0 | 0 | 0 | 0 | 0 | 0 | 0 | 0 | 0 | 0 | 0 | 0 | 0 | 0 | 0 | 0 | 0 | 0 | 0 | 0 | 0 | 0 | 0 | 0 | 0 | 0 | 0 | 0 | 0 | 0 | 0 | 0 | 0 | 0 | 0 | 0 | 0 | 0 | 0 | 0 | 0 | 0 | 0 | 0 | 0 | 0 | 0 | 0 | 0 | 0 | 0 | 0 | 0 |  | #DIV/0! | 0 | #DIV/0! | #DIV/0! | #DIV/0! | 0 | #DIV/0! | 0 | 0 | 0 | 0 | 0 | 0 | 0 | 0 | 0 | 0 | 0 | 0 | 0 | 0 | 0 |  |  | 315 | #N/A | #N/A | #N/A | #N/A | #N/A | #N/A | 315 | #N/A | #N/A | #N/A | #N/A | #N/A | #N/A | #N/A
|  |  | 0 | 0 | 0 | 0 | 0 | 0 | 0 | 0 | 0 | 0 | 0 | 0 | 0 | 0 | 0 | 0 | 0 | 0 | 0 | 0 | 0 | 0 | 0 | 0 | 0 | 0 | 0 | 0 | 0 | 0 | 0 | 0 | 0 | 0 | 0 | 0 | 0 | 0 | 0 | 0 | 0 | 0 | 0 | 0 | 0 | 0 | 0 | 0 | 0 | 0 | 0 | 0 | 0 | 0 | 0 | 0 | 0 | 0 | 0 | 0 | 0 | 0 |  | #DIV/0! | 0 | #DIV/0! | #DIV/0! | #DIV/0! | 0 | #DIV/0! | 0 | 0 | 0 | 0 | 0 | 0 | 0 | 0 | 0 | 0 | 0 | 0 | 0 | 0 | 0 |  |  | 316 | #N/A | #N/A | #N/A | #N/A | #N/A | #N/A | 316 | #N/A | #N/A | #N/A | #N/A | #N/A | #N/A | #N/A
|  |  | 0 | 0 | 0 | 0 | 0 | 0 | 0 | 0 | 0 | 0 | 0 | 0 | 0 | 0 | 0 | 0 | 0 | 0 | 0 | 0 | 0 | 0 | 0 | 0 | 0 | 0 | 0 | 0 | 0 | 0 | 0 | 0 | 0 | 0 | 0 | 0 | 0 | 0 | 0 | 0 | 0 | 0 | 0 | 0 | 0 | 0 | 0 | 0 | 0 | 0 | 0 | 0 | 0 | 0 | 0 | 0 | 0 | 0 | 0 | 0 | 0 | 0 |  | #DIV/0! | 0 | #DIV/0! | #DIV/0! | #DIV/0! | 0 | #DIV/0! | 0 | 0 | 0 | 0 | 0 | 0 | 0 | 0 | 0 | 0 | 0 | 0 | 0 | 0 | 0 |  |  | 317 | #N/A | #N/A | #N/A | #N/A | #N/A | #N/A | 317 | #N/A | #N/A | #N/A | #N/A | #N/A | #N/A | #N/A
|  |  | 0 | 0 | 0 | 0 | 0 | 0 | 0 | 0 | 0 | 0 | 0 | 0 | 0 | 0 | 0 | 0 | 0 | 0 | 0 | 0 | 0 | 0 | 0 | 0 | 0 | 0 | 0 | 0 | 0 | 0 | 0 | 0 | 0 | 0 | 0 | 0 | 0 | 0 | 0 | 0 | 0 | 0 | 0 | 0 | 0 | 0 | 0 | 0 | 0 | 0 | 0 | 0 | 0 | 0 | 0 | 0 | 0 | 0 | 0 | 0 | 0 | 0 |  | #DIV/0! | 0 | #DIV/0! | #DIV/0! | #DIV/0! | 0 | #DIV/0! | 0 | 0 | 0 | 0 | 0 | 0 | 0 | 0 | 0 | 0 | 0 | 0 | 0 | 0 | 0 |  |  | 318 | #N/A | #N/A | #N/A | #N/A | #N/A | #N/A | 318 | #N/A | #N/A | #N/A | #N/A | #N/A | #N/A | #N/A
|  |  | 0 | 0 | 0 | 0 | 0 | 0 | 0 | 0 | 0 | 0 | 0 | 0 | 0 | 0 | 0 | 0 | 0 | 0 | 0 | 0 | 0 | 0 | 0 | 0 | 0 | 0 | 0 | 0 | 0 | 0 | 0 | 0 | 0 | 0 | 0 | 0 | 0 | 0 | 0 | 0 | 0 | 0 | 0 | 0 | 0 | 0 | 0 | 0 | 0 | 0 | 0 | 0 | 0 | 0 | 0 | 0 | 0 | 0 | 0 | 0 | 0 | 0 |  | #DIV/0! | 0 | #DIV/0! | #DIV/0! | #DIV/0! | 0 | #DIV/0! | 0 | 0 | 0 | 0 | 0 | 0 | 0 | 0 | 0 | 0 | 0 | 0 | 0 | 0 | 0 |  |  | 319 | #N/A | #N/A | #N/A | #N/A | #N/A | #N/A | 319 | #N/A | #N/A | #N/A | #N/A | #N/A | #N/A | #N/A
|  |  | 0 | 0 | 0 | 0 | 0 | 0 | 0 | 0 | 0 | 0 | 0 | 0 | 0 | 0 | 0 | 0 | 0 | 0 | 0 | 0 | 0 | 0 | 0 | 0 | 0 | 0 | 0 | 0 | 0 | 0 | 0 | 0 | 0 | 0 | 0 | 0 | 0 | 0 | 0 | 0 | 0 | 0 | 0 | 0 | 0 | 0 | 0 | 0 | 0 | 0 | 0 | 0 | 0 | 0 | 0 | 0 | 0 | 0 | 0 | 0 | 0 | 0 |  | #DIV/0! | 0 | #DIV/0! | #DIV/0! | #DIV/0! | 0 | #DIV/0! | 0 | 0 | 0 | 0 | 0 | 0 | 0 | 0 | 0 | 0 | 0 | 0 | 0 | 0 | 0 |  |  | 320 | #N/A | #N/A | #N/A | #N/A | #N/A | #N/A | 320 | #N/A | #N/A | #N/A | #N/A | #N/A | #N/A | #N/A
|  |  | 0 | 0 | 0 | 0 | 0 | 0 | 0 | 0 | 0 | 0 | 0 | 0 | 0 | 0 | 0 | 0 | 0 | 0 | 0 | 0 | 0 | 0 | 0 | 0 | 0 | 0 | 0 | 0 | 0 | 0 | 0 | 0 | 0 | 0 | 0 | 0 | 0 | 0 | 0 | 0 | 0 | 0 | 0 | 0 | 0 | 0 | 0 | 0 | 0 | 0 | 0 | 0 | 0 | 0 | 0 | 0 | 0 | 0 | 0 | 0 | 0 | 0 |  | #DIV/0! | 0 | #DIV/0! | #DIV/0! | #DIV/0! | 0 | #DIV/0! | 0 | 0 | 0 | 0 | 0 | 0 | 0 | 0 | 0 | 0 | 0 | 0 | 0 | 0 | 0 |  |  | 321 | #N/A | #N/A | #N/A | #N/A | #N/A | #N/A | 321 | #N/A | #N/A | #N/A | #N/A | #N/A | #N/A | #N/A
|  |  | 0 | 0 | 0 | 0 | 0 | 0 | 0 | 0 | 0 | 0 | 0 | 0 | 0 | 0 | 0 | 0 | 0 | 0 | 0 | 0 | 0 | 0 | 0 | 0 | 0 | 0 | 0 | 0 | 0 | 0 | 0 | 0 | 0 | 0 | 0 | 0 | 0 | 0 | 0 | 0 | 0 | 0 | 0 | 0 | 0 | 0 | 0 | 0 | 0 | 0 | 0 | 0 | 0 | 0 | 0 | 0 | 0 | 0 | 0 | 0 | 0 | 0 |  | #DIV/0! | 0 | #DIV/0! | #DIV/0! | #DIV/0! | 0 | #DIV/0! | 0 | 0 | 0 | 0 | 0 | 0 | 0 | 0 | 0 | 0 | 0 | 0 | 0 | 0 | 0 |  |  | 322 | #N/A | #N/A | #N/A | #N/A | #N/A | #N/A | 322 | #N/A | #N/A | #N/A | #N/A | #N/A | #N/A | #N/A
|  |  | 0 | 0 | 0 | 0 | 0 | 0 | 0 | 0 | 0 | 0 | 0 | 0 | 0 | 0 | 0 | 0 | 0 | 0 | 0 | 0 | 0 | 0 | 0 | 0 | 0 | 0 | 0 | 0 | 0 | 0 | 0 | 0 | 0 | 0 | 0 | 0 | 0 | 0 | 0 | 0 | 0 | 0 | 0 | 0 | 0 | 0 | 0 | 0 | 0 | 0 | 0 | 0 | 0 | 0 | 0 | 0 | 0 | 0 | 0 | 0 | 0 | 0 |  | #DIV/0! | 0 | #DIV/0! | #DIV/0! | #DIV/0! | 0 | #DIV/0! | 0 | 0 | 0 | 0 | 0 | 0 | 0 | 0 | 0 | 0 | 0 | 0 | 0 | 0 | 0 |  |  | 323 | #N/A | #N/A | #N/A | #N/A | #N/A | #N/A | 323 | #N/A | #N/A | #N/A | #N/A | #N/A | #N/A | #N/A
|  |  | 0 | 0 | 0 | 0 | 0 | 0 | 0 | 0 | 0 | 0 | 0 | 0 | 0 | 0 | 0 | 0 | 0 | 0 | 0 | 0 | 0 | 0 | 0 | 0 | 0 | 0 | 0 | 0 | 0 | 0 | 0 | 0 | 0 | 0 | 0 | 0 | 0 | 0 | 0 | 0 | 0 | 0 | 0 | 0 | 0 | 0 | 0 | 0 | 0 | 0 | 0 | 0 | 0 | 0 | 0 | 0 | 0 | 0 | 0 | 0 | 0 | 0 |  | #DIV/0! | 0 | #DIV/0! | #DIV/0! | #DIV/0! | 0 | #DIV/0! | 0 | 0 | 0 | 0 | 0 | 0 | 0 | 0 | 0 | 0 | 0 | 0 | 0 | 0 | 0 |  |  | 324 | #N/A | #N/A | #N/A | #N/A | #N/A | #N/A | 324 | #N/A | #N/A | #N/A | #N/A | #N/A | #N/A | #N/A
|  |  | 0 | 0 | 0 | 0 | 0 | 0 | 0 | 0 | 0 | 0 | 0 | 0 | 0 | 0 | 0 | 0 | 0 | 0 | 0 | 0 | 0 | 0 | 0 | 0 | 0 | 0 | 0 | 0 | 0 | 0 | 0 | 0 | 0 | 0 | 0 | 0 | 0 | 0 | 0 | 0 | 0 | 0 | 0 | 0 | 0 | 0 | 0 | 0 | 0 | 0 | 0 | 0 | 0 | 0 | 0 | 0 | 0 | 0 | 0 | 0 | 0 | 0 |  | #DIV/0! | 0 | #DIV/0! | #DIV/0! | #DIV/0! | 0 | #DIV/0! | 0 | 0 | 0 | 0 | 0 | 0 | 0 | 0 | 0 | 0 | 0 | 0 | 0 | 0 | 0 |  |  | 325 | #N/A | #N/A | #N/A | #N/A | #N/A | #N/A | 325 | #N/A | #N/A | #N/A | #N/A | #N/A | #N/A | #N/A
|  |  | 0 | 0 | 0 | 0 | 0 | 0 | 0 | 0 | 0 | 0 | 0 | 0 | 0 | 0 | 0 | 0 | 0 | 0 | 0 | 0 | 0 | 0 | 0 | 0 | 0 | 0 | 0 | 0 | 0 | 0 | 0 | 0 | 0 | 0 | 0 | 0 | 0 | 0 | 0 | 0 | 0 | 0 | 0 | 0 | 0 | 0 | 0 | 0 | 0 | 0 | 0 | 0 | 0 | 0 | 0 | 0 | 0 | 0 | 0 | 0 | 0 | 0 |  | #DIV/0! | 0 | #DIV/0! | #DIV/0! | #DIV/0! | 0 | #DIV/0! | 0 | 0 | 0 | 0 | 0 | 0 | 0 | 0 | 0 | 0 | 0 | 0 | 0 | 0 | 0 |  |  | 326 | #N/A | #N/A | #N/A | #N/A | #N/A | #N/A | 326 | #N/A | #N/A | #N/A | #N/A | #N/A | #N/A | #N/A
|  |  | 0 | 0 | 0 | 0 | 0 | 0 | 0 | 0 | 0 | 0 | 0 | 0 | 0 | 0 | 0 | 0 | 0 | 0 | 0 | 0 | 0 | 0 | 0 | 0 | 0 | 0 | 0 | 0 | 0 | 0 | 0 | 0 | 0 | 0 | 0 | 0 | 0 | 0 | 0 | 0 | 0 | 0 | 0 | 0 | 0 | 0 | 0 | 0 | 0 | 0 | 0 | 0 | 0 | 0 | 0 | 0 | 0 | 0 | 0 | 0 | 0 | 0 |  | #DIV/0! | 0 | #DIV/0! | #DIV/0! | #DIV/0! | 0 | #DIV/0! | 0 | 0 | 0 | 0 | 0 | 0 | 0 | 0 | 0 | 0 | 0 | 0 | 0 | 0 | 0 |  |  | 327 | #N/A | #N/A | #N/A | #N/A | #N/A | #N/A | 327 | #N/A | #N/A | #N/A | #N/A | #N/A | #N/A | #N/A
|  |  | 0 | 0 | 0 | 0 | 0 | 0 | 0 | 0 | 0 | 0 | 0 | 0 | 0 | 0 | 0 | 0 | 0 | 0 | 0 | 0 | 0 | 0 | 0 | 0 | 0 | 0 | 0 | 0 | 0 | 0 | 0 | 0 | 0 | 0 | 0 | 0 | 0 | 0 | 0 | 0 | 0 | 0 | 0 | 0 | 0 | 0 | 0 | 0 | 0 | 0 | 0 | 0 | 0 | 0 | 0 | 0 | 0 | 0 | 0 | 0 | 0 | 0 |  | #DIV/0! | 0 | #DIV/0! | #DIV/0! | #DIV/0! | 0 | #DIV/0! | 0 | 0 | 0 | 0 | 0 | 0 | 0 | 0 | 0 | 0 | 0 | 0 | 0 | 0 | 0 |  |  | 328 | #N/A | #N/A | #N/A | #N/A | #N/A | #N/A | 328 | #N/A | #N/A | #N/A | #N/A | #N/A | #N/A | #N/A
|  |  | 0 | 0 | 0 | 0 | 0 | 0 | 0 | 0 | 0 | 0 | 0 | 0 | 0 | 0 | 0 | 0 | 0 | 0 | 0 | 0 | 0 | 0 | 0 | 0 | 0 | 0 | 0 | 0 | 0 | 0 | 0 | 0 | 0 | 0 | 0 | 0 | 0 | 0 | 0 | 0 | 0 | 0 | 0 | 0 | 0 | 0 | 0 | 0 | 0 | 0 | 0 | 0 | 0 | 0 | 0 | 0 | 0 | 0 | 0 | 0 | 0 | 0 |  | #DIV/0! | 0 | #DIV/0! | #DIV/0! | #DIV/0! | 0 | #DIV/0! | 0 | 0 | 0 | 0 | 0 | 0 | 0 | 0 | 0 | 0 | 0 | 0 | 0 | 0 | 0 |  |  | 329 | #N/A | #N/A | #N/A | #N/A | #N/A | #N/A | 329 | #N/A | #N/A | #N/A | #N/A | #N/A | #N/A | #N/A
|  |  | 0 | 0 | 0 | 0 | 0 | 0 | 0 | 0 | 0 | 0 | 0 | 0 | 0 | 0 | 0 | 0 | 0 | 0 | 0 | 0 | 0 | 0 | 0 | 0 | 0 | 0 | 0 | 0 | 0 | 0 | 0 | 0 | 0 | 0 | 0 | 0 | 0 | 0 | 0 | 0 | 0 | 0 | 0 | 0 | 0 | 0 | 0 | 0 | 0 | 0 | 0 | 0 | 0 | 0 | 0 | 0 | 0 | 0 | 0 | 0 | 0 | 0 |  | #DIV/0! | 0 | #DIV/0! | #DIV/0! | #DIV/0! | 0 | #DIV/0! | 0 | 0 | 0 | 0 | 0 | 0 | 0 | 0 | 0 | 0 | 0 | 0 | 0 | 0 | 0 |  |  | 330 | #N/A | #N/A | #N/A | #N/A | #N/A | #N/A | 330 | #N/A | #N/A | #N/A | #N/A | #N/A | #N/A | #N/A

## angola_wind
OBJECTID | GroupVal | SUM_InstalledCapacity | SUM_area_chosenClsI | SUM_area_chosenClsII | SUM_ElectGen_chosen | SUM_ScWater | SUM_area_chosenClsIII | SUM_ElectGen_clsII | FIRST_SUM_Area | GroupVal_1 | FREQUENCY | SUM_zNEAR_Trans | SUM_zNEAR_Sub | SUM_zNEAR_Road | SUM_zNEAR_wind | SUM_zNEAR_geothermal | SUM_zNEAR_allRE | SUM_zNEAR_Load | SUM_zNEAR_water | SUM_zRQ_Wm2 | SUM_zCF_chosen | SUM_zCF_ClsII | SUM_zCF_tTier | SUM_zCF_chosenClsIII | SUM_zCF_chosenClsII | SUM_zCF_chosenClsI | SUM_zSLOPE | SUM_zPOPDEN | SUM_zLULC | SUM_zHumanFootprint | SUM_zcoloc_PV | SUM_zcoloc_CSP | SUM_zTransCost | SUM_zSubCost | SUM_zRoadCost | SUM_zLCOEgen_chosen | SUM_zLCOEgen_clsII | SUM_zLCOEtotTrans_chosen | SUM_zLCOEtotSub_chosen | SUM_zLCOEtotTrans_clsII | SUM_zLCOEtotSub_clsII | SUM_zScSlope | SUM_zScPop | SUM_zScLULC | SUM_zScREloc | SUM_zScREloc_geo | SUM_zScREloc_all | SUM_zScColoc | SUM_zScLoad | SUM_zScRoad | SUM_zScSub | SUM_zScTrans | SUM_zScHumanFootprint | zoneIdentification | distance_nearest_3TierWindLocation_km | siteName | capacityValueRatio_10percentPeakHours | capacityValueRatio_chosen3peakHours | capacityValueRatio_chosen3peakHours_multiyear | Shape_Length | Shape_Area
1 | 1.1 | 43.3125 | 0 | 0 | 82828.5807 | 0 | 19.25 | 71829.6922 | 19.25 | 1.1 | 3 | 149347.1394 | 0 | 18331.3562 | 125467.67 | 0 | 125467.67 | 184206.1922 | 62930.5465 | 202.1949 | 0.2183 | 0.18932 | 0.20983 | 0.2183 | 0 | 0 | 8.6466 | 0 | 3.2208 | 4.1169 | 0 | 0 | 12.6192 | 0 | 8.7264 | 129.487 | 132.6271 | 150.8327 | 0 | 157.2072 | 0 | 0.56767 | 1 | 0.44481 | 0 | 0 | 0 | 0 | 0 | 0.81669 | 0 | 0 | 0.95883 | A | 0 | ao_1.1 | 0 | 1.15 | 1 | 43000.0006 | 19250001.05

## CSP_Data_Calc
Change PV, CSP co-location fields
List used for criteria in Scoring criteria worksheet
Country | angola_CSP | [21 empty] | SUM_zLCOEtotSub_6h
SUM_zLCOEtotTrans_6h
SUM_zLCOEgen_6h
SUM_zSubCost
SUM_zTransCost
SUM_zRoadCost
[23 empty] | capacityValueRatio_chosen3peakHours_multiyear | [79 empty] | '
[23 empty] | Max | 2.3299 | 26.6981 | 3 | 37.3667 | 1 | 0 | 0.27551 | 0.48395 | 7.1791 | 0 | 18.1316 | 208.4554 | 221.6414 | 244.0361 | 239.9157 | 0 | 0 | 0.97841 | 1 | 0.71576 | 0 | [15 empty] | 0 | 0 | 0
[63 empty] | SUM_ScWater |  |  | SUM_zTransCost | SUM_zSubCost | SUM_zRoadCost | SUM_zLCOEgen_6h | SUM_zLCOEtotTrans_6h | SUM_zLCOEtotSub_6h | capacityValueRatio_chosen3peakHours_multiyear | [11 empty] | SUM_zLCOEtotSub_6h |  |  |  |  | Based on | Zone ranking based on zone score | [6 empty] | Zone ranking based on total LCOE
[23 empty] | Min | 0.10795 | 0.042254 | 1.8527 | 1.2202 | 0.80952 | 0 | 0.25551 | 0.45383 | 2.1042 | 0 | 0.19136 | 193.6153 | 208.0944 | 198.3018 | 210.7624 | 0 | 0 | 0.53401 | 0.73302 | 0.33333 | 0 | [15 empty] | 0 | 0 | 0 | [21 empty] | SUM_zLCOEtotTrans_6h | SUM_ElectGen_6h |  |  |  | transmission line
|  | Number of Zones | 51
|  |  | 14 | [61 empty] | Weights | 0 | 0 | 0 | 0 | 0.4 | 0.4 | 0 | 0.15 | 0.1 | 0.05 | 0 | 0.05 | 0.05 | 0.05 | 0.05 | 0.05 | 0.05 | [22 empty] | Electricity Demand in 2030 |  |  | List of countries corresponding to worksheet names and scenario 2 resource thresholds in W/m2
|  | 3 | OBJECTID | GroupVal | SUM_InstalledCapacity_6h | SUM_ElectGen_0h | SUM_InstalledCapacity_0h | SUM_ElectGen_6h | SUM_ScWater | FIRST_SUM_Area | Shape_Length | Shape_Area | GroupVal_1 | FREQUENCY | SUM_zNEAR_Trans | SUM_zNEAR_Sub | SUM_zNEAR_Road | SUM_zNEAR_CSP | SUM_zNEAR_geothermal | SUM_zNEAR_allRE | SUM_zNEAR_Load | SUM_zNEAR_water | SUM_zRQ_Wm2 | SUM_zSLOPE | SUM_zPOPDEN | SUM_zLULC | SUM_zHumanFootprint | SUM_zcoloc_PV | SUM_zcoloc_wind | SUM_zCF_0h | SUM_zCF_6h | SUM_zTransCost | SUM_zSubCost | SUM_zRoadCost | SUM_zLCOEgen_0h | SUM_zLCOEgen_6h | SUM_zLCOEtotTrans_0h | SUM_zLCOEtotTrans_6h | SUM_zLCOEtotSub_0h | SUM_zLCOEtotSub_6h | SUM_zScSlope | SUM_zScPop | SUM_zScLULC | SUM_zScREloc | SUM_zScREloc_geo | SUM_zScREloc_all | SUM_zScColoc | SUM_zScLoad | SUM_zScRoad | SUM_zScSub | SUM_zScTrans | SUM_zScHumanFootprint | zoneIdentification | 0 | 0 | 0 | 0 | 0 | 0 | 0 | 0 | 0 | Omit below threshold for # projects within 10km of water | Omit if 1 |  | SUM_zScTransCost | SUM_zScSubCost | SUM_zScRoadCost | SUM_zScLCOEgen | SUM_zScLCOEtotTrans | SUM_zScLCOEtotSub | SUM_zScCapVal | SUM_zScLoad | SUM_zScREloc | SUM_zScREloc_geo | SUM_zScREloc_all | SUM_zcoloc_PV | SUM_zcoloc_wind | SUM_zScLULC | SUM_zScPop | SUM_zScSlope | SUM_zScHumanFootprint | Total Score with weights | Total LCOE | Annual Electricity Generation MWh (discounted) | Zone ID | GroupVal | Score Ranking | Total LCOE Ranking | Zone Rank | Zone ID | GroupVal | Total Score with weights | Total LCOE | Annual Electricity Generation MWh (discounted) | Cumulative Generation Potential (GWh) | Zone Rank | Zone ID | GroupVal | Total Score with weights | Total LCOE | Annual Electricity Generation MWh (discounted) | Cumulative Generation Potential (GWh) | GroupVal In ( | Country | demand2030 | number of zones | Country | wind | CSP | PV | wind | CSP | PV
|  |  | 1 | 102 | 103.275 | 431647.6309 | 182.25 | 430828.4081 | 0 | 60.75 | 137000.0008 | 60750000.85 | 102 | 8 | 154673.7261 | 0 | 20701.3137 | 0 | 0 | 151048.3982 | 189778.756 | 45024.4243 | 299.9295 | 2.3299 | 0.51029 | 2.6502 | 7.4198 | 1 | 0 | 0.27037 | 0.47622 | 5.9201 | 0 | 4.4618 | 197.2276 | 211.4183 | 215.5178 | 221.8002 | 0 | 0 | 0.53401 | 0.9949 | 0.44993 | 0 | 0 | 0 | 0.5 | 0 | 0.79299 | 0 | 0 | 0.9258 | A | 0 | 0 | 0 | 0 | 0 | 0 | 0 | 0 | 0 | 0 | 0 |  | 0.24809 | 0 | 0.76196 | 0.75464 | 0.62139 | 0 | 0 | 0 | 0 | 0 | 0 | 1 | 0 | 0.44993 | 0.9949 | 0.53401 | 0.9258 | 0.44379 | 221.8002 | 430828.4081 | A | 102 | 25 | 24 | 1 | R | 146 | 0.62861 | 212.5466 | 189765.8872 | 189.7659 | 1 | S | 147 | 0.59325 | 210.7624 | 234229.1723 | 234.2292 | '147' | angola | 20294 |  | units1 | Wind Power Density | Annual Average DNI | Annual Average GHI | Wind Speed | Annual Average DNI | Annual Average GHI | Wind resource conversion |  | RE Technologies for Colocation
|  |  | 2 | 104 | 92.65 | 381410.4165 | 163.5 | 381528.7686 | 0 | 54.5 | 146999.9984 | 54499999.15 | 104 | 9 | 140181.6417 | 0 | 13955.5713 | 0 | 0 | 167710.8423 | 186357.5687 | 45954.0983 | 294.4708 | 1.3267 | 1.0367 | 2.7661 | 13.3853 | 0.9633 | 0 | 0.2663 | 0.47009 | 5.6132 | 0 | 3.0405 | 200.1731 | 214.1174 | 215.4497 | 222.771 | 0 | 0 | 0.73466 | 0.98963 | 0.41131 | 0 | 0 | 0 | 0.48165 | 0 | 0.86044 | 0 | 0 | 0.86615 | B | 0 | 0 | 0 | 0 | 0 | 0 | 0 | 0 | 0 | 0 | 0 |  | 0.30857 | 0 | 0.84119 | 0.5554 | 0.58809 | 0 | 0 | 0 | 0 | 0 | 0 | 0.9633 | 0 | 0.41131 | 0.98963 | 0.73466 | 0.86615 | 0.43349 | 222.771 | 381528.7686 | B | 104 | 30 | 28 | 2 | T | 148 | 0.61449 | 212.6769 | 246475.8487 | 436.2417 | 2 | Q | 145 | 0.60205 | 211.5692 | 149227.0495 | 383.4562 | '145' | botswana | 7730 | 23 | units2 | W/m2 | W/m2 | W/m2 | m/s | kWh/m2/day | kWh/m2/day | W/m2 | m/s | wind | PV | CSP
|  |  | 3 | 108 | 41.65 | 168799.9914 | 73.5 | 169242.5467 | 2 | 24.5 | 72000.0002 | 24500000 | 108 | 5 | 106538.1583 | 0 | 11403.2042 | 0 | 0 | 517623.0374 | 381713.0812 | 8765.1314 | 289.0376 | 0.17943 | 1.8367 | 2.9796 | 11.5306 | 1 | 0 | 0.26217 | 0.46386 | 4.7845 | 0 | 2.5158 | 203.2615 | 216.9341 | 216.178 | 224.2344 | 0 | 0 | 0.96411 | 0.98163 | 0.34014 | 0 | 0 | 0 | 0.5 | 0 | 0.88597 | 0 | 0 | 0.88469 | C | 0 | 0 | 0 | 0 | 0 | 0 | 0 | 0 | 0 | 0 | 0 |  | 0.47184 | 0 | 0.87043 | 0.34748 | 0.53789 | 0 | 0 | 0 | 0 | 0 | 0 | 1 | 0 | 0.34014 | 0.98163 | 0.96411 | 0.88469 | 0.42369 | 224.2344 | 169242.5467 | C | 108 | 31 | 32 | 3 | Q | 145 | 0.60205 | 211.5692 | 149227.0495 | 585.4688 | 3 | R | 146 | 0.62861 | 212.5466 | 189765.8872 | 573.2221 | '146' | burundi | 622 |  | angola | 200 | 280 | 250 | 5.6 | 6.72 | 6 | 200 | 5.6 | PV | CSP | PV
|  |  | 4 | 11 | 110.925 | 447176.6696 | 195.75 | 448704.0767 | 1 | 65.25 | 194999.9992 | 65249999.5 | 11 | 14 | 35771.1202 | 0 | 15082.3272 | 0 | 0 | 740825.4086 | 614601.2153 | 24199.686 | 287.2443 | 0.46726 | 0.19923 | 2.977 | 8.5249 | 0.96935 | 0 | 0.26078 | 0.46177 | 2.9006 | 0 | 3.3572 | 204.3338 | 217.9074 | 215.4197 | 224.1652 | 0 | 0 | 0.90655 | 0.99801 | 0.341 | 0 | 0 | 0 | 0.48467 | 0 | 0.84918 | 0 | 0.64229 | 0.91475 | D | 0 | 0 | 0 | 0 | 0 | 0 | 0 | 0 | 0 | 0 | 0 |  | 0.84306 | 0 | 0.82354 | 0.27563 | 0.54026 | 0 | 0 | 0 | 0 | 0 | 0 | 0.96935 | 0 | 0.341 | 0.99801 | 0.90655 | 0.91475 | 0.42259 | 224.1652 | 448704.0767 | D | 11 | 32 | 31 | 4 | S | 147 | 0.59325 | 210.7624 | 234229.1723 | 819.698 | 4 | W | 18 | 0.56147 | 212.6145 | 146660.907 | 719.883 | '18' | drc | 21225 |  | botswana | 200 | 280 | 250 | 5.6 | 6.72 | 6 | 250 | 6 | CSP | wind | wind
|  |  | 5 | 115 | 25.925 | 102885.1359 | 45.75 | 103480.3492 | 5 | 15.25 | 51999.9998 | 15250000.2 | 115 | 5 | 191029.886 | 0 | 5499.4062 | 0 | 0 | 604932.5576 | 450769.4794 | 3884.7047 | 282.0297 | 1.093 | 0.42623 | 2.918 | 20.2131 | 1 | 0 | 0.25672 | 0.45565 | 7.1791 | 0 | 1.2394 | 207.496 | 220.7739 | 222.4393 | 229.1924 | 0 | 0 | 0.7814 | 0.99574 | 0.36066 | 0 | 0 | 0 | 0.5 | 0 | 0.94501 | 0 | 0 | 0.79787 | E | 0 | 0 | 0 | 0 | 0 | 0 | 0 | 0 | 0 | 0 | 0 |  | 0 | 0 | 0.94158 | 0.064034 | 0.36782 | 0 | 0 | 0 | 0 | 0 | 0 | 1 | 0 | 0.36066 | 0.99574 | 0.7814 | 0.79787 | 0.34391 | 229.1924 | 103480.3492 | E | 115 | 43 | 39 | 5 | U | 154 | 0.56954 | 213.6057 | 78311.7712 | 898.0097 | 5 | T | 148 | 0.61449 | 212.6769 | 246475.8487 | 966.3589 | '148' | djibouti | 764 |  | burundi | 200 | 260 | 230 | 5.6 | 6.24 | 5.52 | 300 | 6.4
|  |  | 6 | 119 | 50.15 | 202559.3354 | 88.5 | 203193.1615 | 0 | 29.5 | 98000.0006 | 29500000.3 | 119 | 8 | 155017.0973 | 0 | 26586.669 | 0 | 0 | 552712.1276 | 411090.4549 | 31989.3715 | 287.8811 | 0.18755 | 2.2627 | 2.9492 | 5.5932 | 1 | 0 | 0.26128 | 0.46252 | 6.1031 | 0 | 5.8858 | 203.9397 | 217.5508 | 225.1632 | 229.5397 | 0 | 0 | 0.96249 | 0.97737 | 0.35028 | 0 | 0 | 0 | 0.5 | 0 | 0.73413 | 0 | 0 | 0.94407 | F | 0 | 0 | 0 | 0 | 0 | 0 | 0 | 0 | 0 | 0 | 0 |  | 0.21202 | 0 | 0.68259 | 0.30195 | 0.35591 | 0 | 0 | 0 | 0 | 0 | 0 | 1 | 0 | 0.35028 | 0.97737 | 0.96249 | 0.94407 | 0.35407 | 229.5397 | 203193.1615 | F | 119 | 39 | 42 | 6 | AS | 88 | 0.56892 | 212.8968 | 215837.3303 | 1113.8471 | 6 | AS | 88 | 0.56892 | 212.8968 | 215837.3303 | 1182.1962 | '88' | egypt | 455525 |  | djibouti | 300 | 260 | 250 | 6.4 | 6.24 | 6 | 350 | 6.7
|  |  | 7 | 12 | 62.05 | 245744.272 | 109.5 | 247242.8651 | 0 | 36.5 | 121000.0012 | 36500001.05 | 12 | 11 | 61699.1245 | 0 | 51863.5768 | 0 | 0 | 781023.6301 | 627626.6665 | 40010.8234 | 281.3572 | 0.21493 | 0.36986 | 2.9452 | 1.7397 | 1 | 0 | 0.25619 | 0.45486 | 3.6521 | 0 | 11.6725 | 207.9105 | 221.1491 | 235.1189 | 236.4737 | 0 | 0 | 0.95701 | 0.9963 | 0.3516 | 0 | 0 | 0 | 0.5 | 0 | 0.48136 | 0 | 0.38301 | 0.9826 | G | 0 | 0 | 0 | 0 | 0 | 0 | 0 | 0 | 0 | 0 | 0 |  | 0.69499 | 0 | 0.36003 | 0.036341 | 0.11807 | 0 | 0 | 0 | 0 | 0 | 0 | 1 | 0 | 0.3516 | 0.9963 | 0.95701 | 0.9826 | 0.2616 | 236.4737 | 247242.8651 | G | 12 | 48 | 48 | 7 | AK | 59 | 0.56598 | 213.4149 | 76763.4313 | 1190.6105 | 7 | AK | 59 | 0.56598 | 213.4149 | 76763.4313 | 1258.9596 | '59' | ethiopia | 21363 | 91 | drc | 200 | 260 | 210 | 5.6 | 6.24 | 5.04 | 400 | 7
|  |  | 8 | 121 | 17.425 | 72541.664 | 30.75 | 72445.567 | 0 | 10.25 | 34000 | 10249999.65 | 121 | 1 | 167703.5851 | 0 | 28634.8598 | 0 | 0 | 147433.5621 | 140376.0958 | 91106.5389 | 298.4768 | 1.6142 | 0.65854 | 2.9268 | 2.9756 | 1 | 0 | 0.2693 | 0.47461 | 6.2808 | 0 | 6.1764 | 197.9833 | 212.1131 | 219.9375 | 224.5703 | 0 | 0 | 0.67716 | 0.99341 | 0.35772 | 0 | 0 | 0 | 0.5 | 0 | 0.71365 | 0 | 0 | 0.97024 | H | 0 | 0 | 0 | 0 | 0 | 0 | 0 | 0 | 0 | 0 | 0 |  | 0.17701 | 0 | 0.66639 | 0.70335 | 0.52637 | 0 | 0 | 0 | 0 | 0 | 0 | 1 | 0 | 0.35772 | 0.99341 | 0.67716 | 0.97024 | 0.41048 | 224.5703 | 72445.567 | H | 121 | 36 | 35 | 8 | AA | 25 | 0.56462 | 214.6854 | 395896.3806 | 1586.5069 | 8 | U | 154 | 0.56954 | 213.6057 | 78311.7712 | 1337.2714 | '154' | kenya | 20646 | 123 | egypt | 200 | 270 | 230 | 5.6 | 6.48 | 5.52 | 450 | 7.3
|  |  | 9 | 123 | 17.425 | 73777.4716 | 30.75 | 73500.4688 | 0 | 10.25 | 25000.0002 | 10250000.2 | 123 | 2 | 166463.5345 | 0 | 12558.1836 | 0 | 0 | 255762.396 | 164196.0819 | 21750.4915 | 304.7119 | 0.60566 | 3.3415 | 2.9268 | 15.6829 | 1 | 0 | 0.27389 | 0.48152 | 6.1587 | 0 | 2.6705 | 194.7346 | 209.1267 | 210.2574 | 217.956 | 0 | 0 | 0.87887 | 0.96659 | 0.35772 | 0 | 0 | 0 | 0.5 | 0 | 0.87442 | 0 | 0 | 0.84317 | I | 0 | 0 | 0 | 0 | 0 | 0 | 0 | 0 | 0 | 0 | 0 |  | 0.20106 | 0 | 0.86181 | 0.9238 | 0.75325 | 0 | 0 | 0 | 0 | 0 | 0 | 1 | 0 | 0.35772 | 0.96659 | 0.87887 | 0.84317 | 0.50362 | 217.956 | 73500.4688 | I | 123 | 17 | 17 | 9 | W | 18 | 0.56147 | 212.6145 | 146660.907 | 1733.1678 | 9 | Z | 24 | 0.55109 | 213.9295 | 451329.1131 | 1788.6005 | '24' | lesotho | 1309 |  | ethiopia | 200 | 280 | 250 | 5.6 | 6.72 | 6 | 500 | 7.5
|  |  | 10 | 127 | 57.375 | 231921.5278 | 101.25 | 232620.3308 | 0 | 33.75 | 98000.0006 | 33750000.2 | 127 | 7 | 162426.8038 | 0 | 9727.8827 | 0 | 0 | 552879.464 | 404110.101 | 35933.6139 | 288.1444 | 0.45752 | 2.5037 | 2.8741 | 13 | 0.94074 | 0 | 0.26148 | 0.46283 | 6.2989 | 0 | 2.1534 | 203.7846 | 217.4099 | 218.746 | 225.8621 | 0 | 0 | 0.9085 | 0.97496 | 0.37531 | 0 | 0 | 0 | 0.47037 | 0 | 0.90272 | 0 | 0 | 0.87 | J | 0 | 0 | 0 | 0 | 0 | 0 | 0 | 0 | 0 | 0 | 0 |  | 0.17345 | 0 | 0.89063 | 0.31236 | 0.48206 | 0 | 0 | 0 | 0 | 0 | 0 | 0.94074 | 0 | 0.37531 | 0.97496 | 0.9085 | 0.87 | 0.3963 | 225.8621 | 232620.3308 | J | 127 | 37 | 36 | 10 | V | 155 | 0.55354 | 214.5503 | 131508.5147 | 1864.6763 | 10 | V | 155 | 0.55354 | 214.5503 | 131508.5147 | 1920.109 | '155' | libya | 170000 |  | kenya | 250 | 270 | 250 | 6 | 6.48 | 6 | 550 | 7.8
|  |  | 11 | 128 | 69.275 | 280479.6302 | 122.25 | 281256.6384 | 0 | 40.75 | 83999.9998 | 40750000.65 | 128 | 4 | 148470.703 | 0 | 4793.502 | 0 | 0 | 130859.3419 | 131733.8619 | 96953.387 | 288.6971 | 1.1403 | 1.2883 | 2.8037 | 16.865 | 1 | 0 | 0.26191 | 0.46347 | 5.9149 | 0 | 1.0587 | 203.4594 | 217.1142 | 215.7999 | 224.0879 | 0 | 0 | 0.77194 | 0.98712 | 0.39877 | 0 | 0 | 0 | 0.5 | 0 | 0.95206 | 0 | 0 | 0.83135 | K | 0 | 0 | 0 | 0 | 0 | 0 | 0 | 0 | 0 | 0 | 0 |  | 0.2491 | 0 | 0.95165 | 0.33418 | 0.54292 | 0 | 0 | 0 | 0 | 0 | 0 | 1 | 0 | 0.39877 | 0.98712 | 0.77194 | 0.83135 | 0.41663 | 224.0879 | 281256.6384 | K | 128 | 35 | 30 | 11 | Z | 24 | 0.55109 | 213.9295 | 451329.1131 | 2316.0054 | 11 | AA | 25 | 0.56462 | 214.6854 | 395896.3806 | 2316.0054 | '25' | malawi | 3667 | 22 | lesotho | 200 | 280 | 250 | 5.6 | 6.72 | 6 | 600 | 8
|  |  | 12 | 131 | 48.45 | 195629.9557 | 85.5 | 196251.513 | 0 | 28.5 | 86000.0002 | 28500000.05 | 131 | 6 | 188103.5359 | 0 | 14345.9029 | 0 | 0 | 570172.693 | 401062.6207 | 20033.9576 | 287.7746 | 0.2307 | 0.42105 | 2.7368 | 8.8246 | 1 | 0 | 0.2612 | 0.4624 | 6.9963 | 0 | 3.1738 | 204.0065 | 217.6112 | 222.0102 | 227.7813 | 0 | 0 | 0.95386 | 0.99579 | 0.42105 | 0 | 0 | 0 | 0.5 | 0 | 0.85654 | 0 | 0 | 0.91175 | L | 0 | 0 | 0 | 0 | 0 | 0 | 0 | 0 | 0 | 0 | 0 |  | 0.036026 | 0 | 0.83376 | 0.29749 | 0.41623 | 0 | 0 | 0 | 0 | 0 | 0 | 1 | 0 | 0.42105 | 0.99579 | 0.95386 | 0.91175 | 0.38061 | 227.7813 | 196251.513 | L | 131 | 38 | 38 | 12 | AQ | 85 | 0.544 | 215.2862 | 177442.0932 | 2493.4475 | 12 | AQ | 85 | 0.544 | 215.2862 | 177442.0932 | 2493.4475 | '85' | mozambique | 8840 | 60 | libya | 300 | 280 | 250 | 6.4 | 6.72 | 6
|  |  | 13 | 132 | 17.85 | 73188.0102 | 31.5 | 73253.9566 | 0 | 10.5 | 27000.0004 | 10499999.9 | 132 | 2 | 128823.555 | 0 | 10436.1144 | 0 | 0 | 162878.973 | 103395.157 | 75341.6429 | 293.0534 | 1.6099 | 0.85714 | 2.7619 | 10.7143 | 1 | 0 | 0.26523 | 0.46848 | 5.3297 | 0 | 2.2805 | 200.9597 | 214.8364 | 214.4015 | 222.4465 | 0 | 0 | 0.67802 | 0.99143 | 0.4127 | 0 | 0 | 0 | 0.5 | 0 | 0.89564 | 0 | 0 | 0.89286 | M | 0 | 0 | 0 | 0 | 0 | 0 | 0 | 0 | 0 | 0 | 0 |  | 0.36443 | 0 | 0.88355 | 0.50232 | 0.59922 | 0 | 0 | 0 | 0 | 0 | 0 | 1 | 0 | 0.4127 | 0.99143 | 0.67802 | 0.89286 | 0.43844 | 222.4465 | 73253.9566 | M | 132 | 27 | 26 | 13 | AF | 44 | 0.5387 | 215.2881 | 88319.0427 | 2581.7665 | 13 | AF | 44 | 0.5387 | 215.2881 | 88319.0427 | 2581.7665 | '44' | namibia | 5420 | 30 | malawi | 200 | 260 | 240 | 5.6 | 6.24 | 5.76
|  |  | 14 | 135.1.1 | 77.35 | 312112.8534 | 136.5 | 313135.7087 | 0 | 45.5 | 138000.0008 | 45500000.65 | 135.1.1 | 10 | 89123.8471 | 0 | 1046.9837 | 0 | 0 | 144062.3073 | 81206.9021 | 52427.9967 | 287.5481 | 1.0693 | 1.0604 | 2.7857 | 16.9505 | 0.95604 | 0 | 0.26102 | 0.46213 | 4.3331 | 0 | 0.23256 | 204.14 | 217.7325 | 212.2235 | 222.2981 | 0 | 0 | 0.78614 | 0.9894 | 0.40476 | 0 | 0 | 0 | 0.47802 | 0.18793 | 0.98953 | 0 | 0.10876 | 0.83049 | N | 0 | 0 | 0 | 0 | 0 | 0 | 0 | 0 | 0 | 0 | 0 |  | 0.5608 | 0 | 0.9977 | 0.28854 | 0.60431 | 0 | 0 | 0.18793 | 0 | 0 | 0 | 0.95604 | 0 | 0.40476 | 0.9894 | 0.78614 | 0.83049 | 0.46825 | 222.2981 | 313135.7087 | N | 135.1.1 | 23 | 25 | 14 | AE | 40 | 0.53667 | 215.68 | 435381.2176 | 3017.1478 | 14 | AE | 40 | 0.53667 | 215.68 | 435381.2176 | 3017.1478 | '40' | rwanda | 788 |  | mozambique | 200 | 260 | 230 | 5.6 | 6.24 | 5.52
|  |  | 15 | 135.1.2 | 130.05 | 527311.0822 | 229.5 | 528657.5532 | 0 | 76.5 | 184000.0006 | 76499999.3 | 135.1.2 | 7 | 109772.2051 | 0 | 6187.5374 | 0 | 0 | 143391.8202 | 95317.8731 | 66389.9312 | 289.1945 | 1.0844 | 0.81046 | 2.8431 | 15.6078 | 1 | 0 | 0.26229 | 0.46404 | 4.8691 | 0 | 1.3631 | 203.1705 | 216.8512 | 214.1958 | 223.0834 | 0 | 0 | 0.78311 | 0.9919 | 0.38562 | 0 | 0 | 0 | 0.5 | 0.058261 | 0.93812 | 0 | 0.0057951 | 0.84392 | O | 0 | 0 | 0 | 0 | 0 | 0 | 0 | 0 | 0 | 0 | 0 |  | 0.45519 | 0 | 0.93469 | 0.3536 | 0.57737 | 0 | 0 | 0.058261 | 0 | 0 | 0 | 1 | 0 | 0.38562 | 0.9919 | 0.78311 | 0.84392 | 0.43992 | 223.0834 | 528657.5532 | O | 135.1.2 | 26 | 29 | 15 | AO | 73 | 0.52027 | 216.5399 | 72554.5796 | 3089.7023 | 15 | AO | 73 | 0.52027 | 216.5399 | 72554.5796 | 3089.7023 | '73' | southAfrica | 453069 | 182 | namibia | 200 | 280 | 250 | 5.6 | 6.72 | 6
|  |  | 16 | 138 | 19.55 | 78196.6257 | 34.5 | 78556.0161 | 0 | 11.5 | 31999.9998 | 11500000.05 | 138 | 2 | 65839.1237 | 0 | 13700.5773 | 0 | 0 | 146835.4482 | 65074.6514 | 36762.5216 | 284.6083 | 1.6547 | 1.2174 | 2.8913 | 10.6957 | 1 | 0 | 0.25874 | 0.4587 | 3.7336 | 0 | 3.0591 | 205.9026 | 219.3321 | 217.9451 | 226.1247 | 0 | 0 | 0.66907 | 0.98783 | 0.36957 | 0 | 0 | 0 | 0.5 | 0.34925 | 0.86299 | 0 | 0.34161 | 0.89304 | P | 0 | 0 | 0 | 0 | 0 | 0 | 0 | 0 | 0 | 0 | 0 |  | 0.67893 | 0 | 0.84015 | 0.17047 | 0.47305 | 0 | 0 | 0.34925 | 0 | 0 | 0 | 1 | 0 | 0.36957 | 0.98783 | 0.66907 | 0.89304 | 0.43758 | 226.1247 | 78556.0161 | P | 138 | 28 | 37 | 16 | AJ | 57 | 0.50639 | 217.1282 | 433291.3535 | 3522.9937 | 16 | AJ | 57 | 0.50639 | 217.1282 | 433291.3535 | 3522.9937 | '57' | sudan | 58754 |  | rwanda | 200 | 260 | 230 | 5.6 | 6.24 | 5.52
|  |  | 17 | 145 | 35.275 | 149862.1389 | 62.25 | 149227.0495 | 0 | 20.75 | 56000 | 20750000.05 | 145 | 4 | 35818.5344 | 0 | 1255.5837 | 0 | 0 | 262966.906 | 81421.4853 | 81652.5014 | 305.9928 | 1.1503 | 18.0843 | 2.759 | 29.7711 | 1 | 0 | 0.27482 | 0.48292 | 2.7724 | 0 | 0.26602 | 194.0882 | 208.5308 | 199.4274 | 211.5692 | 0 | 0 | 0.76993 | 0.81916 | 0.41365 | 0 | 0 | 0 | 0.5 | 0.18579 | 0.98744 | 0 | 0.64181 | 0.70229 | Q | 0 | 0 | 0 | 0 | 0 | 0 | 0 | 0 | 0 | 0 | 0 |  | 0.86832 | 0 | 0.99584 | 0.96779 | 0.97233 | 0 | 0 | 0.18579 | 0 | 0 | 0 | 1 | 0 | 0.41365 | 0.81916 | 0.76993 | 0.70229 | 0.60205 | 211.5692 | 149227.0495 | Q | 145 | 3 | 2 | 17 | I | 123 | 0.50362 | 217.956 | 73500.4688 | 3596.4942 | 17 | I | 123 | 0.50362 | 217.956 | 73500.4688 | 3596.4942 | '123' | southSudan | 6132 |  | southAfrica | 300 | 280 | 250 | 6.4 | 6.72 | 6
|  |  | 18 | 146 | 45.05 | 190437.5035 | 79.5 | 189765.8872 | 0 | 26.5 | 70999.9986 | 26499998.65 | 146 | 4 | 20991.5413 | 0 | 3473.9676 | 0 | 0 | 230315.9788 | 44249.3204 | 50328.2325 | 304.1124 | 1.9963 | 26.6981 | 2.9151 | 30.6038 | 1 | 0 | 0.27345 | 0.48086 | 2.4003 | 0 | 0.73899 | 195.0391 | 209.4072 | 200.5594 | 212.5466 | 0 | 0 | 0.60075 | 0.73302 | 0.36164 | 0 | 0 | 0 | 0.5 | 0.55751 | 0.96526 | 0 | 0.79008 | 0.69396 | R | 0 | 0 | 0 | 0 | 0 | 0 | 0 | 0 | 0 | 0 | 0 |  | 0.94164 | 0 | 0.96947 | 0.90309 | 0.9388 | 0 | 0 | 0.55751 | 0 | 0 | 0 | 1 | 0 | 0.36164 | 0.73302 | 0.60075 | 0.69396 | 0.62861 | 212.5466 | 189765.8872 | R | 146 | 1 | 3 | 18 | AW | 95 | 0.49581 | 218.1301 | 96721.2549 | 3693.2154 | 18 | AW | 95 | 0.49581 | 218.1301 | 96721.2549 | 3693.2154 | '95' | swaziland | 1952 | 13 | southSudan | 200 | 250 | 260 | 5.6 | 6 | 6.24
|  |  | 19 | 147 | 55.25 | 235309.6457 | 97.5 | 234229.1723 | 0 | 32.5 | 104000.0002 | 32499999.95 | 147 | 6 | 21465.6937 | 0 | 1282.5161 | 0 | 0 | 282353.7961 | 96179.2544 | 62088.9203 | 306.9403 | 1.2554 | 12.1308 | 2.8 | 29.0462 | 1 | 0 | 0.27551 | 0.48395 | 2.3972 | 0 | 0.27082 | 193.6153 | 208.0944 | 198.3018 | 210.7624 | 0 | 0 | 0.74891 | 0.87869 | 0.4 | 0 | 0 | 0 | 0.5 | 0.042631 | 0.98717 | 0 | 0.78534 | 0.70954 | S | 0 | 0 | 0 | 0 | 0 | 0 | 0 | 0 | 0 | 0 | 0 |  | 0.94225 | 0 | 0.99557 | 1 | 1 | 0 | 0 | 0.042631 | 0 | 0 | 0 | 1 | 0 | 0.4 | 0.87869 | 0.74891 | 0.70954 | 0.59325 | 210.7624 | 234229.1723 | S | 147 | 4 | 1 | 19 | AP | 74 | 0.48775 | 218.6643 | 77560.9954 | 3770.7764 | 19 | AM | 66 | 0.48311 | 218.4527 | 256619.7301 | 3949.8351 | '66' | tanzania | 10923 |  | sudan | 250 | 280 | 250 | 6 | 6.72 | 6
|  |  | 20 | 148 | 58.65 | 247251.1191 | 103.5 | 246475.8487 | 0 | 34.5 | 108999.9998 | 34499999.85 | 148 | 6 | 12252.4146 | 0 | 2853.449 | 0 | 0 | 254940.2409 | 65034.9521 | 71845.2006 | 303.0907 | 1.0888 | 15.8478 | 2.7029 | 29 | 1 | 0 | 0.27271 | 0.47974 | 2.1793 | 0 | 0.60893 | 195.5619 | 209.8886 | 200.4669 | 212.6769 | 0 | 0 | 0.78225 | 0.84152 | 0.43237 | 0 | 0 | 0 | 0.5 | 0.34965 | 0.97147 | 0 | 0.87748 | 0.71 | T | 0 | 0 | 0 | 0 | 0 | 0 | 0 | 0 | 0 | 0 | 0 |  | 0.98519 | 0 | 0.97672 | 0.86755 | 0.93433 | 0 | 0 | 0.34965 | 0 | 0 | 0 | 1 | 0 | 0.43237 | 0.84152 | 0.78225 | 0.71 | 0.61449 | 212.6769 | 246475.8487 | T | 148 | 2 | 5 | 20 | AM | 66 | 0.48311 | 218.4527 | 256619.7301 | 4027.3961 | 20 | AP | 74 | 0.48775 | 218.6643 | 77560.9954 | 4027.3961 | '74' | uganda | 9313 | 9 | swaziland | 250 | 260 | 210 | 6 |  | 5.04
|  |  | 21 | 154 | 18.7 | 78511.8451 | 33 | 78311.7712 | 0 | 11 | 19999.9998 | 10999999.7 | 154 | 1 | 14757.2221 | 0 | 3468.5209 | 0 | 0 | 299310.6626 | 103291.5216 | 53509.345 | 301.5738 | 1.4908 | 2.3182 | 2.1136 | 13.6364 | 1 | 0 | 0.27159 | 0.47806 | 2.2521 | 0 | 0.74274 | 196.347 | 210.6108 | 201.6186 | 213.6057 | 0 | 0 | 0.70184 | 0.97682 | 0.62879 | 0 | 0 | 0 | 0.5 | 0 | 0.96531 | 0 | 0.85243 | 0.86364 | U | 0 | 0 | 0 | 0 | 0 | 0 | 0 | 0 | 0 | 0 | 0 |  | 0.97084 | 0 | 0.96927 | 0.81424 | 0.90247 | 0 | 0 | 0 | 0 | 0 | 0 | 1 | 0 | 0.62879 | 0.97682 | 0.70184 | 0.86364 | 0.56954 | 213.6057 | 78311.7712 | U | 154 | 5 | 8 | 21 | AT | 89 | 0.47382 | 221.2669 | 107818.7956 | 4135.2149 | 21 | AL | 6 | 0.47306 | 219.8047 | 346253.1739 | 4373.6493 | '6' | zambia | 18003 |  | tanzania | 250 | 280 | 250 | 6 | 6.72 | 6
|  |  | 22 | 155 | 31.45 | 131811.1079 | 55.5 | 131508.5147 | 0 | 18.5 | 64000.0002 | 18499999.8 | 155 | 4 | 10729.0326 | 0 | 6893.653 | 0 | 0 | 313630.4987 | 118616.6163 | 37970.4534 | 300.9275 | 0.57827 | 8.7297 | 2.2973 | 25.4324 | 1 | 0 | 0.27112 | 0.47734 | 2.1505 | 0 | 1.4785 | 196.685 | 210.9214 | 203.0744 | 214.5503 | 0 | 0 | 0.88435 | 0.9127 | 0.56757 | 0 | 0 | 0 | 0.5 | 0 | 0.93106 | 0 | 0.89271 | 0.74568 | V | 0 | 0 | 0 | 0 | 0 | 0 | 0 | 0 | 0 | 0 | 0 |  | 0.99088 | 0 | 0.92825 | 0.79132 | 0.87007 | 0 | 0 | 0 | 0 | 0 | 0 | 1 | 0 | 0.56757 | 0.9127 | 0.88435 | 0.74568 | 0.55354 | 214.5503 | 131508.5147 | V | 155 | 10 | 10 | 22 | AL | 6 | 0.47306 | 219.8047 | 346253.1739 | 4481.4681 | 22 | AV | 92 | 0.46622 | 220.8766 | 226259.8767 | 4599.9092 | '92' | zimbabwe | 25153 | 44 | uganda | 200 | 260 | 250 | 5.6 | 6.24 | 6
|  |  | 23 | 18 | 34.85 | 147156.6006 | 61.5 | 146660.907 | 3 | 20.5 | 51000 | 20499999.95 | 18 | 3 | 14355.3851 | 0 | 3670.3214 | 0 | 0 | 313880.0622 | 290243.692 | 306.4386 | 303.698 | 1.8393 | 6.5488 | 2.6341 | 28.439 | 1 | 0 | 0.27315 | 0.4804 | 2.2307 | 0 | 0.78177 | 195.2506 | 209.602 | 200.5488 | 212.6145 | 0 | 0 | 0.63215 | 0.93451 | 0.45528 | 0 | 0 | 0 | 0.5 | 0 | 0.9633 | 0 | 0.85645 | 0.71561 | W | 0 | 0 | 0 | 0 | 0 | 0 | 0 | 0 | 0 | 0 | 0 |  | 0.97506 | 0 | 0.96709 | 0.88871 | 0.93647 | 0 | 0 | 0 | 0 | 0 | 0 | 1 | 0 | 0.45528 | 0.93451 | 0.63215 | 0.71561 | 0.56147 | 212.6145 | 146660.907 | W | 18 | 9 | 4 | 23 | N | 135.1.1 | 0.46825 | 222.2981 | 313135.7087 | 4794.6038 | 23 | AT | 89 | 0.47382 | 221.2669 | 107818.7956 | 4707.728 | '89' |  |  |  | zambia | 200 | 260 | 250 | 5.6 | 6.24 | 6
|  |  | 24 | 19 | 39.1 | 159231.8897 | 69 | 159535.1304 | 0 | 23 | 71000.0002 | 23000000 | 19 | 4 | 81405.0606 | 0 | 60154.4083 | 0 | 0 | 631680.8826 | 517140.8593 | 49126.8941 | 290.6933 | 0.13617 | 0.043478 | 3 | 3.3478 | 1 | 0 | 0.26344 | 0.46577 | 4.0931 | 0 | 13.2211 | 202.3014 | 216.0601 | 232.9142 | 233.3743 | 0 | 0 | 0.97277 | 0.99957 | 0.33333 | 0 | 0 | 0 | 0.5 | 0 | 0.39846 | 0 | 0.18595 | 0.96652 | X | 0 | 0 | 0 | 0 | 0 | 0 | 0 | 0 | 0 | 0 | 0 |  | 0.60809 | 0 | 0.27371 | 0.41199 | 0.22438 | 0 | 0 | 0 | 0 | 0 | 0 | 1 | 0 | 0.33333 | 0.99957 | 0.97277 | 0.96652 | 0.30336 | 233.3743 | 159535.1304 | X | 19 | 47 | 47 | 24 | AV | 92 | 0.46622 | 220.8766 | 226259.8767 | 5020.8637 | 24 | A | 102 | 0.44379 | 221.8002 | 430828.4081 | 5138.5564 | '102' |  |  |  | zimbabwe | 200 | 280 | 250 | 5.6 | 6.72 | 6
|  |  | 25 | 2 | 139.4 | 555954.755 | 246 | 558754.6852 | 12 | 82 | 226000.0006 | 82000000.8 | 2 | 12 | 7521.9426 | 0 | 2832.5158 | 0 | 0 | 793289.2928 | 667342.7338 | 2036.6438 | 283.649 | 0.69233 | 4.8598 | 2.8079 | 24.5183 | 1 | 0 | 0.25799 | 0.45757 | 2.1563 | 0 | 0.63414 | 206.4954 | 219.8685 | 211.4448 | 222.659 | 0 | 0 | 0.86153 | 0.9514 | 0.39736 | 0 | 0 | 0 | 0.5 | 0 | 0.97167 | 0 | 0.92478 | 0.75482 | Y | 0 | 0 | 0 | 0 | 0 | 0 | 0 | 0 | 0 | 0 | 0 |  | 0.98972 | 0 | 0.97532 | 0.13087 | 0.59193 | 0 | 0 | 0 | 0 | 0 | 0 | 1 | 0 | 0.39736 | 0.9514 | 0.86153 | 0.75482 | 0.43503 | 222.659 | 558754.6852 | Y | 2 | 29 | 27 | 25 | A | 102 | 0.44379 | 221.8002 | 430828.4081 | 5451.6921 | 25 | N | 135.1.1 | 0.46825 | 222.2981 | 313135.7087 | 5451.6921 | '135.1.1'
|  |  | 26 | 24 | 107.95 | 452356.6004 | 190.5 | 451329.1131 | 7 | 63.5 | 176000.001 | 63499999.1 | 24 | 10 | 8937.5254 | 0 | 4071.2532 | 0 | 0 | 292826.2309 | 282912.7225 | 5243.9513 | 300.8658 | 1.6759 | 1.2126 | 2.689 | 19.8819 | 1 | 0 | 0.27107 | 0.47727 | 2.1042 | 0 | 0.87403 | 196.7176 | 210.9513 | 201.9616 | 213.9295 | 0 | 0 | 0.66482 | 0.98787 | 0.43701 | 0 | 0 | 0 | 0.5 | 0 | 0.95929 | 0 | 0.91062 | 0.80118 | Z | 0 | 0 | 0 | 0 | 0 | 0 | 0 | 0 | 0 | 0 | 0 |  | 1 | 0 | 0.96195 | 0.78911 | 0.89136 | 0 | 0 | 0 | 0 | 0 | 0 | 1 | 0 | 0.43701 | 0.98787 | 0.66482 | 0.80118 | 0.55109 | 213.9295 | 451329.1131 | Z | 24 | 11 | 9 | 26 | O | 135.1.2 | 0.43992 | 223.0834 | 528657.5532 | 5980.3497 | 26 | M | 132 | 0.43844 | 222.4465 | 73253.9566 | 5524.9461 | '132' |  |  |  | Notes: | wind is including Ag land
|  |  | 27 | 25 | 94.775 | 396738.5701 | 167.25 | 395896.3806 | 2 | 55.75 | 156000.0006 | 55750001.05 | 25 | 9 | 28632.4928 | 0 | 4338.4216 | 0 | 0 | 345937.5869 | 303165.7014 | 11714.7435 | 300.4884 | 0.18124 | 2.7578 | 2.2108 | 16.3722 | 1 | 0 | 0.27079 | 0.47685 | 2.6201 | 0 | 0.93071 | 196.9172 | 211.1345 | 203.1699 | 214.6854 | 0 | 0 | 0.96375 | 0.97242 | 0.59641 | 0 | 0 | 0 | 0.5 | 0 | 0.95662 | 0 | 0.71368 | 0.83628 | AA | 0 | 0 | 0 | 0 | 0 | 0 | 0 | 0 | 0 | 0 | 0 |  | 0.89833 | 0 | 0.95879 | 0.77558 | 0.86544 | 0 | 0 | 0 | 0 | 0 | 0 | 1 | 0 | 0.59641 | 0.97242 | 0.96375 | 0.83628 | 0.56462 | 214.6854 | 395896.3806 | AA | 25 | 8 | 11 | 27 | M | 132 | 0.43844 | 222.4465 | 73253.9566 | 6053.6036 | 27 | Y | 2 | 0.43503 | 222.659 | 558754.6852 | 6083.7007 | '2'
|  |  | 28 | 29 | 65.45 | 261832.3086 | 115.5 | 263029.1014 | 0 | 38.5 | 141000.0002 | 38500000.3 | 29 | 13 | 40729.1066 | 0 | 8680.9376 | 0 | 0 | 726806.13 | 595736.4043 | 27730.5939 | 284.6659 | 0.17626 | 0.36364 | 2.961 | 10.7143 | 0.94805 | 0 | 0.25878 | 0.45876 | 3.0528 | 0 | 1.9375 | 205.8715 | 219.3035 | 214.7187 | 224.2938 | 0 | 0 | 0.96475 | 0.99636 | 0.34632 | 0 | 0 | 0 | 0.47403 | 0 | 0.91319 | 0 | 0.59271 | 0.89286 | AB | 0 | 0 | 0 | 0 | 0 | 0 | 0 | 0 | 0 | 0 | 0 |  | 0.81307 | 0 | 0.90267 | 0.17257 | 0.53585 | 0 | 0 | 0 | 0 | 0 | 0 | 0.94805 | 0 | 0.34632 | 0.99636 | 0.96475 | 0.89286 | 0.42176 | 224.2938 | 263029.1014 | AB | 29 | 33 | 34 | 28 | P | 138 | 0.43758 | 226.1247 | 78556.0161 | 6132.1596 | 28 | B | 104 | 0.43349 | 222.771 | 381528.7686 | 6465.2295 | '104' |  |  |  | ACEC LCOE ranges |  |  |  |  | Weights for criteria and data labels - used for chart |  | Drop down list menus
|  |  | 29 | 32 | 18.7 | 75861.4403 | 33 | 76049.3514 | 0 | 11 | 31999.9996 | 10999999.95 | 32 | 2 | 115719.2963 | 0 | 82226.0181 | 0 | 0 | 558674.7714 | 450218.5313 | 100607.5767 | 289.369 | 0.38139 | 3.4318 | 2.9773 | 7.8636 | 1 | 0 | 0.26242 | 0.46425 | 5.0268 | 0 | 18.1316 | 203.0672 | 216.7574 | 244.0361 | 239.9157 | 0 | 0 | 0.92372 | 0.96568 | 0.34091 | 0 | 0 | 0 | 0.5 | 0 | 0.17774 | 0 | 0 | 0.92136 | AC | 0 | 0 | 0 | 0 | 0 | 0 | 0 | 0 | 0 | 0 | 0 |  | 0.42411 | 0 | 0 | 0.36052 | 0 | 0 | 0 | 0 | 0 | 0 | 0 | 1 | 0 | 0.34091 | 0.96568 | 0.92372 | 0.92136 | 0.20758 | 239.9157 | 76049.3514 | AC | 32 | 51 | 51 | 29 | Y | 2 | 0.43503 | 222.659 | 558754.6852 | 6690.9143 | 29 | O | 135.1.2 | 0.43992 | 223.0834 | 528657.5532 | 6993.8871 | '135.1.2' |  |  |  | Maximum | wind | CSP | PV |  | Data label |  | transmission line
|  |  | 30 | 34 | 17.425 | 69777.3688 | 30.75 | 70085.9291 | 2 | 10.25 | 30000.0002 | 10250000.15 | 34 | 2 | 30179.2033 | 0 | 10690.9882 | 0 | 0 | 688266.3396 | 563959.9839 | 4396.717 | 284.9897 | 0.38853 | 0.073171 | 3 | 17.1463 | 1 | 0 | 0.25904 | 0.45915 | 2.7632 | 0 | 2.3836 | 205.6685 | 219.1201 | 214.7912 | 224.2668 | 0 | 0 | 0.92229 | 0.99927 | 0.33333 | 0 | 0 | 0 | 0.5 | 0 | 0.89309 | 0 | 0.69821 | 0.82854 | AD | 0 | 0 | 0 | 0 | 0 | 0 | 0 | 0 | 0 | 0 | 0 |  | 0.87015 | 0 | 0.8778 | 0.18611 | 0.53678 | 0 | 0 | 0 | 0 | 0 | 0 | 1 | 0 | 0.33333 | 0.99927 | 0.92229 | 0.82854 | 0.41888 | 224.2668 | 70085.9291 | AD | 34 | 34 | 33 | 30 | B | 104 | 0.43349 | 222.771 | 381528.7686 | 7072.4431 | 30 | K | 128 | 0.41663 | 224.0879 | 281256.6384 | 7275.1437 | '128' |  |  |  | Total LCOE (using transmission line) | 157 | 283 | 174 |  | Total LCOE | 40% | substation
|  |  | 31 | 40 | 104.55 | 436079.1819 | 184.5 | 435381.2176 | 0 | 61.5 | 172000.0004 | 61500000.5 | 40 | 8 | 22878.1263 | 0 | 6631.2756 | 0 | 0 | 257828.6188 | 257148.4857 | 17780.3507 | 299.1678 | 1.5412 | 1.5488 | 2.3293 | 15.0407 | 1 | 0 | 0.26981 | 0.47538 | 2.4775 | 0 | 1.4275 | 197.6146 | 211.7749 | 204.4948 | 215.68 | 0 | 0 | 0.69176 | 0.98451 | 0.55691 | 0 | 0 | 0 | 0.5 | 0 | 0.93369 | 0 | 0.77122 | 0.84959 | AE | 0 | 0 | 0 | 0 | 0 | 0 | 0 | 0 | 0 | 0 | 0 |  | 0.92643 | 0 | 0.9311 | 0.72831 | 0.83132 | 0 | 0 | 0 | 0 | 0 | 0 | 1 | 0 | 0.55691 | 0.98451 | 0.69176 | 0.84959 | 0.53667 | 215.68 | 435381.2176 | AE | 40 | 14 | 14 | 31 | C | 108 | 0.42369 | 224.2344 | 169242.5467 | 7241.6856 | 31 | D | 11 | 0.42259 | 224.1652 | 448704.0767 | 7723.8478 | '11' |  |  |  | Total LCOE (using substation) | 145 | 244 | 171 |  | Generation LCOE | #N/A
|  |  | 32 | 44 | 21.25 | 88431.2247 | 37.5 | 88319.0427 | 0 | 12.5 | 34999.9998 | 12499999.8 | 44 | 2 | 38724.2844 | 0 | 961.6526 | 0 | 0 | 260404.1371 | 248307.8678 | 31773.72 | 298.3369 | 1.2854 | 2.08 | 2.58 | 17.96 | 1 | 0 | 0.2692 | 0.47445 | 2.8982 | 0 | 0.20776 | 198.0586 | 212.1821 | 203.5329 | 215.2881 | 0 | 0 | 0.74292 | 0.9792 | 0.47333 | 0 | 0 | 0 | 0.5 | 0 | 0.99038 | 0 | 0.61276 | 0.8204 | AF | 0 | 0 | 0 | 0 | 0 | 0 | 0 | 0 | 0 | 0 | 0 |  | 0.84353 | 0 | 0.99909 | 0.69826 | 0.84476 | 0 | 0 | 0 | 0 | 0 | 0 | 1 | 0 | 0.47333 | 0.9792 | 0.74292 | 0.8204 | 0.5387 | 215.2881 | 88319.0427 | AF | 44 | 13 | 13 | 32 | D | 11 | 0.42259 | 224.1652 | 448704.0767 | 7690.3897 | 32 | C | 108 | 0.42369 | 224.2344 | 169242.5467 | 7893.0903 | '108' |  |  |  | Generation LCOE | 127 | 235 | 155 |  | Transmission LCOE | #N/A | Scoring scale
|  |  | 33 | 49 | 48.875 | 197020.3254 | 86.25 | 197695.0102 | 0 | 28.75 | 70000.0004 | 28750000.15 | 49 | 3 | 107482.6736 | 0 | 41317.7246 | 0 | 0 | 616013.9462 | 493606.4088 | 34892.5805 | 287.2133 | 0.10795 | 0.97391 | 2.9826 | 2.9478 | 1 | 0 | 0.26076 | 0.46175 | 4.8319 | 0 | 9.16 | 204.3342 | 217.9093 | 229.1102 | 231.9012 | 0 | 0 | 0.97841 | 0.99026 | 0.33913 | 0 | 0 | 0 | 0.5 | 0 | 0.58682 | 0 | 0 | 0.97052 | AG | 0 | 0 | 0 | 0 | 0 | 0 | 0 | 0 | 0 | 0 | 0 |  | 0.46251 | 0 | 0.50008 | 0.27549 | 0.27491 | 0 | 0 | 0 | 0 | 0 | 0 | 1 | 0 | 0.33913 | 0.99026 | 0.97841 | 0.97052 | 0.32388 | 231.9012 | 197695.0102 | AG | 49 | 46 | 46 | 33 | AB | 29 | 0.42176 | 224.2938 | 263029.1014 | 7953.4188 | 33 | AD | 34 | 0.41888 | 224.2668 | 70085.9291 | 7963.1763 | '34' |  |  |  | Transmission LCOE (using transmission line) | 28 | 17 | 39 |  | Road LCOE | #N/A | country-specific
|  |  | 34 | 5 | 46.325 | 183109.1729 | 81.75 | 184280.3096 | 0 | 27.25 | 78999.9998 | 27249999.85 | 5 | 5 | 26937.327 | 0 | 23371.9502 | 0 | 0 | 807359.1719 | 660558.3152 | 18760.5698 | 280.7248 | 0.7199 | 0.11009 | 2.9541 | 1.2202 | 1 | 0 | 0.25569 | 0.45411 | 2.7048 | 0 | 5.2685 | 208.3081 | 221.5083 | 222.4686 | 229.4816 | 0 | 0 | 0.85602 | 0.9989 | 0.34862 | 0 | 0 | 0 | 0.5 | 0 | 0.76628 | 0 | 0.73063 | 0.9878 | AH | 0 | 0 | 0 | 0 | 0 | 0 | 0 | 0 | 0 | 0 | 0 |  | 0.88164 | 0 | 0.717 | 0.0098232 | 0.3579 | 0 | 0 | 0 | 0 | 0 | 0 | 1 | 0 | 0.34862 | 0.9989 | 0.85602 | 0.9878 | 0.35273 | 229.4816 | 184280.3096 | AH | 5 | 40 | 41 | 34 | AD | 34 | 0.41888 | 224.2668 | 70085.9291 | 8023.5047 | 34 | AB | 29 | 0.42176 | 224.2938 | 263029.1014 | 8226.2054 | '29' |  |  |  | Transmission LCOE (using substation) | 16 | 12 | 26 |  | Capacity value ratio using | #N/A | ACEC-specific
|  |  | 35 | 54 | 25.5 | 102937.04 | 45 | 103267.9956 | 0 | 15 | 49000 | 15000000.25 | 54 | 4 | 136437.631 | 0 | 61326.4322 | 0 | 0 | 594505.3509 | 472818.8996 | 49840.596 | 287.6863 | 0.11666 | 0.13333 | 2.9667 | 1.2667 | 1 | 0 | 0.26113 | 0.4623 | 5.6061 | 0 | 13.5794 | 204.0548 | 217.6554 | 238.0201 | 236.8408 | 0 | 0 | 0.97667 | 0.99867 | 0.34444 | 0 | 0 | 0 | 0.5 | 0 | 0.38674 | 0 | 0 | 0.98733 | AI | 0 | 0 | 0 | 0 | 0 | 0 | 0 | 0 | 0 | 0 | 0 |  | 0.30997 | 0 | 0.25374 | 0.29423 | 0.10547 | 0 | 0 | 0 | 0 | 0 | 0 | 1 | 0 | 0.34444 | 0.99867 | 0.97667 | 0.98733 | 0.25754 | 236.8408 | 103267.9956 | AI | 54 | 50 | 50 | 35 | K | 128 | 0.41663 | 224.0879 | 281256.6384 | 8304.7614 | 35 | H | 121 | 0.41048 | 224.5703 | 72445.567 | 8298.6509 | '121' |  |  |  | Road LCOE | 37 | 28 | 24 |  | Distance to Load Centers | 15%
|  |  | 36 | 57 | 104.125 | 433931.6004 | 183.75 | 433291.3535 | 4 | 61.25 | 181999.9992 | 61249998.85 | 57 | 10 | 42538.6007 | 0 | 10248.8601 | 0 | 0 | 237093.4843 | 247579.0028 | 9248.6127 | 298.8564 | 1.8753 | 2.1306 | 2.4245 | 22.1592 | 0.96735 | 0 | 0.26958 | 0.47503 | 2.9955 | 0 | 2.2026 | 197.784 | 211.93 | 206.9421 | 217.1282 | 0 | 0 | 0.62495 | 0.97869 | 0.52517 | 0 | 0 | 0 | 0.48367 | 0 | 0.89751 | 0 | 0.57461 | 0.77841 | AJ | 0 | 0 | 0 | 0 | 0 | 0 | 0 | 0 | 0 | 0 | 0 |  | 0.82437 | 0 | 0.88789 | 0.71686 | 0.78165 | 0 | 0 | 0 | 0 | 0 | 0 | 0.96735 | 0 | 0.52517 | 0.97869 | 0.62495 | 0.77841 | 0.50639 | 217.1282 | 433291.3535 | AJ | 57 | 16 | 16 | 36 | H | 121 | 0.41048 | 224.5703 | 72445.567 | 8377.2069 | 36 | J | 127 | 0.3963 | 225.8621 | 232620.3308 | 8531.2713 | '127' |  |  |  | Minimum |  |  |  |  | Distance to Wind Plant | 10% | Scoring weights for LCOE
|  |  | 37 | 59 | 18.275 | 76998.6539 | 32.25 | 76763.4313 | 0 | 10.75 | 36999.9996 | 10749999.7 | 59 | 3 | 60263.7333 | 0 | 0 | 0 | 0 | 284663.7031 | 243095.9109 | 36723.4438 | 302.8813 | 0.47324 | 2.093 | 2.814 | 23.2326 | 1 | 0 | 0.27255 | 0.4795 | 3.4269 | 0 | 0 | 195.67 | 209.988 | 201.6989 | 213.4149 | 0 | 0 | 0.90535 | 0.97907 | 0.39535 | 0 | 0 | 0 | 0.5 | 0 | 1 | 0 | 0.39736 | 0.76767 | AK | 0 | 0 | 0 | 0 | 0 | 0 | 0 | 0 | 0 | 0 | 0 |  | 0.73936 | 0 | 1.0107 | 0.86022 | 0.90902 | 0 | 0 | 0 | 0 | 0 | 0 | 1 | 0 | 0.39535 | 0.97907 | 0.90535 | 0.76767 | 0.56598 | 213.4149 | 76763.4313 | AK | 59 | 7 | 7 | 37 | J | 127 | 0.3963 | 225.8621 | 232620.3308 | 8609.8273 | 37 | P | 138 | 0.43758 | 226.1247 | 78556.0161 | 8609.8273 | '138' |  |  |  | Total LCOE (using transmission line) | 40 | 171 | 117 |  | Distance to Geothermal Plant | 5% | LCOE total
|  |  | 38 | 6 | 85 | 345497.5207 | 150 | 346253.1739 | 7 | 50 | 158999.999 | 49999999.25 | 6 | 9 | 7844.6446 | 0 | 5743.4981 | 0 | 0 | 747888.4901 | 632697.0837 | 4449.9123 | 290.0407 | 0.76564 | 4.345 | 2.935 | 21.59 | 1 | 0 | 0.26294 | 0.46502 | 2.1306 | 0 | 1.2671 | 202.6828 | 216.407 | 208.6928 | 219.8047 | 0 | 0 | 0.84687 | 0.95655 | 0.355 | 0 | 0 | 0 | 0.5 | 0 | 0.94257 | 0 | 0.92155 | 0.7841 | AL | 0 | 0 | 0 | 0 | 0 | 0 | 0 | 0 | 0 | 0 | 0 |  | 0.99479 | 0 | 0.94004 | 0.38639 | 0.68984 | 0 | 0 | 0 | 0 | 0 | 0 | 1 | 0 | 0.355 | 0.95655 | 0.84687 | 0.7841 | 0.47306 | 219.8047 | 346253.1739 | AL | 6 | 22 | 21 | 38 | L | 131 | 0.38061 | 227.7813 | 196251.513 | 8806.0788 | 38 | L | 131 | 0.38061 | 227.7813 | 196251.513 | 8806.0788 | '131' |  |  |  | Total LCOE (using substation) | 40 | 172 | 118 |  | Distance to Any RE Plant | #N/A | LCOE separate components
|  |  | 39 | 66 | 62.05 | 256729.1857 | 109.5 | 256619.7301 | 3 | 36.5 | 97999.9994 | 36500000.15 | 66 | 5 | 86050.5124 | 0 | 4975.0242 | 0 | 0 | 202358.8853 | 221372.1337 | 9614.0942 | 296.2589 | 1.8269 | 2 | 2.637 | 29.6438 | 1 | 0 | 0.26764 | 0.47211 | 4.1608 | 0 | 1.076 | 199.1874 | 213.2159 | 208.4241 | 218.4527 | 0 | 0 | 0.63463 | 0.98 | 0.45434 | 0 | 0 | 0 | 0.5 | 0 | 0.95025 | 0 | 0.13949 | 0.70356 | AM | 0 | 0 | 0 | 0 | 0 | 0 | 0 | 0 | 0 | 0 | 0 |  | 0.59475 | 0 | 0.95069 | 0.62194 | 0.73621 | 0 | 0 | 0 | 0 | 0 | 0 | 1 | 0 | 0.45434 | 0.98 | 0.63463 | 0.70356 | 0.48311 | 218.4527 | 256619.7301 | AM | 66 | 20 | 19 | 39 | F | 119 | 0.35407 | 229.5397 | 203193.1615 | 9009.2719 | 39 | E | 115 | 0.34391 | 229.1924 | 103480.3492 | 8909.5591 | '115' |  |  |  | Generation LCOE | 36 | 167 | 112 |  | Colocation Potential with PV | 5%
|  |  | 40 | 7 | 37.825 | 150299.8833 | 66.75 | 151140.6739 | 0 | 22.25 | 57000.0002 | 22250000.65 | 7 | 2 | 32763.7613 | 0 | 26956.1979 | 0 | 0 | 778974.2001 | 643159.7992 | 19804.2393 | 282.4366 | 0.8161 | 0.20225 | 2.9663 | 1.4045 | 1 | 0 | 0.25704 | 0.45614 | 2.852 | 0 | 6.0514 | 207.2364 | 220.5397 | 223.0368 | 229.4432 | 0 | 0 | 0.83678 | 0.99798 | 0.34457 | 0 | 0 | 0 | 0.5 | 0 | 0.73044 | 0 | 0.67236 | 0.98596 | AN | 0 | 0 | 0 | 0 | 0 | 0 | 0 | 0 | 0 | 0 | 0 |  | 0.85263 | 0 | 0.67336 | 0.08132 | 0.35922 | 0 | 0 | 0 | 0 | 0 | 0 | 1 | 0 | 0.34457 | 0.99798 | 0.83678 | 0.98596 | 0.35195 | 229.4432 | 151140.6739 | AN | 7 | 41 | 40 | 40 | AH | 5 | 0.35273 | 229.4816 | 184280.3096 | 9193.5523 | 40 | AN | 7 | 0.35195 | 229.4432 | 151140.6739 | 9060.6998 | '7' |  |  |  | Transmission LCOE (using transmission line) | 1 | 1 | 3 |  | Colocation Potential with CSP | 5% | Reference on supply curve
|  |  | 41 | 73 | 17.425 | 72669.3707 | 30.75 | 72554.5796 | 0 | 10.25 | 32000.0002 | 10250000.35 | 73 | 2 | 85150.6421 | 0 | 2928.1663 | 0 | 0 | 247074.6371 | 215595.2224 | 61919.1968 | 299.1152 | 0.7985 | 3.2683 | 2.9756 | 15.8293 | 1 | 0 | 0.26978 | 0.47532 | 4.1089 | 0 | 0.63044 | 197.6426 | 211.8005 | 205.9929 | 216.5399 | 0 | 0 | 0.8403 | 0.96732 | 0.34146 | 0 | 0 | 0 | 0.5 | 0 | 0.97072 | 0 | 0.14849 | 0.84171 | AO | 0 | 0 | 0 | 0 | 0 | 0 | 0 | 0 | 0 | 0 | 0 |  | 0.60496 | 0 | 0.97552 | 0.72642 | 0.80182 | 0 | 0 | 0 | 0 | 0 | 0 | 1 | 0 | 0.34146 | 0.96732 | 0.8403 | 0.84171 | 0.52027 | 216.5399 | 72554.5796 | AO | 73 | 15 | 15 | 41 | AN | 7 | 0.35195 | 229.4432 | 151140.6739 | 9344.6929 | 41 | AH | 5 | 0.35273 | 229.4816 | 184280.3096 | 9244.9801 | '5' |  |  |  | Transmission LCOE (using substation) | 1 | 1 | 3 |  | Land Use Land Cover | 5% | demand in 2030
|  |  | 42 | 74 | 18.7 | 77632.3175 | 33 | 77560.9954 | 0 | 11 | 32000 | 11000000.2 | 74 | 2 | 104802.1119 | 0 | 6529.9076 | 0 | 0 | 190040.138 | 211107.8065 | 20204.8971 | 297.4681 | 1.3193 | 1.7273 | 2.8409 | 18.1818 | 1 | 0 | 0.26855 | 0.47348 | 4.6419 | 0 | 1.4114 | 198.5266 | 212.6111 | 209.1989 | 218.6643 | 0 | 0 | 0.73614 | 0.98273 | 0.38636 | 0 | 0 | 0 | 0.5 | 0 | 0.9347 | 0 | 0 | 0.81818 | AP | 0 | 0 | 0 | 0 | 0 | 0 | 0 | 0 | 0 | 0 | 0 |  | 0.49996 | 0 | 0.93199 | 0.66659 | 0.72895 | 0 | 0 | 0 | 0 | 0 | 0 | 1 | 0 | 0.38636 | 0.98273 | 0.73614 | 0.81818 | 0.48775 | 218.6643 | 77560.9954 | AP | 74 | 19 | 20 | 42 | AR | 87 | 0.34877 | 229.8756 | 99070.963 | 9443.7639 | 42 | F | 119 | 0.35407 | 229.5397 | 203193.1615 | 9448.1733 | '119' |  |  |  | Road LCOE | 0 | 0 | 0 |  | Population Density | 5% | CSP generation target
|  |  | 43 | 85 | 42.5 | 177804.3371 | 75 | 177442.0932 | 2 | 25 | 59999.9996 | 25000000.05 | 85 | 2 | 67423.4787 | 0 | 1923.0905 | 0 | 0 | 390653.3707 | 289223.8067 | 3390.6598 | 300.2706 | 0.18586 | 12.14 | 2.33 | 27.68 | 1 | 0 | 0.27063 | 0.47661 | 3.6347 | 0 | 0.4126 | 197.0308 | 211.2389 | 204.1584 | 215.2862 | 0 | 0 | 0.96283 | 0.8786 | 0.55667 | 0 | 0 | 0 | 0.5 | 0 | 0.98077 | 0 | 0.32577 | 0.7232 | AQ | 0 | 0 | 0 | 0 | 0 | 0 | 0 | 0 | 0 | 0 | 0 |  | 0.69841 | 0 | 0.98767 | 0.76788 | 0.84483 | 0 | 0 | 0 | 0 | 0 | 0 | 1 | 0 | 0.55667 | 0.8786 | 0.96283 | 0.7232 | 0.544 | 215.2862 | 177442.0932 | AQ | 85 | 12 | 12 | 43 | E | 115 | 0.34391 | 229.1924 | 103480.3492 | 9547.2442 | 43 | AR | 87 | 0.34877 | 229.8756 | 99070.963 | 9547.2442 | '87' | [8 empty] | Human footprint | 5%
|  |  | 44 | 87 | 24.65 | 98621.6039 | 43.5 | 99070.963 | 0 | 14.5 | 45999.9996 | 14499999.7 | 87 | 4 | 148221.5519 | 0 | 20727.7666 | 0 | 0 | 606258.4418 | 472385.364 | 18317.628 | 284.6941 | 0.42671 | 0 | 2.9828 | 3.3448 | 1 | 0 | 0.25881 | 0.4588 | 5.9684 | 0 | 4.624 | 205.8484 | 219.2831 | 224.6259 | 229.8756 | 0 | 0 | 0.91466 | 1 | 0.33908 | 0 | 0 | 0 | 0.5 | 0 | 0.79272 | 0 | 0 | 0.96655 | AR | 0 | 0 | 0 | 0 | 0 | 0 | 0 | 0 | 0 | 0 | 0 |  | 0.23856 | 0 | 0.75292 | 0.17408 | 0.34439 | 0 | 0 | 0 | 0 | 0 | 0 | 1 | 0 | 0.33908 | 1 | 0.91466 | 0.96655 | 0.34877 | 229.8756 | 99070.963 | AR | 87 | 42 | 43 | 44 | AY | 99 | 0.3355 | 231.0808 | 121488.8065 | 9668.7331 | 44 | AX | 98 | 0.32607 | 230.3659 | 70963.5335 | 9618.2078 | '98' | [8 empty] | Slope | 5% | Turbine choice
|  |  | 45 | 88 | 51 | 216770.5164 | 90 | 215837.3303 | 3 | 30 | 70999.9996 | 30000000.3 | 88 | 3 | 100917.077 | 0 | 0 | 0 | 0 | 330974.6701 | 246513.3448 | 4147.8231 | 306.1718 | 0.42237 | 10.55 | 2.4167 | 37.3667 | 1 | 0 | 0.27495 | 0.48312 | 4.4489 | 0 | 0 | 193.9984 | 208.4479 | 201.8155 | 212.8968 | 0 | 0 | 0.91553 | 0.8945 | 0.52778 | 0 | 0 | 0 | 0.5 | 0 | 1 | 0 | 0.0087669 | 0.62633 | AS | 0 | 0 | 0 | 0 | 0 | 0 | 0 | 0 | 0 | 0 | 0 |  | 0.53798 | 0 | 1.0107 | 0.9739 | 0.92679 | 0 | 0 | 0 | 0 | 0 | 0 | 1 | 0 | 0.52778 | 0.8945 | 0.91553 | 0.62633 | 0.56892 | 212.8968 | 215837.3303 | AS | 88 | 6 | 6 | 45 | AX | 98 | 0.32607 | 230.3659 | 70963.5335 | 9739.6966 | 45 | AY | 99 | 0.3355 | 231.0808 | 121488.8065 | 9739.6966 | '99' | [10 empty] | Optimally chosen
|  |  | 46 | 89 | 26.35 | 107666.9118 | 46.5 | 107818.7956 | 0 | 15.5 | 43999.9998 | 15500000.25 | 89 | 2 | 123432.5134 | 0 | 2766.8205 | 0 | 0 | 181877.7073 | 191646.3696 | 39807.0359 | 291.8491 | 0.52961 | 2.0645 | 1.9677 | 19.1935 | 1 | 0 | 0.26432 | 0.4671 | 5.2018 | 0 | 0.60612 | 201.642 | 215.4589 | 211.9058 | 221.2669 | 0 | 0 | 0.89408 | 0.97935 | 0.67742 | 0 | 0 | 0 | 0.5 | 0 | 0.97233 | 0 | 0 | 0.80806 | AT | 0 | 0 | 0 | 0 | 0 | 0 | 0 | 0 | 0 | 0 | 0 |  | 0.38962 | 0 | 0.97688 | 0.45637 | 0.63968 | 0 | 0 | 0 | 0 | 0 | 0 | 1 | 0 | 0.67742 | 0.97935 | 0.89408 | 0.80806 | 0.47382 | 221.2669 | 107818.7956 | AT | 89 | 21 | 23 | 46 | AG | 49 | 0.32388 | 231.9012 | 197695.0102 | 9937.3916 | 46 | AG | 49 | 0.32388 | 231.9012 | 197695.0102 | 9937.3916 | '49' | [10 empty] | Class II
|  |  | 47 | 90 | 17.85 | 71372.4016 | 31.5 | 71704.1297 | 0 | 10.5 | 24000.0004 | 10500000.2 | 90 | 1 | 175200.1018 | 0 | 47250.1318 | 0 | 0 | 579266.2562 | 446159.5544 | 39408.5719 | 284.4926 | 0.12399 | 0.11905 | 3 | 1.2381 | 1 | 0 | 0.25865 | 0.45857 | 6.704 | 0 | 10.5482 | 205.9701 | 219.3935 | 236.5567 | 236.6457 | 0 | 0 | 0.9752 | 0.99881 | 0.33333 | 0 | 0 | 0 | 0.5 | 0 | 0.5275 | 0 | 0 | 0.98762 | AU | 0 | 0 | 0 | 0 | 0 | 0 | 0 | 0 | 0 | 0 | 0 |  | 0.093612 | 0 | 0.4227 | 0.16593 | 0.11217 | 0 | 0 | 0 | 0 | 0 | 0 | 1 | 0 | 0.33333 | 0.99881 | 0.9752 | 0.98762 | 0.25961 | 236.6457 | 71704.1297 | AU | 90 | 49 | 49 | 47 | X | 19 | 0.30336 | 233.3743 | 159535.1304 | 10096.9267 | 47 | X | 19 | 0.30336 | 233.3743 | 159535.1304 | 10096.9267 | '19'
|  |  | 48 | 92 | 54.825 | 226274.3627 | 96.75 | 226259.8767 | 0 | 32.25 | 65999.9998 | 32249999.45 | 92 | 4 | 167465.7941 | 0 | 4129.1234 | 0 | 0 | 138752.9631 | 199721.6539 | 43974.1439 | 295.3727 | 2.1905 | 0.18605 | 1.8527 | 17.6047 | 1 | 0 | 0.26698 | 0.47111 | 6.3212 | 0 | 0.89815 | 199.6694 | 213.6573 | 212.4088 | 220.8766 | 0 | 0 | 0.5619 | 0.99814 | 0.71576 | 0 | 0 | 0 | 0.5 | 0 | 0.95871 | 0 | 0 | 0.82395 | AV | 0 | 0 | 0 | 0 | 0 | 0 | 0 | 0 | 0 | 0 | 0 |  | 0.16906 | 0 | 0.9606 | 0.58936 | 0.65307 | 0 | 0 | 0 | 0 | 0 | 0 | 1 | 0 | 0.71576 | 0.99814 | 0.5619 | 0.82395 | 0.46622 | 220.8766 | 226259.8767 | AV | 92 | 24 | 22 | 48 | G | 12 | 0.2616 | 236.4737 | 247242.8651 | 10344.1696 | 48 | G | 12 | 0.2616 | 236.4737 | 247242.8651 | 10344.1696 | '12' | [8 empty] | Number of projects within 10km of a water body | 0 | Capacity Value
|  |  | 49 | 95 | 23.375 | 96770.9665 | 41.25 | 96721.2549 | 0 | 13.75 | 49000.0004 | 13750000.35 | 95 | 3 | 111597.7698 | 0 | 882.6334 | 0 | 0 | 231023.6353 | 192728.199 | 58697.8192 | 296.47 | 0.77523 | 4.2909 | 2.8727 | 23.9818 | 1 | 0 | 0.2678 | 0.47235 | 4.8319 | 0 | 0.19136 | 199.0679 | 213.1068 | 207.9279 | 218.1301 | 0 | 0 | 0.84495 | 0.95709 | 0.37576 | 0 | 0 | 0 | 0.5 | 0 | 0.99117 | 0 | 0 | 0.76018 | AW | 0 | 0 | 0 | 0 | 0 | 0 | 0 | 0 | 0 | 0 | 0 |  | 0.46251 | 0 | 1 | 0.62999 | 0.74728 | 0 | 0 | 0 | 0 | 0 | 0 | 1 | 0 | 0.37576 | 0.95709 | 0.84495 | 0.76018 | 0.49581 | 218.1301 | 96721.2549 | AW | 95 | 18 | 18 | 49 | AU | 90 | 0.25961 | 236.6457 | 71704.1297 | 10415.8737 | 49 | AU | 90 | 0.25961 | 236.6457 | 71704.1297 | 10415.8737 | '90' | [8 empty] | Distance to surface water body | #REF! | Top 10% peak hours
|  |  | 50 | 98 | 17.85 | 70504.8 | 31.5 | 70963.5335 | 1 | 10.5 | 26999.9998 | 10499999.7 | 98 | 2 | 146377.5855 | 0 | 12152.1685 | 0 | 0 | 627844.5805 | 484299.5896 | 6213.9471 | 280.4905 | 0.43475 | 0.35714 | 2.9286 | 17.5238 | 0.80952 | 0 | 0.25551 | 0.45383 | 5.9833 | 0 | 2.7413 | 208.4554 | 221.6414 | 223.9519 | 230.3659 | 0 | 0 | 0.91305 | 0.99643 | 0.35714 | 0 | 0 | 0 | 0.40476 | 0 | 0.87848 | 0 | 0 | 0.82476 | AX | 0 | 0 | 0 | 0 | 0 | 0 | 0 | 0 | 0 | 0 | 0 |  | 0.23563 | 0 | 0.85787 | 0 | 0.32757 | 0 | 0 | 0 | 0 | 0 | 0 | 0.80952 | 0 | 0.35714 | 0.99643 | 0.91305 | 0.82476 | 0.32607 | 230.3659 | 70963.5335 | AX | 98 | 45 | 44 | 50 | AI | 54 | 0.25754 | 236.8408 | 103267.9956 | 10519.1417 | 50 | AI | 54 | 0.25754 | 236.8408 | 103267.9956 | 10519.1417 | '54' | [10 empty] | Chosen 3 hours in a day - 1 year
|  |  | 51 | 99 | 30.175 | 120975.1339 | 53.25 | 121488.8065 | 0 | 17.75 | 56999.9992 | 17749999.4 | 99 | 4 | 171551.1995 | 0 | 25070.4105 | 0 | 0 | 593094.2635 | 456363.3946 | 22294.1197 | 285.3783 | 0.24774 | 0.042254 | 2.9437 | 1.6479 | 1 | 0 | 0.25934 | 0.45961 | 6.5901 | 0 | 5.5842 | 205.4329 | 218.9065 | 227.0081 | 231.0808 | 0 | 0 | 0.95045 | 0.99958 | 0.35211 | 0 | 0 | 0 | 0.5 | 0 | 0.7493 | 0 | 0 | 0.98352 | AY | 0 | 0 | 0 | 0 | 0 | 0 | 0 | 0 | 0 | 0 | 0 |  | 0.11607 | 0 | 0.6994 | 0.20188 | 0.30305 | 0 | 0 | 0 | 0 | 0 | 0 | 1 | 0 | 0.35211 | 0.99958 | 0.95045 | 0.98352 | 0.3355 | 231.0808 | 121488.8065 | AY | 99 | 44 | 45 | 51 | AC | 32 | 0.20758 | 239.9157 | 76049.3514 | 10595.1911 | 51 | AC | 32 | 0.20758 | 239.9157 | 76049.3514 | 10595.1911 | '32' | [10 empty] | Chosen 3 hours in a day - 10 years
|  |  | 0 | 0 | 0 | 0 | 0 | 0 | 0 | 0 | 0 | 0 | 0 | 0 | 0 | 0 | 0 | 0 | 0 | 0 | 0 | 0 | 0 | 0 | 0 | 0 | 0 | 0 | 0 | 0 | 0 | 0 | 0 | 0 | 0 | 0 | 0 | 0 | 0 | 0 | 0 | 0 | 0 | 0 | 0 | 0 | 0 | 0 | 0 | 0 | 0 | 0 | 0 | 0 | 0 | 0 | 0 | 0 | 0 | 0 | 0 | 0 | 0 | 0 |  | 1.4146 | 0 | 1.0107 | 16.3609 | 8.2295 | 0 | 0 | 0 | 0 | 0 | 0 | 0 | 0 | 0 | 0 | 0 | 0 | 0 | 0 | 0 | 0 | 0 |  |  | 52 | #N/A | #N/A | #N/A | #N/A | #N/A | #N/A | 52 | #N/A | #N/A | #N/A | #N/A | #N/A | #N/A | #N/A
|  |  | 0 | 0 | 0 | 0 | 0 | 0 | 0 | 0 | 0 | 0 | 0 | 0 | 0 | 0 | 0 | 0 | 0 | 0 | 0 | 0 | 0 | 0 | 0 | 0 | 0 | 0 | 0 | 0 | 0 | 0 | 0 | 0 | 0 | 0 | 0 | 0 | 0 | 0 | 0 | 0 | 0 | 0 | 0 | 0 | 0 | 0 | 0 | 0 | 0 | 0 | 0 | 0 | 0 | 0 | 0 | 0 | 0 | 0 | 0 | 0 | 0 | 0 |  | 1.4146 | 0 | 1.0107 | 16.3609 | 8.2295 | 0 | 0 | 0 | 0 | 0 | 0 | 0 | 0 | 0 | 0 | 0 | 0 | 0 | 0 | 0 | 0 | 0 |  |  | 53 | #N/A | #N/A | #N/A | #N/A | #N/A | #N/A | 53 | #N/A | #N/A | #N/A | #N/A | #N/A | #N/A | #N/A | [10 empty] | CSP Thermal Storage
|  |  | 0 | 0 | 0 | 0 | 0 | 0 | 0 | 0 | 0 | 0 | 0 | 0 | 0 | 0 | 0 | 0 | 0 | 0 | 0 | 0 | 0 | 0 | 0 | 0 | 0 | 0 | 0 | 0 | 0 | 0 | 0 | 0 | 0 | 0 | 0 | 0 | 0 | 0 | 0 | 0 | 0 | 0 | 0 | 0 | 0 | 0 | 0 | 0 | 0 | 0 | 0 | 0 | 0 | 0 | 0 | 0 | 0 | 0 | 0 | 0 | 0 | 0 |  | 1.4146 | 0 | 1.0107 | 16.3609 | 8.2295 | 0 | 0 | 0 | 0 | 0 | 0 | 0 | 0 | 0 | 0 | 0 | 0 | 0 | 0 | 0 | 0 | 0 |  |  | 54 | #N/A | #N/A | #N/A | #N/A | #N/A | #N/A | 54 | #N/A | #N/A | #N/A | #N/A | #N/A | #N/A | #N/A | [10 empty] | 6h Storage
|  |  | 0 | 0 | 0 | 0 | 0 | 0 | 0 | 0 | 0 | 0 | 0 | 0 | 0 | 0 | 0 | 0 | 0 | 0 | 0 | 0 | 0 | 0 | 0 | 0 | 0 | 0 | 0 | 0 | 0 | 0 | 0 | 0 | 0 | 0 | 0 | 0 | 0 | 0 | 0 | 0 | 0 | 0 | 0 | 0 | 0 | 0 | 0 | 0 | 0 | 0 | 0 | 0 | 0 | 0 | 0 | 0 | 0 | 0 | 0 | 0 | 0 | 0 |  | 1.4146 | 0 | 1.0107 | 16.3609 | 8.2295 | 0 | 0 | 0 | 0 | 0 | 0 | 0 | 0 | 0 | 0 | 0 | 0 | 0 | 0 | 0 | 0 | 0 |  |  | 55 | #N/A | #N/A | #N/A | #N/A | #N/A | #N/A | 55 | #N/A | #N/A | #N/A | #N/A | #N/A | #N/A | #N/A | [10 empty] | 0h Storage
|  |  | 0 | 0 | 0 | 0 | 0 | 0 | 0 | 0 | 0 | 0 | 0 | 0 | 0 | 0 | 0 | 0 | 0 | 0 | 0 | 0 | 0 | 0 | 0 | 0 | 0 | 0 | 0 | 0 | 0 | 0 | 0 | 0 | 0 | 0 | 0 | 0 | 0 | 0 | 0 | 0 | 0 | 0 | 0 | 0 | 0 | 0 | 0 | 0 | 0 | 0 | 0 | 0 | 0 | 0 | 0 | 0 | 0 | 0 | 0 | 0 | 0 | 0 |  | 1.4146 | 0 | 1.0107 | 16.3609 | 8.2295 | 0 | 0 | 0 | 0 | 0 | 0 | 0 | 0 | 0 | 0 | 0 | 0 | 0 | 0 | 0 | 0 | 0 |  |  | 56 | #N/A | #N/A | #N/A | #N/A | #N/A | #N/A | 56 | #N/A | #N/A | #N/A | #N/A | #N/A | #N/A | #N/A
|  |  | 0 | 0 | 0 | 0 | 0 | 0 | 0 | 0 | 0 | 0 | 0 | 0 | 0 | 0 | 0 | 0 | 0 | 0 | 0 | 0 | 0 | 0 | 0 | 0 | 0 | 0 | 0 | 0 | 0 | 0 | 0 | 0 | 0 | 0 | 0 | 0 | 0 | 0 | 0 | 0 | 0 | 0 | 0 | 0 | 0 | 0 | 0 | 0 | 0 | 0 | 0 | 0 | 0 | 0 | 0 | 0 | 0 | 0 | 0 | 0 | 0 | 0 |  | 1.4146 | 0 | 1.0107 | 16.3609 | 8.2295 | 0 | 0 | 0 | 0 | 0 | 0 | 0 | 0 | 0 | 0 | 0 | 0 | 0 | 0 | 0 | 0 | 0 |  |  | 57 | #N/A | #N/A | #N/A | #N/A | #N/A | #N/A | 57 | #N/A | #N/A | #N/A | #N/A | #N/A | #N/A | #N/A
|  |  | 0 | 0 | 0 | 0 | 0 | 0 | 0 | 0 | 0 | 0 | 0 | 0 | 0 | 0 | 0 | 0 | 0 | 0 | 0 | 0 | 0 | 0 | 0 | 0 | 0 | 0 | 0 | 0 | 0 | 0 | 0 | 0 | 0 | 0 | 0 | 0 | 0 | 0 | 0 | 0 | 0 | 0 | 0 | 0 | 0 | 0 | 0 | 0 | 0 | 0 | 0 | 0 | 0 | 0 | 0 | 0 | 0 | 0 | 0 | 0 | 0 | 0 |  | 1.4146 | 0 | 1.0107 | 16.3609 | 8.2295 | 0 | 0 | 0 | 0 | 0 | 0 | 0 | 0 | 0 | 0 | 0 | 0 | 0 | 0 | 0 | 0 | 0 |  |  | 58 | #N/A | #N/A | #N/A | #N/A | #N/A | #N/A | 58 | #N/A | #N/A | #N/A | #N/A | #N/A | #N/A | #N/A
|  |  | 0 | 0 | 0 | 0 | 0 | 0 | 0 | 0 | 0 | 0 | 0 | 0 | 0 | 0 | 0 | 0 | 0 | 0 | 0 | 0 | 0 | 0 | 0 | 0 | 0 | 0 | 0 | 0 | 0 | 0 | 0 | 0 | 0 | 0 | 0 | 0 | 0 | 0 | 0 | 0 | 0 | 0 | 0 | 0 | 0 | 0 | 0 | 0 | 0 | 0 | 0 | 0 | 0 | 0 | 0 | 0 | 0 | 0 | 0 | 0 | 0 | 0 |  | 1.4146 | 0 | 1.0107 | 16.3609 | 8.2295 | 0 | 0 | 0 | 0 | 0 | 0 | 0 | 0 | 0 | 0 | 0 | 0 | 0 | 0 | 0 | 0 | 0 |  |  | 59 | #N/A | #N/A | #N/A | #N/A | #N/A | #N/A | 59 | #N/A | #N/A | #N/A | #N/A | #N/A | #N/A | #N/A
|  |  | 0 | 0 | 0 | 0 | 0 | 0 | 0 | 0 | 0 | 0 | 0 | 0 | 0 | 0 | 0 | 0 | 0 | 0 | 0 | 0 | 0 | 0 | 0 | 0 | 0 | 0 | 0 | 0 | 0 | 0 | 0 | 0 | 0 | 0 | 0 | 0 | 0 | 0 | 0 | 0 | 0 | 0 | 0 | 0 | 0 | 0 | 0 | 0 | 0 | 0 | 0 | 0 | 0 | 0 | 0 | 0 | 0 | 0 | 0 | 0 | 0 | 0 |  | 1.4146 | 0 | 1.0107 | 16.3609 | 8.2295 | 0 | 0 | 0 | 0 | 0 | 0 | 0 | 0 | 0 | 0 | 0 | 0 | 0 | 0 | 0 | 0 | 0 |  |  | 60 | #N/A | #N/A | #N/A | #N/A | #N/A | #N/A | 60 | #N/A | #N/A | #N/A | #N/A | #N/A | #N/A | #N/A
|  |  | 0 | 0 | 0 | 0 | 0 | 0 | 0 | 0 | 0 | 0 | 0 | 0 | 0 | 0 | 0 | 0 | 0 | 0 | 0 | 0 | 0 | 0 | 0 | 0 | 0 | 0 | 0 | 0 | 0 | 0 | 0 | 0 | 0 | 0 | 0 | 0 | 0 | 0 | 0 | 0 | 0 | 0 | 0 | 0 | 0 | 0 | 0 | 0 | 0 | 0 | 0 | 0 | 0 | 0 | 0 | 0 | 0 | 0 | 0 | 0 | 0 | 0 |  | 1.4146 | 0 | 1.0107 | 16.3609 | 8.2295 | 0 | 0 | 0 | 0 | 0 | 0 | 0 | 0 | 0 | 0 | 0 | 0 | 0 | 0 | 0 | 0 | 0 |  |  | 61 | #N/A | #N/A | #N/A | #N/A | #N/A | #N/A | 61 | #N/A | #N/A | #N/A | #N/A | #N/A | #N/A | #N/A
|  |  | 0 | 0 | 0 | 0 | 0 | 0 | 0 | 0 | 0 | 0 | 0 | 0 | 0 | 0 | 0 | 0 | 0 | 0 | 0 | 0 | 0 | 0 | 0 | 0 | 0 | 0 | 0 | 0 | 0 | 0 | 0 | 0 | 0 | 0 | 0 | 0 | 0 | 0 | 0 | 0 | 0 | 0 | 0 | 0 | 0 | 0 | 0 | 0 | 0 | 0 | 0 | 0 | 0 | 0 | 0 | 0 | 0 | 0 | 0 | 0 | 0 | 0 |  | 1.4146 | 0 | 1.0107 | 16.3609 | 8.2295 | 0 | 0 | 0 | 0 | 0 | 0 | 0 | 0 | 0 | 0 | 0 | 0 | 0 | 0 | 0 | 0 | 0 |  |  | 62 | #N/A | #N/A | #N/A | #N/A | #N/A | #N/A | 62 | #N/A | #N/A | #N/A | #N/A | #N/A | #N/A | #N/A
|  |  | 0 | 0 | 0 | 0 | 0 | 0 | 0 | 0 | 0 | 0 | 0 | 0 | 0 | 0 | 0 | 0 | 0 | 0 | 0 | 0 | 0 | 0 | 0 | 0 | 0 | 0 | 0 | 0 | 0 | 0 | 0 | 0 | 0 | 0 | 0 | 0 | 0 | 0 | 0 | 0 | 0 | 0 | 0 | 0 | 0 | 0 | 0 | 0 | 0 | 0 | 0 | 0 | 0 | 0 | 0 | 0 | 0 | 0 | 0 | 0 | 0 | 0 |  | 1.4146 | 0 | 1.0107 | 16.3609 | 8.2295 | 0 | 0 | 0 | 0 | 0 | 0 | 0 | 0 | 0 | 0 | 0 | 0 | 0 | 0 | 0 | 0 | 0 |  |  | 63 | #N/A | #N/A | #N/A | #N/A | #N/A | #N/A | 63 | #N/A | #N/A | #N/A | #N/A | #N/A | #N/A | #N/A
|  |  | 0 | 0 | 0 | 0 | 0 | 0 | 0 | 0 | 0 | 0 | 0 | 0 | 0 | 0 | 0 | 0 | 0 | 0 | 0 | 0 | 0 | 0 | 0 | 0 | 0 | 0 | 0 | 0 | 0 | 0 | 0 | 0 | 0 | 0 | 0 | 0 | 0 | 0 | 0 | 0 | 0 | 0 | 0 | 0 | 0 | 0 | 0 | 0 | 0 | 0 | 0 | 0 | 0 | 0 | 0 | 0 | 0 | 0 | 0 | 0 | 0 | 0 |  | 1.4146 | 0 | 1.0107 | 16.3609 | 8.2295 | 0 | 0 | 0 | 0 | 0 | 0 | 0 | 0 | 0 | 0 | 0 | 0 | 0 | 0 | 0 | 0 | 0 |  |  | 64 | #N/A | #N/A | #N/A | #N/A | #N/A | #N/A | 64 | #N/A | #N/A | #N/A | #N/A | #N/A | #N/A | #N/A
|  |  | 0 | 0 | 0 | 0 | 0 | 0 | 0 | 0 | 0 | 0 | 0 | 0 | 0 | 0 | 0 | 0 | 0 | 0 | 0 | 0 | 0 | 0 | 0 | 0 | 0 | 0 | 0 | 0 | 0 | 0 | 0 | 0 | 0 | 0 | 0 | 0 | 0 | 0 | 0 | 0 | 0 | 0 | 0 | 0 | 0 | 0 | 0 | 0 | 0 | 0 | 0 | 0 | 0 | 0 | 0 | 0 | 0 | 0 | 0 | 0 | 0 | 0 |  | 1.4146 | 0 | 1.0107 | 16.3609 | 8.2295 | 0 | 0 | 0 | 0 | 0 | 0 | 0 | 0 | 0 | 0 | 0 | 0 | 0 | 0 | 0 | 0 | 0 |  |  | 65 | #N/A | #N/A | #N/A | #N/A | #N/A | #N/A | 65 | #N/A | #N/A | #N/A | #N/A | #N/A | #N/A | #N/A
|  |  | 0 | 0 | 0 | 0 | 0 | 0 | 0 | 0 | 0 | 0 | 0 | 0 | 0 | 0 | 0 | 0 | 0 | 0 | 0 | 0 | 0 | 0 | 0 | 0 | 0 | 0 | 0 | 0 | 0 | 0 | 0 | 0 | 0 | 0 | 0 | 0 | 0 | 0 | 0 | 0 | 0 | 0 | 0 | 0 | 0 | 0 | 0 | 0 | 0 | 0 | 0 | 0 | 0 | 0 | 0 | 0 | 0 | 0 | 0 | 0 | 0 | 0 |  | 1.4146 | 0 | 1.0107 | 16.3609 | 8.2295 | 0 | 0 | 0 | 0 | 0 | 0 | 0 | 0 | 0 | 0 | 0 | 0 | 0 | 0 | 0 | 0 | 0 |  |  | 66 | #N/A | #N/A | #N/A | #N/A | #N/A | #N/A | 66 | #N/A | #N/A | #N/A | #N/A | #N/A | #N/A | #N/A
|  |  | 0 | 0 | 0 | 0 | 0 | 0 | 0 | 0 | 0 | 0 | 0 | 0 | 0 | 0 | 0 | 0 | 0 | 0 | 0 | 0 | 0 | 0 | 0 | 0 | 0 | 0 | 0 | 0 | 0 | 0 | 0 | 0 | 0 | 0 | 0 | 0 | 0 | 0 | 0 | 0 | 0 | 0 | 0 | 0 | 0 | 0 | 0 | 0 | 0 | 0 | 0 | 0 | 0 | 0 | 0 | 0 | 0 | 0 | 0 | 0 | 0 | 0 |  | 1.4146 | 0 | 1.0107 | 16.3609 | 8.2295 | 0 | 0 | 0 | 0 | 0 | 0 | 0 | 0 | 0 | 0 | 0 | 0 | 0 | 0 | 0 | 0 | 0 |  |  | 67 | #N/A | #N/A | #N/A | #N/A | #N/A | #N/A | 67 | #N/A | #N/A | #N/A | #N/A | #N/A | #N/A | #N/A
|  |  | 0 | 0 | 0 | 0 | 0 | 0 | 0 | 0 | 0 | 0 | 0 | 0 | 0 | 0 | 0 | 0 | 0 | 0 | 0 | 0 | 0 | 0 | 0 | 0 | 0 | 0 | 0 | 0 | 0 | 0 | 0 | 0 | 0 | 0 | 0 | 0 | 0 | 0 | 0 | 0 | 0 | 0 | 0 | 0 | 0 | 0 | 0 | 0 | 0 | 0 | 0 | 0 | 0 | 0 | 0 | 0 | 0 | 0 | 0 | 0 | 0 | 0 |  | 1.4146 | 0 | 1.0107 | 16.3609 | 8.2295 | 0 | 0 | 0 | 0 | 0 | 0 | 0 | 0 | 0 | 0 | 0 | 0 | 0 | 0 | 0 | 0 | 0 |  |  | 68 | #N/A | #N/A | #N/A | #N/A | #N/A | #N/A | 68 | #N/A | #N/A | #N/A | #N/A | #N/A | #N/A | #N/A
|  |  | 0 | 0 | 0 | 0 | 0 | 0 | 0 | 0 | 0 | 0 | 0 | 0 | 0 | 0 | 0 | 0 | 0 | 0 | 0 | 0 | 0 | 0 | 0 | 0 | 0 | 0 | 0 | 0 | 0 | 0 | 0 | 0 | 0 | 0 | 0 | 0 | 0 | 0 | 0 | 0 | 0 | 0 | 0 | 0 | 0 | 0 | 0 | 0 | 0 | 0 | 0 | 0 | 0 | 0 | 0 | 0 | 0 | 0 | 0 | 0 | 0 | 0 |  | 1.4146 | 0 | 1.0107 | 16.3609 | 8.2295 | 0 | 0 | 0 | 0 | 0 | 0 | 0 | 0 | 0 | 0 | 0 | 0 | 0 | 0 | 0 | 0 | 0 |  |  | 69 | #N/A | #N/A | #N/A | #N/A | #N/A | #N/A | 69 | #N/A | #N/A | #N/A | #N/A | #N/A | #N/A | #N/A
|  |  | 0 | 0 | 0 | 0 | 0 | 0 | 0 | 0 | 0 | 0 | 0 | 0 | 0 | 0 | 0 | 0 | 0 | 0 | 0 | 0 | 0 | 0 | 0 | 0 | 0 | 0 | 0 | 0 | 0 | 0 | 0 | 0 | 0 | 0 | 0 | 0 | 0 | 0 | 0 | 0 | 0 | 0 | 0 | 0 | 0 | 0 | 0 | 0 | 0 | 0 | 0 | 0 | 0 | 0 | 0 | 0 | 0 | 0 | 0 | 0 | 0 | 0 |  | 1.4146 | 0 | 1.0107 | 16.3609 | 8.2295 | 0 | 0 | 0 | 0 | 0 | 0 | 0 | 0 | 0 | 0 | 0 | 0 | 0 | 0 | 0 | 0 | 0 |  |  | 70 | #N/A | #N/A | #N/A | #N/A | #N/A | #N/A | 70 | #N/A | #N/A | #N/A | #N/A | #N/A | #N/A | #N/A
|  |  | 0 | 0 | 0 | 0 | 0 | 0 | 0 | 0 | 0 | 0 | 0 | 0 | 0 | 0 | 0 | 0 | 0 | 0 | 0 | 0 | 0 | 0 | 0 | 0 | 0 | 0 | 0 | 0 | 0 | 0 | 0 | 0 | 0 | 0 | 0 | 0 | 0 | 0 | 0 | 0 | 0 | 0 | 0 | 0 | 0 | 0 | 0 | 0 | 0 | 0 | 0 | 0 | 0 | 0 | 0 | 0 | 0 | 0 | 0 | 0 | 0 | 0 |  | 1.4146 | 0 | 1.0107 | 16.3609 | 8.2295 | 0 | 0 | 0 | 0 | 0 | 0 | 0 | 0 | 0 | 0 | 0 | 0 | 0 | 0 | 0 | 0 | 0 |  |  | 71 | #N/A | #N/A | #N/A | #N/A | #N/A | #N/A | 71 | #N/A | #N/A | #N/A | #N/A | #N/A | #N/A | #N/A
|  |  | 0 | 0 | 0 | 0 | 0 | 0 | 0 | 0 | 0 | 0 | 0 | 0 | 0 | 0 | 0 | 0 | 0 | 0 | 0 | 0 | 0 | 0 | 0 | 0 | 0 | 0 | 0 | 0 | 0 | 0 | 0 | 0 | 0 | 0 | 0 | 0 | 0 | 0 | 0 | 0 | 0 | 0 | 0 | 0 | 0 | 0 | 0 | 0 | 0 | 0 | 0 | 0 | 0 | 0 | 0 | 0 | 0 | 0 | 0 | 0 | 0 | 0 |  | 1.4146 | 0 | 1.0107 | 16.3609 | 8.2295 | 0 | 0 | 0 | 0 | 0 | 0 | 0 | 0 | 0 | 0 | 0 | 0 | 0 | 0 | 0 | 0 | 0 |  |  | 72 | #N/A | #N/A | #N/A | #N/A | #N/A | #N/A | 72 | #N/A | #N/A | #N/A | #N/A | #N/A | #N/A | #N/A
|  |  | 0 | 0 | 0 | 0 | 0 | 0 | 0 | 0 | 0 | 0 | 0 | 0 | 0 | 0 | 0 | 0 | 0 | 0 | 0 | 0 | 0 | 0 | 0 | 0 | 0 | 0 | 0 | 0 | 0 | 0 | 0 | 0 | 0 | 0 | 0 | 0 | 0 | 0 | 0 | 0 | 0 | 0 | 0 | 0 | 0 | 0 | 0 | 0 | 0 | 0 | 0 | 0 | 0 | 0 | 0 | 0 | 0 | 0 | 0 | 0 | 0 | 0 |  | 1.4146 | 0 | 1.0107 | 16.3609 | 8.2295 | 0 | 0 | 0 | 0 | 0 | 0 | 0 | 0 | 0 | 0 | 0 | 0 | 0 | 0 | 0 | 0 | 0 |  |  | 73 | #N/A | #N/A | #N/A | #N/A | #N/A | #N/A | 73 | #N/A | #N/A | #N/A | #N/A | #N/A | #N/A | #N/A
|  |  | 0 | 0 | 0 | 0 | 0 | 0 | 0 | 0 | 0 | 0 | 0 | 0 | 0 | 0 | 0 | 0 | 0 | 0 | 0 | 0 | 0 | 0 | 0 | 0 | 0 | 0 | 0 | 0 | 0 | 0 | 0 | 0 | 0 | 0 | 0 | 0 | 0 | 0 | 0 | 0 | 0 | 0 | 0 | 0 | 0 | 0 | 0 | 0 | 0 | 0 | 0 | 0 | 0 | 0 | 0 | 0 | 0 | 0 | 0 | 0 | 0 | 0 |  | 1.4146 | 0 | 1.0107 | 16.3609 | 8.2295 | 0 | 0 | 0 | 0 | 0 | 0 | 0 | 0 | 0 | 0 | 0 | 0 | 0 | 0 | 0 | 0 | 0 |  |  | 74 | #N/A | #N/A | #N/A | #N/A | #N/A | #N/A | 74 | #N/A | #N/A | #N/A | #N/A | #N/A | #N/A | #N/A
|  |  | 0 | 0 | 0 | 0 | 0 | 0 | 0 | 0 | 0 | 0 | 0 | 0 | 0 | 0 | 0 | 0 | 0 | 0 | 0 | 0 | 0 | 0 | 0 | 0 | 0 | 0 | 0 | 0 | 0 | 0 | 0 | 0 | 0 | 0 | 0 | 0 | 0 | 0 | 0 | 0 | 0 | 0 | 0 | 0 | 0 | 0 | 0 | 0 | 0 | 0 | 0 | 0 | 0 | 0 | 0 | 0 | 0 | 0 | 0 | 0 | 0 | 0 |  | 1.4146 | 0 | 1.0107 | 16.3609 | 8.2295 | 0 | 0 | 0 | 0 | 0 | 0 | 0 | 0 | 0 | 0 | 0 | 0 | 0 | 0 | 0 | 0 | 0 |  |  | 75 | #N/A | #N/A | #N/A | #N/A | #N/A | #N/A | 75 | #N/A | #N/A | #N/A | #N/A | #N/A | #N/A | #N/A
|  |  | 0 | 0 | 0 | 0 | 0 | 0 | 0 | 0 | 0 | 0 | 0 | 0 | 0 | 0 | 0 | 0 | 0 | 0 | 0 | 0 | 0 | 0 | 0 | 0 | 0 | 0 | 0 | 0 | 0 | 0 | 0 | 0 | 0 | 0 | 0 | 0 | 0 | 0 | 0 | 0 | 0 | 0 | 0 | 0 | 0 | 0 | 0 | 0 | 0 | 0 | 0 | 0 | 0 | 0 | 0 | 0 | 0 | 0 | 0 | 0 | 0 | 0 |  | 1.4146 | 0 | 1.0107 | 16.3609 | 8.2295 | 0 | 0 | 0 | 0 | 0 | 0 | 0 | 0 | 0 | 0 | 0 | 0 | 0 | 0 | 0 | 0 | 0 |  |  | 76 | #N/A | #N/A | #N/A | #N/A | #N/A | #N/A | 76 | #N/A | #N/A | #N/A | #N/A | #N/A | #N/A | #N/A
|  |  | 0 | 0 | 0 | 0 | 0 | 0 | 0 | 0 | 0 | 0 | 0 | 0 | 0 | 0 | 0 | 0 | 0 | 0 | 0 | 0 | 0 | 0 | 0 | 0 | 0 | 0 | 0 | 0 | 0 | 0 | 0 | 0 | 0 | 0 | 0 | 0 | 0 | 0 | 0 | 0 | 0 | 0 | 0 | 0 | 0 | 0 | 0 | 0 | 0 | 0 | 0 | 0 | 0 | 0 | 0 | 0 | 0 | 0 | 0 | 0 | 0 | 0 |  | 1.4146 | 0 | 1.0107 | 16.3609 | 8.2295 | 0 | 0 | 0 | 0 | 0 | 0 | 0 | 0 | 0 | 0 | 0 | 0 | 0 | 0 | 0 | 0 | 0 |  |  | 77 | #N/A | #N/A | #N/A | #N/A | #N/A | #N/A | 77 | #N/A | #N/A | #N/A | #N/A | #N/A | #N/A | #N/A
|  |  | 0 | 0 | 0 | 0 | 0 | 0 | 0 | 0 | 0 | 0 | 0 | 0 | 0 | 0 | 0 | 0 | 0 | 0 | 0 | 0 | 0 | 0 | 0 | 0 | 0 | 0 | 0 | 0 | 0 | 0 | 0 | 0 | 0 | 0 | 0 | 0 | 0 | 0 | 0 | 0 | 0 | 0 | 0 | 0 | 0 | 0 | 0 | 0 | 0 | 0 | 0 | 0 | 0 | 0 | 0 | 0 | 0 | 0 | 0 | 0 | 0 | 0 |  | 1.4146 | 0 | 1.0107 | 16.3609 | 8.2295 | 0 | 0 | 0 | 0 | 0 | 0 | 0 | 0 | 0 | 0 | 0 | 0 | 0 | 0 | 0 | 0 | 0 |  |  | 78 | #N/A | #N/A | #N/A | #N/A | #N/A | #N/A | 78 | #N/A | #N/A | #N/A | #N/A | #N/A | #N/A | #N/A
|  |  | 0 | 0 | 0 | 0 | 0 | 0 | 0 | 0 | 0 | 0 | 0 | 0 | 0 | 0 | 0 | 0 | 0 | 0 | 0 | 0 | 0 | 0 | 0 | 0 | 0 | 0 | 0 | 0 | 0 | 0 | 0 | 0 | 0 | 0 | 0 | 0 | 0 | 0 | 0 | 0 | 0 | 0 | 0 | 0 | 0 | 0 | 0 | 0 | 0 | 0 | 0 | 0 | 0 | 0 | 0 | 0 | 0 | 0 | 0 | 0 | 0 | 0 |  | 1.4146 | 0 | 1.0107 | 16.3609 | 8.2295 | 0 | 0 | 0 | 0 | 0 | 0 | 0 | 0 | 0 | 0 | 0 | 0 | 0 | 0 | 0 | 0 | 0 |  |  | 79 | #N/A | #N/A | #N/A | #N/A | #N/A | #N/A | 79 | #N/A | #N/A | #N/A | #N/A | #N/A | #N/A | #N/A
|  |  | 0 | 0 | 0 | 0 | 0 | 0 | 0 | 0 | 0 | 0 | 0 | 0 | 0 | 0 | 0 | 0 | 0 | 0 | 0 | 0 | 0 | 0 | 0 | 0 | 0 | 0 | 0 | 0 | 0 | 0 | 0 | 0 | 0 | 0 | 0 | 0 | 0 | 0 | 0 | 0 | 0 | 0 | 0 | 0 | 0 | 0 | 0 | 0 | 0 | 0 | 0 | 0 | 0 | 0 | 0 | 0 | 0 | 0 | 0 | 0 | 0 | 0 |  | 1.4146 | 0 | 1.0107 | 16.3609 | 8.2295 | 0 | 0 | 0 | 0 | 0 | 0 | 0 | 0 | 0 | 0 | 0 | 0 | 0 | 0 | 0 | 0 | 0 |  |  | 80 | #N/A | #N/A | #N/A | #N/A | #N/A | #N/A | 80 | #N/A | #N/A | #N/A | #N/A | #N/A | #N/A | #N/A
|  |  | 0 | 0 | 0 | 0 | 0 | 0 | 0 | 0 | 0 | 0 | 0 | 0 | 0 | 0 | 0 | 0 | 0 | 0 | 0 | 0 | 0 | 0 | 0 | 0 | 0 | 0 | 0 | 0 | 0 | 0 | 0 | 0 | 0 | 0 | 0 | 0 | 0 | 0 | 0 | 0 | 0 | 0 | 0 | 0 | 0 | 0 | 0 | 0 | 0 | 0 | 0 | 0 | 0 | 0 | 0 | 0 | 0 | 0 | 0 | 0 | 0 | 0 |  | 1.4146 | 0 | 1.0107 | 16.3609 | 8.2295 | 0 | 0 | 0 | 0 | 0 | 0 | 0 | 0 | 0 | 0 | 0 | 0 | 0 | 0 | 0 | 0 | 0 |  |  | 81 | #N/A | #N/A | #N/A | #N/A | #N/A | #N/A | 81 | #N/A | #N/A | #N/A | #N/A | #N/A | #N/A | #N/A
|  |  | 0 | 0 | 0 | 0 | 0 | 0 | 0 | 0 | 0 | 0 | 0 | 0 | 0 | 0 | 0 | 0 | 0 | 0 | 0 | 0 | 0 | 0 | 0 | 0 | 0 | 0 | 0 | 0 | 0 | 0 | 0 | 0 | 0 | 0 | 0 | 0 | 0 | 0 | 0 | 0 | 0 | 0 | 0 | 0 | 0 | 0 | 0 | 0 | 0 | 0 | 0 | 0 | 0 | 0 | 0 | 0 | 0 | 0 | 0 | 0 | 0 | 0 |  | 1.4146 | 0 | 1.0107 | 16.3609 | 8.2295 | 0 | 0 | 0 | 0 | 0 | 0 | 0 | 0 | 0 | 0 | 0 | 0 | 0 | 0 | 0 | 0 | 0 |  |  | 82 | #N/A | #N/A | #N/A | #N/A | #N/A | #N/A | 82 | #N/A | #N/A | #N/A | #N/A | #N/A | #N/A | #N/A
|  |  | 0 | 0 | 0 | 0 | 0 | 0 | 0 | 0 | 0 | 0 | 0 | 0 | 0 | 0 | 0 | 0 | 0 | 0 | 0 | 0 | 0 | 0 | 0 | 0 | 0 | 0 | 0 | 0 | 0 | 0 | 0 | 0 | 0 | 0 | 0 | 0 | 0 | 0 | 0 | 0 | 0 | 0 | 0 | 0 | 0 | 0 | 0 | 0 | 0 | 0 | 0 | 0 | 0 | 0 | 0 | 0 | 0 | 0 | 0 | 0 | 0 | 0 |  | 1.4146 | 0 | 1.0107 | 16.3609 | 8.2295 | 0 | 0 | 0 | 0 | 0 | 0 | 0 | 0 | 0 | 0 | 0 | 0 | 0 | 0 | 0 | 0 | 0 |  |  | 83 | #N/A | #N/A | #N/A | #N/A | #N/A | #N/A | 83 | #N/A | #N/A | #N/A | #N/A | #N/A | #N/A | #N/A
|  |  | 0 | 0 | 0 | 0 | 0 | 0 | 0 | 0 | 0 | 0 | 0 | 0 | 0 | 0 | 0 | 0 | 0 | 0 | 0 | 0 | 0 | 0 | 0 | 0 | 0 | 0 | 0 | 0 | 0 | 0 | 0 | 0 | 0 | 0 | 0 | 0 | 0 | 0 | 0 | 0 | 0 | 0 | 0 | 0 | 0 | 0 | 0 | 0 | 0 | 0 | 0 | 0 | 0 | 0 | 0 | 0 | 0 | 0 | 0 | 0 | 0 | 0 |  | 1.4146 | 0 | 1.0107 | 16.3609 | 8.2295 | 0 | 0 | 0 | 0 | 0 | 0 | 0 | 0 | 0 | 0 | 0 | 0 | 0 | 0 | 0 | 0 | 0 |  |  | 84 | #N/A | #N/A | #N/A | #N/A | #N/A | #N/A | 84 | #N/A | #N/A | #N/A | #N/A | #N/A | #N/A | #N/A
|  |  | 0 | 0 | 0 | 0 | 0 | 0 | 0 | 0 | 0 | 0 | 0 | 0 | 0 | 0 | 0 | 0 | 0 | 0 | 0 | 0 | 0 | 0 | 0 | 0 | 0 | 0 | 0 | 0 | 0 | 0 | 0 | 0 | 0 | 0 | 0 | 0 | 0 | 0 | 0 | 0 | 0 | 0 | 0 | 0 | 0 | 0 | 0 | 0 | 0 | 0 | 0 | 0 | 0 | 0 | 0 | 0 | 0 | 0 | 0 | 0 | 0 | 0 |  | 1.4146 | 0 | 1.0107 | 16.3609 | 8.2295 | 0 | 0 | 0 | 0 | 0 | 0 | 0 | 0 | 0 | 0 | 0 | 0 | 0 | 0 | 0 | 0 | 0 |  |  | 85 | #N/A | #N/A | #N/A | #N/A | #N/A | #N/A | 85 | #N/A | #N/A | #N/A | #N/A | #N/A | #N/A | #N/A
|  |  | 0 | 0 | 0 | 0 | 0 | 0 | 0 | 0 | 0 | 0 | 0 | 0 | 0 | 0 | 0 | 0 | 0 | 0 | 0 | 0 | 0 | 0 | 0 | 0 | 0 | 0 | 0 | 0 | 0 | 0 | 0 | 0 | 0 | 0 | 0 | 0 | 0 | 0 | 0 | 0 | 0 | 0 | 0 | 0 | 0 | 0 | 0 | 0 | 0 | 0 | 0 | 0 | 0 | 0 | 0 | 0 | 0 | 0 | 0 | 0 | 0 | 0 |  | 1.4146 | 0 | 1.0107 | 16.3609 | 8.2295 | 0 | 0 | 0 | 0 | 0 | 0 | 0 | 0 | 0 | 0 | 0 | 0 | 0 | 0 | 0 | 0 | 0 |  |  | 86 | #N/A | #N/A | #N/A | #N/A | #N/A | #N/A | 86 | #N/A | #N/A | #N/A | #N/A | #N/A | #N/A | #N/A
|  |  | 0 | 0 | 0 | 0 | 0 | 0 | 0 | 0 | 0 | 0 | 0 | 0 | 0 | 0 | 0 | 0 | 0 | 0 | 0 | 0 | 0 | 0 | 0 | 0 | 0 | 0 | 0 | 0 | 0 | 0 | 0 | 0 | 0 | 0 | 0 | 0 | 0 | 0 | 0 | 0 | 0 | 0 | 0 | 0 | 0 | 0 | 0 | 0 | 0 | 0 | 0 | 0 | 0 | 0 | 0 | 0 | 0 | 0 | 0 | 0 | 0 | 0 |  | 1.4146 | 0 | 1.0107 | 16.3609 | 8.2295 | 0 | 0 | 0 | 0 | 0 | 0 | 0 | 0 | 0 | 0 | 0 | 0 | 0 | 0 | 0 | 0 | 0 |  |  | 87 | #N/A | #N/A | #N/A | #N/A | #N/A | #N/A | 87 | #N/A | #N/A | #N/A | #N/A | #N/A | #N/A | #N/A
|  |  | 0 | 0 | 0 | 0 | 0 | 0 | 0 | 0 | 0 | 0 | 0 | 0 | 0 | 0 | 0 | 0 | 0 | 0 | 0 | 0 | 0 | 0 | 0 | 0 | 0 | 0 | 0 | 0 | 0 | 0 | 0 | 0 | 0 | 0 | 0 | 0 | 0 | 0 | 0 | 0 | 0 | 0 | 0 | 0 | 0 | 0 | 0 | 0 | 0 | 0 | 0 | 0 | 0 | 0 | 0 | 0 | 0 | 0 | 0 | 0 | 0 | 0 |  | 1.4146 | 0 | 1.0107 | 16.3609 | 8.2295 | 0 | 0 | 0 | 0 | 0 | 0 | 0 | 0 | 0 | 0 | 0 | 0 | 0 | 0 | 0 | 0 | 0 |  |  | 88 | #N/A | #N/A | #N/A | #N/A | #N/A | #N/A | 88 | #N/A | #N/A | #N/A | #N/A | #N/A | #N/A | #N/A
|  |  | 0 | 0 | 0 | 0 | 0 | 0 | 0 | 0 | 0 | 0 | 0 | 0 | 0 | 0 | 0 | 0 | 0 | 0 | 0 | 0 | 0 | 0 | 0 | 0 | 0 | 0 | 0 | 0 | 0 | 0 | 0 | 0 | 0 | 0 | 0 | 0 | 0 | 0 | 0 | 0 | 0 | 0 | 0 | 0 | 0 | 0 | 0 | 0 | 0 | 0 | 0 | 0 | 0 | 0 | 0 | 0 | 0 | 0 | 0 | 0 | 0 | 0 |  | 1.4146 | 0 | 1.0107 | 16.3609 | 8.2295 | 0 | 0 | 0 | 0 | 0 | 0 | 0 | 0 | 0 | 0 | 0 | 0 | 0 | 0 | 0 | 0 | 0 |  |  | 89 | #N/A | #N/A | #N/A | #N/A | #N/A | #N/A | 89 | #N/A | #N/A | #N/A | #N/A | #N/A | #N/A | #N/A
|  |  | 0 | 0 | 0 | 0 | 0 | 0 | 0 | 0 | 0 | 0 | 0 | 0 | 0 | 0 | 0 | 0 | 0 | 0 | 0 | 0 | 0 | 0 | 0 | 0 | 0 | 0 | 0 | 0 | 0 | 0 | 0 | 0 | 0 | 0 | 0 | 0 | 0 | 0 | 0 | 0 | 0 | 0 | 0 | 0 | 0 | 0 | 0 | 0 | 0 | 0 | 0 | 0 | 0 | 0 | 0 | 0 | 0 | 0 | 0 | 0 | 0 | 0 |  | 1.4146 | 0 | 1.0107 | 16.3609 | 8.2295 | 0 | 0 | 0 | 0 | 0 | 0 | 0 | 0 | 0 | 0 | 0 | 0 | 0 | 0 | 0 | 0 | 0 |  |  | 90 | #N/A | #N/A | #N/A | #N/A | #N/A | #N/A | 90 | #N/A | #N/A | #N/A | #N/A | #N/A | #N/A | #N/A
|  |  | 0 | 0 | 0 | 0 | 0 | 0 | 0 | 0 | 0 | 0 | 0 | 0 | 0 | 0 | 0 | 0 | 0 | 0 | 0 | 0 | 0 | 0 | 0 | 0 | 0 | 0 | 0 | 0 | 0 | 0 | 0 | 0 | 0 | 0 | 0 | 0 | 0 | 0 | 0 | 0 | 0 | 0 | 0 | 0 | 0 | 0 | 0 | 0 | 0 | 0 | 0 | 0 | 0 | 0 | 0 | 0 | 0 | 0 | 0 | 0 | 0 | 0 |  | 1.4146 | 0 | 1.0107 | 16.3609 | 8.2295 | 0 | 0 | 0 | 0 | 0 | 0 | 0 | 0 | 0 | 0 | 0 | 0 | 0 | 0 | 0 | 0 | 0 |  |  | 91 | #N/A | #N/A | #N/A | #N/A | #N/A | #N/A | 91 | #N/A | #N/A | #N/A | #N/A | #N/A | #N/A | #N/A
|  |  | 0 | 0 | 0 | 0 | 0 | 0 | 0 | 0 | 0 | 0 | 0 | 0 | 0 | 0 | 0 | 0 | 0 | 0 | 0 | 0 | 0 | 0 | 0 | 0 | 0 | 0 | 0 | 0 | 0 | 0 | 0 | 0 | 0 | 0 | 0 | 0 | 0 | 0 | 0 | 0 | 0 | 0 | 0 | 0 | 0 | 0 | 0 | 0 | 0 | 0 | 0 | 0 | 0 | 0 | 0 | 0 | 0 | 0 | 0 | 0 | 0 | 0 |  | 1.4146 | 0 | 1.0107 | 16.3609 | 8.2295 | 0 | 0 | 0 | 0 | 0 | 0 | 0 | 0 | 0 | 0 | 0 | 0 | 0 | 0 | 0 | 0 | 0 |  |  | 92 | #N/A | #N/A | #N/A | #N/A | #N/A | #N/A | 92 | #N/A | #N/A | #N/A | #N/A | #N/A | #N/A | #N/A
|  |  | 0 | 0 | 0 | 0 | 0 | 0 | 0 | 0 | 0 | 0 | 0 | 0 | 0 | 0 | 0 | 0 | 0 | 0 | 0 | 0 | 0 | 0 | 0 | 0 | 0 | 0 | 0 | 0 | 0 | 0 | 0 | 0 | 0 | 0 | 0 | 0 | 0 | 0 | 0 | 0 | 0 | 0 | 0 | 0 | 0 | 0 | 0 | 0 | 0 | 0 | 0 | 0 | 0 | 0 | 0 | 0 | 0 | 0 | 0 | 0 | 0 | 0 |  | 1.4146 | 0 | 1.0107 | 16.3609 | 8.2295 | 0 | 0 | 0 | 0 | 0 | 0 | 0 | 0 | 0 | 0 | 0 | 0 | 0 | 0 | 0 | 0 | 0 |  |  | 93 | #N/A | #N/A | #N/A | #N/A | #N/A | #N/A | 93 | #N/A | #N/A | #N/A | #N/A | #N/A | #N/A | #N/A
|  |  | 0 | 0 | 0 | 0 | 0 | 0 | 0 | 0 | 0 | 0 | 0 | 0 | 0 | 0 | 0 | 0 | 0 | 0 | 0 | 0 | 0 | 0 | 0 | 0 | 0 | 0 | 0 | 0 | 0 | 0 | 0 | 0 | 0 | 0 | 0 | 0 | 0 | 0 | 0 | 0 | 0 | 0 | 0 | 0 | 0 | 0 | 0 | 0 | 0 | 0 | 0 | 0 | 0 | 0 | 0 | 0 | 0 | 0 | 0 | 0 | 0 | 0 |  | 1.4146 | 0 | 1.0107 | 16.3609 | 8.2295 | 0 | 0 | 0 | 0 | 0 | 0 | 0 | 0 | 0 | 0 | 0 | 0 | 0 | 0 | 0 | 0 | 0 |  |  | 94 | #N/A | #N/A | #N/A | #N/A | #N/A | #N/A | 94 | #N/A | #N/A | #N/A | #N/A | #N/A | #N/A | #N/A
|  |  | 0 | 0 | 0 | 0 | 0 | 0 | 0 | 0 | 0 | 0 | 0 | 0 | 0 | 0 | 0 | 0 | 0 | 0 | 0 | 0 | 0 | 0 | 0 | 0 | 0 | 0 | 0 | 0 | 0 | 0 | 0 | 0 | 0 | 0 | 0 | 0 | 0 | 0 | 0 | 0 | 0 | 0 | 0 | 0 | 0 | 0 | 0 | 0 | 0 | 0 | 0 | 0 | 0 | 0 | 0 | 0 | 0 | 0 | 0 | 0 | 0 | 0 |  | 1.4146 | 0 | 1.0107 | 16.3609 | 8.2295 | 0 | 0 | 0 | 0 | 0 | 0 | 0 | 0 | 0 | 0 | 0 | 0 | 0 | 0 | 0 | 0 | 0 |  |  | 95 | #N/A | #N/A | #N/A | #N/A | #N/A | #N/A | 95 | #N/A | #N/A | #N/A | #N/A | #N/A | #N/A | #N/A
|  |  | 0 | 0 | 0 | 0 | 0 | 0 | 0 | 0 | 0 | 0 | 0 | 0 | 0 | 0 | 0 | 0 | 0 | 0 | 0 | 0 | 0 | 0 | 0 | 0 | 0 | 0 | 0 | 0 | 0 | 0 | 0 | 0 | 0 | 0 | 0 | 0 | 0 | 0 | 0 | 0 | 0 | 0 | 0 | 0 | 0 | 0 | 0 | 0 | 0 | 0 | 0 | 0 | 0 | 0 | 0 | 0 | 0 | 0 | 0 | 0 | 0 | 0 |  | 1.4146 | 0 | 1.0107 | 16.3609 | 8.2295 | 0 | 0 | 0 | 0 | 0 | 0 | 0 | 0 | 0 | 0 | 0 | 0 | 0 | 0 | 0 | 0 | 0 |  |  | 96 | #N/A | #N/A | #N/A | #N/A | #N/A | #N/A | 96 | #N/A | #N/A | #N/A | #N/A | #N/A | #N/A | #N/A
|  |  | 0 | 0 | 0 | 0 | 0 | 0 | 0 | 0 | 0 | 0 | 0 | 0 | 0 | 0 | 0 | 0 | 0 | 0 | 0 | 0 | 0 | 0 | 0 | 0 | 0 | 0 | 0 | 0 | 0 | 0 | 0 | 0 | 0 | 0 | 0 | 0 | 0 | 0 | 0 | 0 | 0 | 0 | 0 | 0 | 0 | 0 | 0 | 0 | 0 | 0 | 0 | 0 | 0 | 0 | 0 | 0 | 0 | 0 | 0 | 0 | 0 | 0 |  | 1.4146 | 0 | 1.0107 | 16.3609 | 8.2295 | 0 | 0 | 0 | 0 | 0 | 0 | 0 | 0 | 0 | 0 | 0 | 0 | 0 | 0 | 0 | 0 | 0 |  |  | 97 | #N/A | #N/A | #N/A | #N/A | #N/A | #N/A | 97 | #N/A | #N/A | #N/A | #N/A | #N/A | #N/A | #N/A
|  |  | 0 | 0 | 0 | 0 | 0 | 0 | 0 | 0 | 0 | 0 | 0 | 0 | 0 | 0 | 0 | 0 | 0 | 0 | 0 | 0 | 0 | 0 | 0 | 0 | 0 | 0 | 0 | 0 | 0 | 0 | 0 | 0 | 0 | 0 | 0 | 0 | 0 | 0 | 0 | 0 | 0 | 0 | 0 | 0 | 0 | 0 | 0 | 0 | 0 | 0 | 0 | 0 | 0 | 0 | 0 | 0 | 0 | 0 | 0 | 0 | 0 | 0 |  | 1.4146 | 0 | 1.0107 | 16.3609 | 8.2295 | 0 | 0 | 0 | 0 | 0 | 0 | 0 | 0 | 0 | 0 | 0 | 0 | 0 | 0 | 0 | 0 | 0 |  |  | 98 | #N/A | #N/A | #N/A | #N/A | #N/A | #N/A | 98 | #N/A | #N/A | #N/A | #N/A | #N/A | #N/A | #N/A
|  |  | 0 | 0 | 0 | 0 | 0 | 0 | 0 | 0 | 0 | 0 | 0 | 0 | 0 | 0 | 0 | 0 | 0 | 0 | 0 | 0 | 0 | 0 | 0 | 0 | 0 | 0 | 0 | 0 | 0 | 0 | 0 | 0 | 0 | 0 | 0 | 0 | 0 | 0 | 0 | 0 | 0 | 0 | 0 | 0 | 0 | 0 | 0 | 0 | 0 | 0 | 0 | 0 | 0 | 0 | 0 | 0 | 0 | 0 | 0 | 0 | 0 | 0 |  | 1.4146 | 0 | 1.0107 | 16.3609 | 8.2295 | 0 | 0 | 0 | 0 | 0 | 0 | 0 | 0 | 0 | 0 | 0 | 0 | 0 | 0 | 0 | 0 | 0 |  |  | 99 | #N/A | #N/A | #N/A | #N/A | #N/A | #N/A | 99 | #N/A | #N/A | #N/A | #N/A | #N/A | #N/A | #N/A
|  |  | 0 | 0 | 0 | 0 | 0 | 0 | 0 | 0 | 0 | 0 | 0 | 0 | 0 | 0 | 0 | 0 | 0 | 0 | 0 | 0 | 0 | 0 | 0 | 0 | 0 | 0 | 0 | 0 | 0 | 0 | 0 | 0 | 0 | 0 | 0 | 0 | 0 | 0 | 0 | 0 | 0 | 0 | 0 | 0 | 0 | 0 | 0 | 0 | 0 | 0 | 0 | 0 | 0 | 0 | 0 | 0 | 0 | 0 | 0 | 0 | 0 | 0 |  | 1.4146 | 0 | 1.0107 | 16.3609 | 8.2295 | 0 | 0 | 0 | 0 | 0 | 0 | 0 | 0 | 0 | 0 | 0 | 0 | 0 | 0 | 0 | 0 | 0 |  |  | 100 | #N/A | #N/A | #N/A | #N/A | #N/A | #N/A | 100 | #N/A | #N/A | #N/A | #N/A | #N/A | #N/A | #N/A
|  |  | 0 | 0 | 0 | 0 | 0 | 0 | 0 | 0 | 0 | 0 | 0 | 0 | 0 | 0 | 0 | 0 | 0 | 0 | 0 | 0 | 0 | 0 | 0 | 0 | 0 | 0 | 0 | 0 | 0 | 0 | 0 | 0 | 0 | 0 | 0 | 0 | 0 | 0 | 0 | 0 | 0 | 0 | 0 | 0 | 0 | 0 | 0 | 0 | 0 | 0 | 0 | 0 | 0 | 0 | 0 | 0 | 0 | 0 | 0 | 0 | 0 | 0 |  | 1.4146 | 0 | 1.0107 | 16.3609 | 8.2295 | 0 | 0 | 0 | 0 | 0 | 0 | 0 | 0 | 0 | 0 | 0 | 0 | 0 | 0 | 0 | 0 | 0 |  |  | 101 | #N/A | #N/A | #N/A | #N/A | #N/A | #N/A | 101 | #N/A | #N/A | #N/A | #N/A | #N/A | #N/A | #N/A
|  |  | 0 | 0 | 0 | 0 | 0 | 0 | 0 | 0 | 0 | 0 | 0 | 0 | 0 | 0 | 0 | 0 | 0 | 0 | 0 | 0 | 0 | 0 | 0 | 0 | 0 | 0 | 0 | 0 | 0 | 0 | 0 | 0 | 0 | 0 | 0 | 0 | 0 | 0 | 0 | 0 | 0 | 0 | 0 | 0 | 0 | 0 | 0 | 0 | 0 | 0 | 0 | 0 | 0 | 0 | 0 | 0 | 0 | 0 | 0 | 0 | 0 | 0 |  | 1.4146 | 0 | 1.0107 | 16.3609 | 8.2295 | 0 | 0 | 0 | 0 | 0 | 0 | 0 | 0 | 0 | 0 | 0 | 0 | 0 | 0 | 0 | 0 | 0 |  |  | 102 | #N/A | #N/A | #N/A | #N/A | #N/A | #N/A | 102 | #N/A | #N/A | #N/A | #N/A | #N/A | #N/A | #N/A
|  |  | 0 | 0 | 0 | 0 | 0 | 0 | 0 | 0 | 0 | 0 | 0 | 0 | 0 | 0 | 0 | 0 | 0 | 0 | 0 | 0 | 0 | 0 | 0 | 0 | 0 | 0 | 0 | 0 | 0 | 0 | 0 | 0 | 0 | 0 | 0 | 0 | 0 | 0 | 0 | 0 | 0 | 0 | 0 | 0 | 0 | 0 | 0 | 0 | 0 | 0 | 0 | 0 | 0 | 0 | 0 | 0 | 0 | 0 | 0 | 0 | 0 | 0 |  | 1.4146 | 0 | 1.0107 | 16.3609 | 8.2295 | 0 | 0 | 0 | 0 | 0 | 0 | 0 | 0 | 0 | 0 | 0 | 0 | 0 | 0 | 0 | 0 | 0 |  |  | 103 | #N/A | #N/A | #N/A | #N/A | #N/A | #N/A | 103 | #N/A | #N/A | #N/A | #N/A | #N/A | #N/A | #N/A
|  |  | 0 | 0 | 0 | 0 | 0 | 0 | 0 | 0 | 0 | 0 | 0 | 0 | 0 | 0 | 0 | 0 | 0 | 0 | 0 | 0 | 0 | 0 | 0 | 0 | 0 | 0 | 0 | 0 | 0 | 0 | 0 | 0 | 0 | 0 | 0 | 0 | 0 | 0 | 0 | 0 | 0 | 0 | 0 | 0 | 0 | 0 | 0 | 0 | 0 | 0 | 0 | 0 | 0 | 0 | 0 | 0 | 0 | 0 | 0 | 0 | 0 | 0 |  | 1.4146 | 0 | 1.0107 | 16.3609 | 8.2295 | 0 | 0 | 0 | 0 | 0 | 0 | 0 | 0 | 0 | 0 | 0 | 0 | 0 | 0 | 0 | 0 | 0 |  |  | 104 | #N/A | #N/A | #N/A | #N/A | #N/A | #N/A | 104 | #N/A | #N/A | #N/A | #N/A | #N/A | #N/A | #N/A
|  |  | 0 | 0 | 0 | 0 | 0 | 0 | 0 | 0 | 0 | 0 | 0 | 0 | 0 | 0 | 0 | 0 | 0 | 0 | 0 | 0 | 0 | 0 | 0 | 0 | 0 | 0 | 0 | 0 | 0 | 0 | 0 | 0 | 0 | 0 | 0 | 0 | 0 | 0 | 0 | 0 | 0 | 0 | 0 | 0 | 0 | 0 | 0 | 0 | 0 | 0 | 0 | 0 | 0 | 0 | 0 | 0 | 0 | 0 | 0 | 0 | 0 | 0 |  | 1.4146 | 0 | 1.0107 | 16.3609 | 8.2295 | 0 | 0 | 0 | 0 | 0 | 0 | 0 | 0 | 0 | 0 | 0 | 0 | 0 | 0 | 0 | 0 | 0 |  |  | 105 | #N/A | #N/A | #N/A | #N/A | #N/A | #N/A | 105 | #N/A | #N/A | #N/A | #N/A | #N/A | #N/A | #N/A
|  |  | 0 | 0 | 0 | 0 | 0 | 0 | 0 | 0 | 0 | 0 | 0 | 0 | 0 | 0 | 0 | 0 | 0 | 0 | 0 | 0 | 0 | 0 | 0 | 0 | 0 | 0 | 0 | 0 | 0 | 0 | 0 | 0 | 0 | 0 | 0 | 0 | 0 | 0 | 0 | 0 | 0 | 0 | 0 | 0 | 0 | 0 | 0 | 0 | 0 | 0 | 0 | 0 | 0 | 0 | 0 | 0 | 0 | 0 | 0 | 0 | 0 | 0 |  | 1.4146 | 0 | 1.0107 | 16.3609 | 8.2295 | 0 | 0 | 0 | 0 | 0 | 0 | 0 | 0 | 0 | 0 | 0 | 0 | 0 | 0 | 0 | 0 | 0 |  |  | 106 | #N/A | #N/A | #N/A | #N/A | #N/A | #N/A | 106 | #N/A | #N/A | #N/A | #N/A | #N/A | #N/A | #N/A
|  |  | 0 | 0 | 0 | 0 | 0 | 0 | 0 | 0 | 0 | 0 | 0 | 0 | 0 | 0 | 0 | 0 | 0 | 0 | 0 | 0 | 0 | 0 | 0 | 0 | 0 | 0 | 0 | 0 | 0 | 0 | 0 | 0 | 0 | 0 | 0 | 0 | 0 | 0 | 0 | 0 | 0 | 0 | 0 | 0 | 0 | 0 | 0 | 0 | 0 | 0 | 0 | 0 | 0 | 0 | 0 | 0 | 0 | 0 | 0 | 0 | 0 | 0 |  | 1.4146 | 0 | 1.0107 | 16.3609 | 8.2295 | 0 | 0 | 0 | 0 | 0 | 0 | 0 | 0 | 0 | 0 | 0 | 0 | 0 | 0 | 0 | 0 | 0 |  |  | 107 | #N/A | #N/A | #N/A | #N/A | #N/A | #N/A | 107 | #N/A | #N/A | #N/A | #N/A | #N/A | #N/A | #N/A
|  |  | 0 | 0 | 0 | 0 | 0 | 0 | 0 | 0 | 0 | 0 | 0 | 0 | 0 | 0 | 0 | 0 | 0 | 0 | 0 | 0 | 0 | 0 | 0 | 0 | 0 | 0 | 0 | 0 | 0 | 0 | 0 | 0 | 0 | 0 | 0 | 0 | 0 | 0 | 0 | 0 | 0 | 0 | 0 | 0 | 0 | 0 | 0 | 0 | 0 | 0 | 0 | 0 | 0 | 0 | 0 | 0 | 0 | 0 | 0 | 0 | 0 | 0 |  | 1.4146 | 0 | 1.0107 | 16.3609 | 8.2295 | 0 | 0 | 0 | 0 | 0 | 0 | 0 | 0 | 0 | 0 | 0 | 0 | 0 | 0 | 0 | 0 | 0 |  |  | 108 | #N/A | #N/A | #N/A | #N/A | #N/A | #N/A | 108 | #N/A | #N/A | #N/A | #N/A | #N/A | #N/A | #N/A
|  |  | 0 | 0 | 0 | 0 | 0 | 0 | 0 | 0 | 0 | 0 | 0 | 0 | 0 | 0 | 0 | 0 | 0 | 0 | 0 | 0 | 0 | 0 | 0 | 0 | 0 | 0 | 0 | 0 | 0 | 0 | 0 | 0 | 0 | 0 | 0 | 0 | 0 | 0 | 0 | 0 | 0 | 0 | 0 | 0 | 0 | 0 | 0 | 0 | 0 | 0 | 0 | 0 | 0 | 0 | 0 | 0 | 0 | 0 | 0 | 0 | 0 | 0 |  | 1.4146 | 0 | 1.0107 | 16.3609 | 8.2295 | 0 | 0 | 0 | 0 | 0 | 0 | 0 | 0 | 0 | 0 | 0 | 0 | 0 | 0 | 0 | 0 | 0 |  |  | 109 | #N/A | #N/A | #N/A | #N/A | #N/A | #N/A | 109 | #N/A | #N/A | #N/A | #N/A | #N/A | #N/A | #N/A
|  |  | 0 | 0 | 0 | 0 | 0 | 0 | 0 | 0 | 0 | 0 | 0 | 0 | 0 | 0 | 0 | 0 | 0 | 0 | 0 | 0 | 0 | 0 | 0 | 0 | 0 | 0 | 0 | 0 | 0 | 0 | 0 | 0 | 0 | 0 | 0 | 0 | 0 | 0 | 0 | 0 | 0 | 0 | 0 | 0 | 0 | 0 | 0 | 0 | 0 | 0 | 0 | 0 | 0 | 0 | 0 | 0 | 0 | 0 | 0 | 0 | 0 | 0 |  | 1.4146 | 0 | 1.0107 | 16.3609 | 8.2295 | 0 | 0 | 0 | 0 | 0 | 0 | 0 | 0 | 0 | 0 | 0 | 0 | 0 | 0 | 0 | 0 | 0 |  |  | 110 | #N/A | #N/A | #N/A | #N/A | #N/A | #N/A | 110 | #N/A | #N/A | #N/A | #N/A | #N/A | #N/A | #N/A
|  |  | 0 | 0 | 0 | 0 | 0 | 0 | 0 | 0 | 0 | 0 | 0 | 0 | 0 | 0 | 0 | 0 | 0 | 0 | 0 | 0 | 0 | 0 | 0 | 0 | 0 | 0 | 0 | 0 | 0 | 0 | 0 | 0 | 0 | 0 | 0 | 0 | 0 | 0 | 0 | 0 | 0 | 0 | 0 | 0 | 0 | 0 | 0 | 0 | 0 | 0 | 0 | 0 | 0 | 0 | 0 | 0 | 0 | 0 | 0 | 0 | 0 | 0 |  | 1.4146 | 0 | 1.0107 | 16.3609 | 8.2295 | 0 | 0 | 0 | 0 | 0 | 0 | 0 | 0 | 0 | 0 | 0 | 0 | 0 | 0 | 0 | 0 | 0 |  |  | 111 | #N/A | #N/A | #N/A | #N/A | #N/A | #N/A | 111 | #N/A | #N/A | #N/A | #N/A | #N/A | #N/A | #N/A
|  |  | 0 | 0 | 0 | 0 | 0 | 0 | 0 | 0 | 0 | 0 | 0 | 0 | 0 | 0 | 0 | 0 | 0 | 0 | 0 | 0 | 0 | 0 | 0 | 0 | 0 | 0 | 0 | 0 | 0 | 0 | 0 | 0 | 0 | 0 | 0 | 0 | 0 | 0 | 0 | 0 | 0 | 0 | 0 | 0 | 0 | 0 | 0 | 0 | 0 | 0 | 0 | 0 | 0 | 0 | 0 | 0 | 0 | 0 | 0 | 0 | 0 | 0 |  | 1.4146 | 0 | 1.0107 | 16.3609 | 8.2295 | 0 | 0 | 0 | 0 | 0 | 0 | 0 | 0 | 0 | 0 | 0 | 0 | 0 | 0 | 0 | 0 | 0 |  |  | 112 | #N/A | #N/A | #N/A | #N/A | #N/A | #N/A | 112 | #N/A | #N/A | #N/A | #N/A | #N/A | #N/A | #N/A
|  |  | 0 | 0 | 0 | 0 | 0 | 0 | 0 | 0 | 0 | 0 | 0 | 0 | 0 | 0 | 0 | 0 | 0 | 0 | 0 | 0 | 0 | 0 | 0 | 0 | 0 | 0 | 0 | 0 | 0 | 0 | 0 | 0 | 0 | 0 | 0 | 0 | 0 | 0 | 0 | 0 | 0 | 0 | 0 | 0 | 0 | 0 | 0 | 0 | 0 | 0 | 0 | 0 | 0 | 0 | 0 | 0 | 0 | 0 | 0 | 0 | 0 | 0 |  | 1.4146 | 0 | 1.0107 | 16.3609 | 8.2295 | 0 | 0 | 0 | 0 | 0 | 0 | 0 | 0 | 0 | 0 | 0 | 0 | 0 | 0 | 0 | 0 | 0 |  |  | 113 | #N/A | #N/A | #N/A | #N/A | #N/A | #N/A | 113 | #N/A | #N/A | #N/A | #N/A | #N/A | #N/A | #N/A
|  |  | 0 | 0 | 0 | 0 | 0 | 0 | 0 | 0 | 0 | 0 | 0 | 0 | 0 | 0 | 0 | 0 | 0 | 0 | 0 | 0 | 0 | 0 | 0 | 0 | 0 | 0 | 0 | 0 | 0 | 0 | 0 | 0 | 0 | 0 | 0 | 0 | 0 | 0 | 0 | 0 | 0 | 0 | 0 | 0 | 0 | 0 | 0 | 0 | 0 | 0 | 0 | 0 | 0 | 0 | 0 | 0 | 0 | 0 | 0 | 0 | 0 | 0 |  | 1.4146 | 0 | 1.0107 | 16.3609 | 8.2295 | 0 | 0 | 0 | 0 | 0 | 0 | 0 | 0 | 0 | 0 | 0 | 0 | 0 | 0 | 0 | 0 | 0 |  |  | 114 | #N/A | #N/A | #N/A | #N/A | #N/A | #N/A | 114 | #N/A | #N/A | #N/A | #N/A | #N/A | #N/A | #N/A
|  |  | 0 | 0 | 0 | 0 | 0 | 0 | 0 | 0 | 0 | 0 | 0 | 0 | 0 | 0 | 0 | 0 | 0 | 0 | 0 | 0 | 0 | 0 | 0 | 0 | 0 | 0 | 0 | 0 | 0 | 0 | 0 | 0 | 0 | 0 | 0 | 0 | 0 | 0 | 0 | 0 | 0 | 0 | 0 | 0 | 0 | 0 | 0 | 0 | 0 | 0 | 0 | 0 | 0 | 0 | 0 | 0 | 0 | 0 | 0 | 0 | 0 | 0 |  | 1.4146 | 0 | 1.0107 | 16.3609 | 8.2295 | 0 | 0 | 0 | 0 | 0 | 0 | 0 | 0 | 0 | 0 | 0 | 0 | 0 | 0 | 0 | 0 | 0 |  |  | 115 | #N/A | #N/A | #N/A | #N/A | #N/A | #N/A | 115 | #N/A | #N/A | #N/A | #N/A | #N/A | #N/A | #N/A
|  |  | 0 | 0 | 0 | 0 | 0 | 0 | 0 | 0 | 0 | 0 | 0 | 0 | 0 | 0 | 0 | 0 | 0 | 0 | 0 | 0 | 0 | 0 | 0 | 0 | 0 | 0 | 0 | 0 | 0 | 0 | 0 | 0 | 0 | 0 | 0 | 0 | 0 | 0 | 0 | 0 | 0 | 0 | 0 | 0 | 0 | 0 | 0 | 0 | 0 | 0 | 0 | 0 | 0 | 0 | 0 | 0 | 0 | 0 | 0 | 0 | 0 | 0 |  | 1.4146 | 0 | 1.0107 | 16.3609 | 8.2295 | 0 | 0 | 0 | 0 | 0 | 0 | 0 | 0 | 0 | 0 | 0 | 0 | 0 | 0 | 0 | 0 | 0 |  |  | 116 | #N/A | #N/A | #N/A | #N/A | #N/A | #N/A | 116 | #N/A | #N/A | #N/A | #N/A | #N/A | #N/A | #N/A
|  |  | 0 | 0 | 0 | 0 | 0 | 0 | 0 | 0 | 0 | 0 | 0 | 0 | 0 | 0 | 0 | 0 | 0 | 0 | 0 | 0 | 0 | 0 | 0 | 0 | 0 | 0 | 0 | 0 | 0 | 0 | 0 | 0 | 0 | 0 | 0 | 0 | 0 | 0 | 0 | 0 | 0 | 0 | 0 | 0 | 0 | 0 | 0 | 0 | 0 | 0 | 0 | 0 | 0 | 0 | 0 | 0 | 0 | 0 | 0 | 0 | 0 | 0 |  | 1.4146 | 0 | 1.0107 | 16.3609 | 8.2295 | 0 | 0 | 0 | 0 | 0 | 0 | 0 | 0 | 0 | 0 | 0 | 0 | 0 | 0 | 0 | 0 | 0 |  |  | 117 | #N/A | #N/A | #N/A | #N/A | #N/A | #N/A | 117 | #N/A | #N/A | #N/A | #N/A | #N/A | #N/A | #N/A
|  |  | 0 | 0 | 0 | 0 | 0 | 0 | 0 | 0 | 0 | 0 | 0 | 0 | 0 | 0 | 0 | 0 | 0 | 0 | 0 | 0 | 0 | 0 | 0 | 0 | 0 | 0 | 0 | 0 | 0 | 0 | 0 | 0 | 0 | 0 | 0 | 0 | 0 | 0 | 0 | 0 | 0 | 0 | 0 | 0 | 0 | 0 | 0 | 0 | 0 | 0 | 0 | 0 | 0 | 0 | 0 | 0 | 0 | 0 | 0 | 0 | 0 | 0 |  | 1.4146 | 0 | 1.0107 | 16.3609 | 8.2295 | 0 | 0 | 0 | 0 | 0 | 0 | 0 | 0 | 0 | 0 | 0 | 0 | 0 | 0 | 0 | 0 | 0 |  |  | 118 | #N/A | #N/A | #N/A | #N/A | #N/A | #N/A | 118 | #N/A | #N/A | #N/A | #N/A | #N/A | #N/A | #N/A
|  |  | 0 | 0 | 0 | 0 | 0 | 0 | 0 | 0 | 0 | 0 | 0 | 0 | 0 | 0 | 0 | 0 | 0 | 0 | 0 | 0 | 0 | 0 | 0 | 0 | 0 | 0 | 0 | 0 | 0 | 0 | 0 | 0 | 0 | 0 | 0 | 0 | 0 | 0 | 0 | 0 | 0 | 0 | 0 | 0 | 0 | 0 | 0 | 0 | 0 | 0 | 0 | 0 | 0 | 0 | 0 | 0 | 0 | 0 | 0 | 0 | 0 | 0 |  | 1.4146 | 0 | 1.0107 | 16.3609 | 8.2295 | 0 | 0 | 0 | 0 | 0 | 0 | 0 | 0 | 0 | 0 | 0 | 0 | 0 | 0 | 0 | 0 | 0 |  |  | 119 | #N/A | #N/A | #N/A | #N/A | #N/A | #N/A | 119 | #N/A | #N/A | #N/A | #N/A | #N/A | #N/A | #N/A
|  |  | 0 | 0 | 0 | 0 | 0 | 0 | 0 | 0 | 0 | 0 | 0 | 0 | 0 | 0 | 0 | 0 | 0 | 0 | 0 | 0 | 0 | 0 | 0 | 0 | 0 | 0 | 0 | 0 | 0 | 0 | 0 | 0 | 0 | 0 | 0 | 0 | 0 | 0 | 0 | 0 | 0 | 0 | 0 | 0 | 0 | 0 | 0 | 0 | 0 | 0 | 0 | 0 | 0 | 0 | 0 | 0 | 0 | 0 | 0 | 0 | 0 | 0 |  | 1.4146 | 0 | 1.0107 | 16.3609 | 8.2295 | 0 | 0 | 0 | 0 | 0 | 0 | 0 | 0 | 0 | 0 | 0 | 0 | 0 | 0 | 0 | 0 | 0 |  |  | 120 | #N/A | #N/A | #N/A | #N/A | #N/A | #N/A | 120 | #N/A | #N/A | #N/A | #N/A | #N/A | #N/A | #N/A
|  |  | 0 | 0 | 0 | 0 | 0 | 0 | 0 | 0 | 0 | 0 | 0 | 0 | 0 | 0 | 0 | 0 | 0 | 0 | 0 | 0 | 0 | 0 | 0 | 0 | 0 | 0 | 0 | 0 | 0 | 0 | 0 | 0 | 0 | 0 | 0 | 0 | 0 | 0 | 0 | 0 | 0 | 0 | 0 | 0 | 0 | 0 | 0 | 0 | 0 | 0 | 0 | 0 | 0 | 0 | 0 | 0 | 0 | 0 | 0 | 0 | 0 | 0 |  | 1.4146 | 0 | 1.0107 | 16.3609 | 8.2295 | 0 | 0 | 0 | 0 | 0 | 0 | 0 | 0 | 0 | 0 | 0 | 0 | 0 | 0 | 0 | 0 | 0 |  |  | 121 | #N/A | #N/A | #N/A | #N/A | #N/A | #N/A | 121 | #N/A | #N/A | #N/A | #N/A | #N/A | #N/A | #N/A
|  |  | 0 | 0 | 0 | 0 | 0 | 0 | 0 | 0 | 0 | 0 | 0 | 0 | 0 | 0 | 0 | 0 | 0 | 0 | 0 | 0 | 0 | 0 | 0 | 0 | 0 | 0 | 0 | 0 | 0 | 0 | 0 | 0 | 0 | 0 | 0 | 0 | 0 | 0 | 0 | 0 | 0 | 0 | 0 | 0 | 0 | 0 | 0 | 0 | 0 | 0 | 0 | 0 | 0 | 0 | 0 | 0 | 0 | 0 | 0 | 0 | 0 | 0 |  | 1.4146 | 0 | 1.0107 | 16.3609 | 8.2295 | 0 | 0 | 0 | 0 | 0 | 0 | 0 | 0 | 0 | 0 | 0 | 0 | 0 | 0 | 0 | 0 | 0 |  |  | 122 | #N/A | #N/A | #N/A | #N/A | #N/A | #N/A | 122 | #N/A | #N/A | #N/A | #N/A | #N/A | #N/A | #N/A
|  |  | 0 | 0 | 0 | 0 | 0 | 0 | 0 | 0 | 0 | 0 | 0 | 0 | 0 | 0 | 0 | 0 | 0 | 0 | 0 | 0 | 0 | 0 | 0 | 0 | 0 | 0 | 0 | 0 | 0 | 0 | 0 | 0 | 0 | 0 | 0 | 0 | 0 | 0 | 0 | 0 | 0 | 0 | 0 | 0 | 0 | 0 | 0 | 0 | 0 | 0 | 0 | 0 | 0 | 0 | 0 | 0 | 0 | 0 | 0 | 0 | 0 | 0 |  | 1.4146 | 0 | 1.0107 | 16.3609 | 8.2295 | 0 | 0 | 0 | 0 | 0 | 0 | 0 | 0 | 0 | 0 | 0 | 0 | 0 | 0 | 0 | 0 | 0 |  |  | 123 | #N/A | #N/A | #N/A | #N/A | #N/A | #N/A | 123 | #N/A | #N/A | #N/A | #N/A | #N/A | #N/A | #N/A
|  |  | 0 | 0 | 0 | 0 | 0 | 0 | 0 | 0 | 0 | 0 | 0 | 0 | 0 | 0 | 0 | 0 | 0 | 0 | 0 | 0 | 0 | 0 | 0 | 0 | 0 | 0 | 0 | 0 | 0 | 0 | 0 | 0 | 0 | 0 | 0 | 0 | 0 | 0 | 0 | 0 | 0 | 0 | 0 | 0 | 0 | 0 | 0 | 0 | 0 | 0 | 0 | 0 | 0 | 0 | 0 | 0 | 0 | 0 | 0 | 0 | 0 | 0 |  | 1.4146 | 0 | 1.0107 | 16.3609 | 8.2295 | 0 | 0 | 0 | 0 | 0 | 0 | 0 | 0 | 0 | 0 | 0 | 0 | 0 | 0 | 0 | 0 | 0 |  |  | 124 | #N/A | #N/A | #N/A | #N/A | #N/A | #N/A | 124 | #N/A | #N/A | #N/A | #N/A | #N/A | #N/A | #N/A
|  |  | 0 | 0 | 0 | 0 | 0 | 0 | 0 | 0 | 0 | 0 | 0 | 0 | 0 | 0 | 0 | 0 | 0 | 0 | 0 | 0 | 0 | 0 | 0 | 0 | 0 | 0 | 0 | 0 | 0 | 0 | 0 | 0 | 0 | 0 | 0 | 0 | 0 | 0 | 0 | 0 | 0 | 0 | 0 | 0 | 0 | 0 | 0 | 0 | 0 | 0 | 0 | 0 | 0 | 0 | 0 | 0 | 0 | 0 | 0 | 0 | 0 | 0 |  | 1.4146 | 0 | 1.0107 | 16.3609 | 8.2295 | 0 | 0 | 0 | 0 | 0 | 0 | 0 | 0 | 0 | 0 | 0 | 0 | 0 | 0 | 0 | 0 | 0 |  |  | 125 | #N/A | #N/A | #N/A | #N/A | #N/A | #N/A | 125 | #N/A | #N/A | #N/A | #N/A | #N/A | #N/A | #N/A
|  |  | 0 | 0 | 0 | 0 | 0 | 0 | 0 | 0 | 0 | 0 | 0 | 0 | 0 | 0 | 0 | 0 | 0 | 0 | 0 | 0 | 0 | 0 | 0 | 0 | 0 | 0 | 0 | 0 | 0 | 0 | 0 | 0 | 0 | 0 | 0 | 0 | 0 | 0 | 0 | 0 | 0 | 0 | 0 | 0 | 0 | 0 | 0 | 0 | 0 | 0 | 0 | 0 | 0 | 0 | 0 | 0 | 0 | 0 | 0 | 0 | 0 | 0 |  | 1.4146 | 0 | 1.0107 | 16.3609 | 8.2295 | 0 | 0 | 0 | 0 | 0 | 0 | 0 | 0 | 0 | 0 | 0 | 0 | 0 | 0 | 0 | 0 | 0 |  |  | 126 | #N/A | #N/A | #N/A | #N/A | #N/A | #N/A | 126 | #N/A | #N/A | #N/A | #N/A | #N/A | #N/A | #N/A
|  |  | 0 | 0 | 0 | 0 | 0 | 0 | 0 | 0 | 0 | 0 | 0 | 0 | 0 | 0 | 0 | 0 | 0 | 0 | 0 | 0 | 0 | 0 | 0 | 0 | 0 | 0 | 0 | 0 | 0 | 0 | 0 | 0 | 0 | 0 | 0 | 0 | 0 | 0 | 0 | 0 | 0 | 0 | 0 | 0 | 0 | 0 | 0 | 0 | 0 | 0 | 0 | 0 | 0 | 0 | 0 | 0 | 0 | 0 | 0 | 0 | 0 | 0 |  | 1.4146 | 0 | 1.0107 | 16.3609 | 8.2295 | 0 | 0 | 0 | 0 | 0 | 0 | 0 | 0 | 0 | 0 | 0 | 0 | 0 | 0 | 0 | 0 | 0 |  |  | 127 | #N/A | #N/A | #N/A | #N/A | #N/A | #N/A | 127 | #N/A | #N/A | #N/A | #N/A | #N/A | #N/A | #N/A
|  |  | 0 | 0 | 0 | 0 | 0 | 0 | 0 | 0 | 0 | 0 | 0 | 0 | 0 | 0 | 0 | 0 | 0 | 0 | 0 | 0 | 0 | 0 | 0 | 0 | 0 | 0 | 0 | 0 | 0 | 0 | 0 | 0 | 0 | 0 | 0 | 0 | 0 | 0 | 0 | 0 | 0 | 0 | 0 | 0 | 0 | 0 | 0 | 0 | 0 | 0 | 0 | 0 | 0 | 0 | 0 | 0 | 0 | 0 | 0 | 0 | 0 | 0 |  | 1.4146 | 0 | 1.0107 | 16.3609 | 8.2295 | 0 | 0 | 0 | 0 | 0 | 0 | 0 | 0 | 0 | 0 | 0 | 0 | 0 | 0 | 0 | 0 | 0 |  |  | 128 | #N/A | #N/A | #N/A | #N/A | #N/A | #N/A | 128 | #N/A | #N/A | #N/A | #N/A | #N/A | #N/A | #N/A
|  |  | 0 | 0 | 0 | 0 | 0 | 0 | 0 | 0 | 0 | 0 | 0 | 0 | 0 | 0 | 0 | 0 | 0 | 0 | 0 | 0 | 0 | 0 | 0 | 0 | 0 | 0 | 0 | 0 | 0 | 0 | 0 | 0 | 0 | 0 | 0 | 0 | 0 | 0 | 0 | 0 | 0 | 0 | 0 | 0 | 0 | 0 | 0 | 0 | 0 | 0 | 0 | 0 | 0 | 0 | 0 | 0 | 0 | 0 | 0 | 0 | 0 | 0 |  | 1.4146 | 0 | 1.0107 | 16.3609 | 8.2295 | 0 | 0 | 0 | 0 | 0 | 0 | 0 | 0 | 0 | 0 | 0 | 0 | 0 | 0 | 0 | 0 | 0 |  |  | 129 | #N/A | #N/A | #N/A | #N/A | #N/A | #N/A | 129 | #N/A | #N/A | #N/A | #N/A | #N/A | #N/A | #N/A
|  |  | 0 | 0 | 0 | 0 | 0 | 0 | 0 | 0 | 0 | 0 | 0 | 0 | 0 | 0 | 0 | 0 | 0 | 0 | 0 | 0 | 0 | 0 | 0 | 0 | 0 | 0 | 0 | 0 | 0 | 0 | 0 | 0 | 0 | 0 | 0 | 0 | 0 | 0 | 0 | 0 | 0 | 0 | 0 | 0 | 0 | 0 | 0 | 0 | 0 | 0 | 0 | 0 | 0 | 0 | 0 | 0 | 0 | 0 | 0 | 0 | 0 | 0 |  | 1.4146 | 0 | 1.0107 | 16.3609 | 8.2295 | 0 | 0 | 0 | 0 | 0 | 0 | 0 | 0 | 0 | 0 | 0 | 0 | 0 | 0 | 0 | 0 | 0 |  |  | 130 | #N/A | #N/A | #N/A | #N/A | #N/A | #N/A | 130 | #N/A | #N/A | #N/A | #N/A | #N/A | #N/A | #N/A
|  |  | 0 | 0 | 0 | 0 | 0 | 0 | 0 | 0 | 0 | 0 | 0 | 0 | 0 | 0 | 0 | 0 | 0 | 0 | 0 | 0 | 0 | 0 | 0 | 0 | 0 | 0 | 0 | 0 | 0 | 0 | 0 | 0 | 0 | 0 | 0 | 0 | 0 | 0 | 0 | 0 | 0 | 0 | 0 | 0 | 0 | 0 | 0 | 0 | 0 | 0 | 0 | 0 | 0 | 0 | 0 | 0 | 0 | 0 | 0 | 0 | 0 | 0 |  | 1.4146 | 0 | 1.0107 | 16.3609 | 8.2295 | 0 | 0 | 0 | 0 | 0 | 0 | 0 | 0 | 0 | 0 | 0 | 0 | 0 | 0 | 0 | 0 | 0 |  |  | 131 | #N/A | #N/A | #N/A | #N/A | #N/A | #N/A | 131 | #N/A | #N/A | #N/A | #N/A | #N/A | #N/A | #N/A
|  |  | 0 | 0 | 0 | 0 | 0 | 0 | 0 | 0 | 0 | 0 | 0 | 0 | 0 | 0 | 0 | 0 | 0 | 0 | 0 | 0 | 0 | 0 | 0 | 0 | 0 | 0 | 0 | 0 | 0 | 0 | 0 | 0 | 0 | 0 | 0 | 0 | 0 | 0 | 0 | 0 | 0 | 0 | 0 | 0 | 0 | 0 | 0 | 0 | 0 | 0 | 0 | 0 | 0 | 0 | 0 | 0 | 0 | 0 | 0 | 0 | 0 | 0 |  | 1.4146 | 0 | 1.0107 | 16.3609 | 8.2295 | 0 | 0 | 0 | 0 | 0 | 0 | 0 | 0 | 0 | 0 | 0 | 0 | 0 | 0 | 0 | 0 | 0 |  |  | 132 | #N/A | #N/A | #N/A | #N/A | #N/A | #N/A | 132 | #N/A | #N/A | #N/A | #N/A | #N/A | #N/A | #N/A
|  |  | 0 | 0 | 0 | 0 | 0 | 0 | 0 | 0 | 0 | 0 | 0 | 0 | 0 | 0 | 0 | 0 | 0 | 0 | 0 | 0 | 0 | 0 | 0 | 0 | 0 | 0 | 0 | 0 | 0 | 0 | 0 | 0 | 0 | 0 | 0 | 0 | 0 | 0 | 0 | 0 | 0 | 0 | 0 | 0 | 0 | 0 | 0 | 0 | 0 | 0 | 0 | 0 | 0 | 0 | 0 | 0 | 0 | 0 | 0 | 0 | 0 | 0 |  | 1.4146 | 0 | 1.0107 | 16.3609 | 8.2295 | 0 | 0 | 0 | 0 | 0 | 0 | 0 | 0 | 0 | 0 | 0 | 0 | 0 | 0 | 0 | 0 | 0 |  |  | 133 | #N/A | #N/A | #N/A | #N/A | #N/A | #N/A | 133 | #N/A | #N/A | #N/A | #N/A | #N/A | #N/A | #N/A
|  |  | 0 | 0 | 0 | 0 | 0 | 0 | 0 | 0 | 0 | 0 | 0 | 0 | 0 | 0 | 0 | 0 | 0 | 0 | 0 | 0 | 0 | 0 | 0 | 0 | 0 | 0 | 0 | 0 | 0 | 0 | 0 | 0 | 0 | 0 | 0 | 0 | 0 | 0 | 0 | 0 | 0 | 0 | 0 | 0 | 0 | 0 | 0 | 0 | 0 | 0 | 0 | 0 | 0 | 0 | 0 | 0 | 0 | 0 | 0 | 0 | 0 | 0 |  | 1.4146 | 0 | 1.0107 | 16.3609 | 8.2295 | 0 | 0 | 0 | 0 | 0 | 0 | 0 | 0 | 0 | 0 | 0 | 0 | 0 | 0 | 0 | 0 | 0 |  |  | 134 | #N/A | #N/A | #N/A | #N/A | #N/A | #N/A | 134 | #N/A | #N/A | #N/A | #N/A | #N/A | #N/A | #N/A
|  |  | 0 | 0 | 0 | 0 | 0 | 0 | 0 | 0 | 0 | 0 | 0 | 0 | 0 | 0 | 0 | 0 | 0 | 0 | 0 | 0 | 0 | 0 | 0 | 0 | 0 | 0 | 0 | 0 | 0 | 0 | 0 | 0 | 0 | 0 | 0 | 0 | 0 | 0 | 0 | 0 | 0 | 0 | 0 | 0 | 0 | 0 | 0 | 0 | 0 | 0 | 0 | 0 | 0 | 0 | 0 | 0 | 0 | 0 | 0 | 0 | 0 | 0 |  | 1.4146 | 0 | 1.0107 | 16.3609 | 8.2295 | 0 | 0 | 0 | 0 | 0 | 0 | 0 | 0 | 0 | 0 | 0 | 0 | 0 | 0 | 0 | 0 | 0 |  |  | 135 | #N/A | #N/A | #N/A | #N/A | #N/A | #N/A | 135 | #N/A | #N/A | #N/A | #N/A | #N/A | #N/A | #N/A
|  |  | 0 | 0 | 0 | 0 | 0 | 0 | 0 | 0 | 0 | 0 | 0 | 0 | 0 | 0 | 0 | 0 | 0 | 0 | 0 | 0 | 0 | 0 | 0 | 0 | 0 | 0 | 0 | 0 | 0 | 0 | 0 | 0 | 0 | 0 | 0 | 0 | 0 | 0 | 0 | 0 | 0 | 0 | 0 | 0 | 0 | 0 | 0 | 0 | 0 | 0 | 0 | 0 | 0 | 0 | 0 | 0 | 0 | 0 | 0 | 0 | 0 | 0 |  | 1.4146 | 0 | 1.0107 | 16.3609 | 8.2295 | 0 | 0 | 0 | 0 | 0 | 0 | 0 | 0 | 0 | 0 | 0 | 0 | 0 | 0 | 0 | 0 | 0 |  |  | 136 | #N/A | #N/A | #N/A | #N/A | #N/A | #N/A | 136 | #N/A | #N/A | #N/A | #N/A | #N/A | #N/A | #N/A
|  |  | 0 | 0 | 0 | 0 | 0 | 0 | 0 | 0 | 0 | 0 | 0 | 0 | 0 | 0 | 0 | 0 | 0 | 0 | 0 | 0 | 0 | 0 | 0 | 0 | 0 | 0 | 0 | 0 | 0 | 0 | 0 | 0 | 0 | 0 | 0 | 0 | 0 | 0 | 0 | 0 | 0 | 0 | 0 | 0 | 0 | 0 | 0 | 0 | 0 | 0 | 0 | 0 | 0 | 0 | 0 | 0 | 0 | 0 | 0 | 0 | 0 | 0 |  | 1.4146 | 0 | 1.0107 | 16.3609 | 8.2295 | 0 | 0 | 0 | 0 | 0 | 0 | 0 | 0 | 0 | 0 | 0 | 0 | 0 | 0 | 0 | 0 | 0 |  |  | 137 | #N/A | #N/A | #N/A | #N/A | #N/A | #N/A | 137 | #N/A | #N/A | #N/A | #N/A | #N/A | #N/A | #N/A
|  |  | 0 | 0 | 0 | 0 | 0 | 0 | 0 | 0 | 0 | 0 | 0 | 0 | 0 | 0 | 0 | 0 | 0 | 0 | 0 | 0 | 0 | 0 | 0 | 0 | 0 | 0 | 0 | 0 | 0 | 0 | 0 | 0 | 0 | 0 | 0 | 0 | 0 | 0 | 0 | 0 | 0 | 0 | 0 | 0 | 0 | 0 | 0 | 0 | 0 | 0 | 0 | 0 | 0 | 0 | 0 | 0 | 0 | 0 | 0 | 0 | 0 | 0 |  | 1.4146 | 0 | 1.0107 | 16.3609 | 8.2295 | 0 | 0 | 0 | 0 | 0 | 0 | 0 | 0 | 0 | 0 | 0 | 0 | 0 | 0 | 0 | 0 | 0 |  |  | 138 | #N/A | #N/A | #N/A | #N/A | #N/A | #N/A | 138 | #N/A | #N/A | #N/A | #N/A | #N/A | #N/A | #N/A
|  |  | 0 | 0 | 0 | 0 | 0 | 0 | 0 | 0 | 0 | 0 | 0 | 0 | 0 | 0 | 0 | 0 | 0 | 0 | 0 | 0 | 0 | 0 | 0 | 0 | 0 | 0 | 0 | 0 | 0 | 0 | 0 | 0 | 0 | 0 | 0 | 0 | 0 | 0 | 0 | 0 | 0 | 0 | 0 | 0 | 0 | 0 | 0 | 0 | 0 | 0 | 0 | 0 | 0 | 0 | 0 | 0 | 0 | 0 | 0 | 0 | 0 | 0 |  | 1.4146 | 0 | 1.0107 | 16.3609 | 8.2295 | 0 | 0 | 0 | 0 | 0 | 0 | 0 | 0 | 0 | 0 | 0 | 0 | 0 | 0 | 0 | 0 | 0 |  |  | 139 | #N/A | #N/A | #N/A | #N/A | #N/A | #N/A | 139 | #N/A | #N/A | #N/A | #N/A | #N/A | #N/A | #N/A
|  |  | 0 | 0 | 0 | 0 | 0 | 0 | 0 | 0 | 0 | 0 | 0 | 0 | 0 | 0 | 0 | 0 | 0 | 0 | 0 | 0 | 0 | 0 | 0 | 0 | 0 | 0 | 0 | 0 | 0 | 0 | 0 | 0 | 0 | 0 | 0 | 0 | 0 | 0 | 0 | 0 | 0 | 0 | 0 | 0 | 0 | 0 | 0 | 0 | 0 | 0 | 0 | 0 | 0 | 0 | 0 | 0 | 0 | 0 | 0 | 0 | 0 | 0 |  | 1.4146 | 0 | 1.0107 | 16.3609 | 8.2295 | 0 | 0 | 0 | 0 | 0 | 0 | 0 | 0 | 0 | 0 | 0 | 0 | 0 | 0 | 0 | 0 | 0 |  |  | 140 | #N/A | #N/A | #N/A | #N/A | #N/A | #N/A | 140 | #N/A | #N/A | #N/A | #N/A | #N/A | #N/A | #N/A
|  |  | 0 | 0 | 0 | 0 | 0 | 0 | 0 | 0 | 0 | 0 | 0 | 0 | 0 | 0 | 0 | 0 | 0 | 0 | 0 | 0 | 0 | 0 | 0 | 0 | 0 | 0 | 0 | 0 | 0 | 0 | 0 | 0 | 0 | 0 | 0 | 0 | 0 | 0 | 0 | 0 | 0 | 0 | 0 | 0 | 0 | 0 | 0 | 0 | 0 | 0 | 0 | 0 | 0 | 0 | 0 | 0 | 0 | 0 | 0 | 0 | 0 | 0 |  | 1.4146 | 0 | 1.0107 | 16.3609 | 8.2295 | 0 | 0 | 0 | 0 | 0 | 0 | 0 | 0 | 0 | 0 | 0 | 0 | 0 | 0 | 0 | 0 | 0 |  |  | 141 | #N/A | #N/A | #N/A | #N/A | #N/A | #N/A | 141 | #N/A | #N/A | #N/A | #N/A | #N/A | #N/A | #N/A
|  |  | 0 | 0 | 0 | 0 | 0 | 0 | 0 | 0 | 0 | 0 | 0 | 0 | 0 | 0 | 0 | 0 | 0 | 0 | 0 | 0 | 0 | 0 | 0 | 0 | 0 | 0 | 0 | 0 | 0 | 0 | 0 | 0 | 0 | 0 | 0 | 0 | 0 | 0 | 0 | 0 | 0 | 0 | 0 | 0 | 0 | 0 | 0 | 0 | 0 | 0 | 0 | 0 | 0 | 0 | 0 | 0 | 0 | 0 | 0 | 0 | 0 | 0 |  | 1.4146 | 0 | 1.0107 | 16.3609 | 8.2295 | 0 | 0 | 0 | 0 | 0 | 0 | 0 | 0 | 0 | 0 | 0 | 0 | 0 | 0 | 0 | 0 | 0 |  |  | 142 | #N/A | #N/A | #N/A | #N/A | #N/A | #N/A | 142 | #N/A | #N/A | #N/A | #N/A | #N/A | #N/A | #N/A
|  |  | 0 | 0 | 0 | 0 | 0 | 0 | 0 | 0 | 0 | 0 | 0 | 0 | 0 | 0 | 0 | 0 | 0 | 0 | 0 | 0 | 0 | 0 | 0 | 0 | 0 | 0 | 0 | 0 | 0 | 0 | 0 | 0 | 0 | 0 | 0 | 0 | 0 | 0 | 0 | 0 | 0 | 0 | 0 | 0 | 0 | 0 | 0 | 0 | 0 | 0 | 0 | 0 | 0 | 0 | 0 | 0 | 0 | 0 | 0 | 0 | 0 | 0 |  | 1.4146 | 0 | 1.0107 | 16.3609 | 8.2295 | 0 | 0 | 0 | 0 | 0 | 0 | 0 | 0 | 0 | 0 | 0 | 0 | 0 | 0 | 0 | 0 | 0 |  |  | 143 | #N/A | #N/A | #N/A | #N/A | #N/A | #N/A | 143 | #N/A | #N/A | #N/A | #N/A | #N/A | #N/A | #N/A
|  |  | 0 | 0 | 0 | 0 | 0 | 0 | 0 | 0 | 0 | 0 | 0 | 0 | 0 | 0 | 0 | 0 | 0 | 0 | 0 | 0 | 0 | 0 | 0 | 0 | 0 | 0 | 0 | 0 | 0 | 0 | 0 | 0 | 0 | 0 | 0 | 0 | 0 | 0 | 0 | 0 | 0 | 0 | 0 | 0 | 0 | 0 | 0 | 0 | 0 | 0 | 0 | 0 | 0 | 0 | 0 | 0 | 0 | 0 | 0 | 0 | 0 | 0 |  | 1.4146 | 0 | 1.0107 | 16.3609 | 8.2295 | 0 | 0 | 0 | 0 | 0 | 0 | 0 | 0 | 0 | 0 | 0 | 0 | 0 | 0 | 0 | 0 | 0 |  |  | 144 | #N/A | #N/A | #N/A | #N/A | #N/A | #N/A | 144 | #N/A | #N/A | #N/A | #N/A | #N/A | #N/A | #N/A
|  |  | 0 | 0 | 0 | 0 | 0 | 0 | 0 | 0 | 0 | 0 | 0 | 0 | 0 | 0 | 0 | 0 | 0 | 0 | 0 | 0 | 0 | 0 | 0 | 0 | 0 | 0 | 0 | 0 | 0 | 0 | 0 | 0 | 0 | 0 | 0 | 0 | 0 | 0 | 0 | 0 | 0 | 0 | 0 | 0 | 0 | 0 | 0 | 0 | 0 | 0 | 0 | 0 | 0 | 0 | 0 | 0 | 0 | 0 | 0 | 0 | 0 | 0 |  | 1.4146 | 0 | 1.0107 | 16.3609 | 8.2295 | 0 | 0 | 0 | 0 | 0 | 0 | 0 | 0 | 0 | 0 | 0 | 0 | 0 | 0 | 0 | 0 | 0 |  |  | 145 | #N/A | #N/A | #N/A | #N/A | #N/A | #N/A | 145 | #N/A | #N/A | #N/A | #N/A | #N/A | #N/A | #N/A
|  |  | 0 | 0 | 0 | 0 | 0 | 0 | 0 | 0 | 0 | 0 | 0 | 0 | 0 | 0 | 0 | 0 | 0 | 0 | 0 | 0 | 0 | 0 | 0 | 0 | 0 | 0 | 0 | 0 | 0 | 0 | 0 | 0 | 0 | 0 | 0 | 0 | 0 | 0 | 0 | 0 | 0 | 0 | 0 | 0 | 0 | 0 | 0 | 0 | 0 | 0 | 0 | 0 | 0 | 0 | 0 | 0 | 0 | 0 | 0 | 0 | 0 | 0 |  | 1.4146 | 0 | 1.0107 | 16.3609 | 8.2295 | 0 | 0 | 0 | 0 | 0 | 0 | 0 | 0 | 0 | 0 | 0 | 0 | 0 | 0 | 0 | 0 | 0 |  |  | 146 | #N/A | #N/A | #N/A | #N/A | #N/A | #N/A | 146 | #N/A | #N/A | #N/A | #N/A | #N/A | #N/A | #N/A
|  |  | 0 | 0 | 0 | 0 | 0 | 0 | 0 | 0 | 0 | 0 | 0 | 0 | 0 | 0 | 0 | 0 | 0 | 0 | 0 | 0 | 0 | 0 | 0 | 0 | 0 | 0 | 0 | 0 | 0 | 0 | 0 | 0 | 0 | 0 | 0 | 0 | 0 | 0 | 0 | 0 | 0 | 0 | 0 | 0 | 0 | 0 | 0 | 0 | 0 | 0 | 0 | 0 | 0 | 0 | 0 | 0 | 0 | 0 | 0 | 0 | 0 | 0 |  | 1.4146 | 0 | 1.0107 | 16.3609 | 8.2295 | 0 | 0 | 0 | 0 | 0 | 0 | 0 | 0 | 0 | 0 | 0 | 0 | 0 | 0 | 0 | 0 | 0 |  |  | 147 | #N/A | #N/A | #N/A | #N/A | #N/A | #N/A | 147 | #N/A | #N/A | #N/A | #N/A | #N/A | #N/A | #N/A
|  |  | 0 | 0 | 0 | 0 | 0 | 0 | 0 | 0 | 0 | 0 | 0 | 0 | 0 | 0 | 0 | 0 | 0 | 0 | 0 | 0 | 0 | 0 | 0 | 0 | 0 | 0 | 0 | 0 | 0 | 0 | 0 | 0 | 0 | 0 | 0 | 0 | 0 | 0 | 0 | 0 | 0 | 0 | 0 | 0 | 0 | 0 | 0 | 0 | 0 | 0 | 0 | 0 | 0 | 0 | 0 | 0 | 0 | 0 | 0 | 0 | 0 | 0 |  | 1.4146 | 0 | 1.0107 | 16.3609 | 8.2295 | 0 | 0 | 0 | 0 | 0 | 0 | 0 | 0 | 0 | 0 | 0 | 0 | 0 | 0 | 0 | 0 | 0 |  |  | 148 | #N/A | #N/A | #N/A | #N/A | #N/A | #N/A | 148 | #N/A | #N/A | #N/A | #N/A | #N/A | #N/A | #N/A
|  |  | 0 | 0 | 0 | 0 | 0 | 0 | 0 | 0 | 0 | 0 | 0 | 0 | 0 | 0 | 0 | 0 | 0 | 0 | 0 | 0 | 0 | 0 | 0 | 0 | 0 | 0 | 0 | 0 | 0 | 0 | 0 | 0 | 0 | 0 | 0 | 0 | 0 | 0 | 0 | 0 | 0 | 0 | 0 | 0 | 0 | 0 | 0 | 0 | 0 | 0 | 0 | 0 | 0 | 0 | 0 | 0 | 0 | 0 | 0 | 0 | 0 | 0 |  | 1.4146 | 0 | 1.0107 | 16.3609 | 8.2295 | 0 | 0 | 0 | 0 | 0 | 0 | 0 | 0 | 0 | 0 | 0 | 0 | 0 | 0 | 0 | 0 | 0 |  |  | 149 | #N/A | #N/A | #N/A | #N/A | #N/A | #N/A | 149 | #N/A | #N/A | #N/A | #N/A | #N/A | #N/A | #N/A
|  |  | 0 | 0 | 0 | 0 | 0 | 0 | 0 | 0 | 0 | 0 | 0 | 0 | 0 | 0 | 0 | 0 | 0 | 0 | 0 | 0 | 0 | 0 | 0 | 0 | 0 | 0 | 0 | 0 | 0 | 0 | 0 | 0 | 0 | 0 | 0 | 0 | 0 | 0 | 0 | 0 | 0 | 0 | 0 | 0 | 0 | 0 | 0 | 0 | 0 | 0 | 0 | 0 | 0 | 0 | 0 | 0 | 0 | 0 | 0 | 0 | 0 | 0 |  | 1.4146 | 0 | 1.0107 | 16.3609 | 8.2295 | 0 | 0 | 0 | 0 | 0 | 0 | 0 | 0 | 0 | 0 | 0 | 0 | 0 | 0 | 0 | 0 | 0 |  |  | 150 | #N/A | #N/A | #N/A | #N/A | #N/A | #N/A | 150 | #N/A | #N/A | #N/A | #N/A | #N/A | #N/A | #N/A
|  |  | 0 | 0 | 0 | 0 | 0 | 0 | 0 | 0 | 0 | 0 | 0 | 0 | 0 | 0 | 0 | 0 | 0 | 0 | 0 | 0 | 0 | 0 | 0 | 0 | 0 | 0 | 0 | 0 | 0 | 0 | 0 | 0 | 0 | 0 | 0 | 0 | 0 | 0 | 0 | 0 | 0 | 0 | 0 | 0 | 0 | 0 | 0 | 0 | 0 | 0 | 0 | 0 | 0 | 0 | 0 | 0 | 0 | 0 | 0 | 0 | 0 | 0 |  | 1.4146 | 0 | 1.0107 | 16.3609 | 8.2295 | 0 | 0 | 0 | 0 | 0 | 0 | 0 | 0 | 0 | 0 | 0 | 0 | 0 | 0 | 0 | 0 | 0 |  |  | 151 | #N/A | #N/A | #N/A | #N/A | #N/A | #N/A | 151 | #N/A | #N/A | #N/A | #N/A | #N/A | #N/A | #N/A
|  |  | 0 | 0 | 0 | 0 | 0 | 0 | 0 | 0 | 0 | 0 | 0 | 0 | 0 | 0 | 0 | 0 | 0 | 0 | 0 | 0 | 0 | 0 | 0 | 0 | 0 | 0 | 0 | 0 | 0 | 0 | 0 | 0 | 0 | 0 | 0 | 0 | 0 | 0 | 0 | 0 | 0 | 0 | 0 | 0 | 0 | 0 | 0 | 0 | 0 | 0 | 0 | 0 | 0 | 0 | 0 | 0 | 0 | 0 | 0 | 0 | 0 | 0 |  | 1.4146 | 0 | 1.0107 | 16.3609 | 8.2295 | 0 | 0 | 0 | 0 | 0 | 0 | 0 | 0 | 0 | 0 | 0 | 0 | 0 | 0 | 0 | 0 | 0 |  |  | 152 | #N/A | #N/A | #N/A | #N/A | #N/A | #N/A | 152 | #N/A | #N/A | #N/A | #N/A | #N/A | #N/A | #N/A
|  |  | 0 | 0 | 0 | 0 | 0 | 0 | 0 | 0 | 0 | 0 | 0 | 0 | 0 | 0 | 0 | 0 | 0 | 0 | 0 | 0 | 0 | 0 | 0 | 0 | 0 | 0 | 0 | 0 | 0 | 0 | 0 | 0 | 0 | 0 | 0 | 0 | 0 | 0 | 0 | 0 | 0 | 0 | 0 | 0 | 0 | 0 | 0 | 0 | 0 | 0 | 0 | 0 | 0 | 0 | 0 | 0 | 0 | 0 | 0 | 0 | 0 | 0 |  | 1.4146 | 0 | 1.0107 | 16.3609 | 8.2295 | 0 | 0 | 0 | 0 | 0 | 0 | 0 | 0 | 0 | 0 | 0 | 0 | 0 | 0 | 0 | 0 | 0 |  |  | 153 | #N/A | #N/A | #N/A | #N/A | #N/A | #N/A | 153 | #N/A | #N/A | #N/A | #N/A | #N/A | #N/A | #N/A
|  |  | 0 | 0 | 0 | 0 | 0 | 0 | 0 | 0 | 0 | 0 | 0 | 0 | 0 | 0 | 0 | 0 | 0 | 0 | 0 | 0 | 0 | 0 | 0 | 0 | 0 | 0 | 0 | 0 | 0 | 0 | 0 | 0 | 0 | 0 | 0 | 0 | 0 | 0 | 0 | 0 | 0 | 0 | 0 | 0 | 0 | 0 | 0 | 0 | 0 | 0 | 0 | 0 | 0 | 0 | 0 | 0 | 0 | 0 | 0 | 0 | 0 | 0 |  | 1.4146 | 0 | 1.0107 | 16.3609 | 8.2295 | 0 | 0 | 0 | 0 | 0 | 0 | 0 | 0 | 0 | 0 | 0 | 0 | 0 | 0 | 0 | 0 | 0 |  |  | 154 | #N/A | #N/A | #N/A | #N/A | #N/A | #N/A | 154 | #N/A | #N/A | #N/A | #N/A | #N/A | #N/A | #N/A
|  |  | 0 | 0 | 0 | 0 | 0 | 0 | 0 | 0 | 0 | 0 | 0 | 0 | 0 | 0 | 0 | 0 | 0 | 0 | 0 | 0 | 0 | 0 | 0 | 0 | 0 | 0 | 0 | 0 | 0 | 0 | 0 | 0 | 0 | 0 | 0 | 0 | 0 | 0 | 0 | 0 | 0 | 0 | 0 | 0 | 0 | 0 | 0 | 0 | 0 | 0 | 0 | 0 | 0 | 0 | 0 | 0 | 0 | 0 | 0 | 0 | 0 | 0 |  | 1.4146 | 0 | 1.0107 | 16.3609 | 8.2295 | 0 | 0 | 0 | 0 | 0 | 0 | 0 | 0 | 0 | 0 | 0 | 0 | 0 | 0 | 0 | 0 | 0 |  |  | 155 | #N/A | #N/A | #N/A | #N/A | #N/A | #N/A | 155 | #N/A | #N/A | #N/A | #N/A | #N/A | #N/A | #N/A
|  |  | 0 | 0 | 0 | 0 | 0 | 0 | 0 | 0 | 0 | 0 | 0 | 0 | 0 | 0 | 0 | 0 | 0 | 0 | 0 | 0 | 0 | 0 | 0 | 0 | 0 | 0 | 0 | 0 | 0 | 0 | 0 | 0 | 0 | 0 | 0 | 0 | 0 | 0 | 0 | 0 | 0 | 0 | 0 | 0 | 0 | 0 | 0 | 0 | 0 | 0 | 0 | 0 | 0 | 0 | 0 | 0 | 0 | 0 | 0 | 0 | 0 | 0 |  | 1.4146 | 0 | 1.0107 | 16.3609 | 8.2295 | 0 | 0 | 0 | 0 | 0 | 0 | 0 | 0 | 0 | 0 | 0 | 0 | 0 | 0 | 0 | 0 | 0 |  |  | 156 | #N/A | #N/A | #N/A | #N/A | #N/A | #N/A | 156 | #N/A | #N/A | #N/A | #N/A | #N/A | #N/A | #N/A
|  |  | 0 | 0 | 0 | 0 | 0 | 0 | 0 | 0 | 0 | 0 | 0 | 0 | 0 | 0 | 0 | 0 | 0 | 0 | 0 | 0 | 0 | 0 | 0 | 0 | 0 | 0 | 0 | 0 | 0 | 0 | 0 | 0 | 0 | 0 | 0 | 0 | 0 | 0 | 0 | 0 | 0 | 0 | 0 | 0 | 0 | 0 | 0 | 0 | 0 | 0 | 0 | 0 | 0 | 0 | 0 | 0 | 0 | 0 | 0 | 0 | 0 | 0 |  | 1.4146 | 0 | 1.0107 | 16.3609 | 8.2295 | 0 | 0 | 0 | 0 | 0 | 0 | 0 | 0 | 0 | 0 | 0 | 0 | 0 | 0 | 0 | 0 | 0 |  |  | 157 | #N/A | #N/A | #N/A | #N/A | #N/A | #N/A | 157 | #N/A | #N/A | #N/A | #N/A | #N/A | #N/A | #N/A
|  |  | 0 | 0 | 0 | 0 | 0 | 0 | 0 | 0 | 0 | 0 | 0 | 0 | 0 | 0 | 0 | 0 | 0 | 0 | 0 | 0 | 0 | 0 | 0 | 0 | 0 | 0 | 0 | 0 | 0 | 0 | 0 | 0 | 0 | 0 | 0 | 0 | 0 | 0 | 0 | 0 | 0 | 0 | 0 | 0 | 0 | 0 | 0 | 0 | 0 | 0 | 0 | 0 | 0 | 0 | 0 | 0 | 0 | 0 | 0 | 0 | 0 | 0 |  | 1.4146 | 0 | 1.0107 | 16.3609 | 8.2295 | 0 | 0 | 0 | 0 | 0 | 0 | 0 | 0 | 0 | 0 | 0 | 0 | 0 | 0 | 0 | 0 | 0 |  |  | 158 | #N/A | #N/A | #N/A | #N/A | #N/A | #N/A | 158 | #N/A | #N/A | #N/A | #N/A | #N/A | #N/A | #N/A
|  |  | 0 | 0 | 0 | 0 | 0 | 0 | 0 | 0 | 0 | 0 | 0 | 0 | 0 | 0 | 0 | 0 | 0 | 0 | 0 | 0 | 0 | 0 | 0 | 0 | 0 | 0 | 0 | 0 | 0 | 0 | 0 | 0 | 0 | 0 | 0 | 0 | 0 | 0 | 0 | 0 | 0 | 0 | 0 | 0 | 0 | 0 | 0 | 0 | 0 | 0 | 0 | 0 | 0 | 0 | 0 | 0 | 0 | 0 | 0 | 0 | 0 | 0 |  | 1.4146 | 0 | 1.0107 | 16.3609 | 8.2295 | 0 | 0 | 0 | 0 | 0 | 0 | 0 | 0 | 0 | 0 | 0 | 0 | 0 | 0 | 0 | 0 | 0 |  |  | 159 | #N/A | #N/A | #N/A | #N/A | #N/A | #N/A | 159 | #N/A | #N/A | #N/A | #N/A | #N/A | #N/A | #N/A
|  |  | 0 | 0 | 0 | 0 | 0 | 0 | 0 | 0 | 0 | 0 | 0 | 0 | 0 | 0 | 0 | 0 | 0 | 0 | 0 | 0 | 0 | 0 | 0 | 0 | 0 | 0 | 0 | 0 | 0 | 0 | 0 | 0 | 0 | 0 | 0 | 0 | 0 | 0 | 0 | 0 | 0 | 0 | 0 | 0 | 0 | 0 | 0 | 0 | 0 | 0 | 0 | 0 | 0 | 0 | 0 | 0 | 0 | 0 | 0 | 0 | 0 | 0 |  | 1.4146 | 0 | 1.0107 | 16.3609 | 8.2295 | 0 | 0 | 0 | 0 | 0 | 0 | 0 | 0 | 0 | 0 | 0 | 0 | 0 | 0 | 0 | 0 | 0 |  |  | 160 | #N/A | #N/A | #N/A | #N/A | #N/A | #N/A | 160 | #N/A | #N/A | #N/A | #N/A | #N/A | #N/A | #N/A
|  |  | 0 | 0 | 0 | 0 | 0 | 0 | 0 | 0 | 0 | 0 | 0 | 0 | 0 | 0 | 0 | 0 | 0 | 0 | 0 | 0 | 0 | 0 | 0 | 0 | 0 | 0 | 0 | 0 | 0 | 0 | 0 | 0 | 0 | 0 | 0 | 0 | 0 | 0 | 0 | 0 | 0 | 0 | 0 | 0 | 0 | 0 | 0 | 0 | 0 | 0 | 0 | 0 | 0 | 0 | 0 | 0 | 0 | 0 | 0 | 0 | 0 | 0 |  | 1.4146 | 0 | 1.0107 | 16.3609 | 8.2295 | 0 | 0 | 0 | 0 | 0 | 0 | 0 | 0 | 0 | 0 | 0 | 0 | 0 | 0 | 0 | 0 | 0 |  |  | 161 | #N/A | #N/A | #N/A | #N/A | #N/A | #N/A | 161 | #N/A | #N/A | #N/A | #N/A | #N/A | #N/A | #N/A
|  |  | 0 | 0 | 0 | 0 | 0 | 0 | 0 | 0 | 0 | 0 | 0 | 0 | 0 | 0 | 0 | 0 | 0 | 0 | 0 | 0 | 0 | 0 | 0 | 0 | 0 | 0 | 0 | 0 | 0 | 0 | 0 | 0 | 0 | 0 | 0 | 0 | 0 | 0 | 0 | 0 | 0 | 0 | 0 | 0 | 0 | 0 | 0 | 0 | 0 | 0 | 0 | 0 | 0 | 0 | 0 | 0 | 0 | 0 | 0 | 0 | 0 | 0 |  | 1.4146 | 0 | 1.0107 | 16.3609 | 8.2295 | 0 | 0 | 0 | 0 | 0 | 0 | 0 | 0 | 0 | 0 | 0 | 0 | 0 | 0 | 0 | 0 | 0 |  |  | 162 | #N/A | #N/A | #N/A | #N/A | #N/A | #N/A | 162 | #N/A | #N/A | #N/A | #N/A | #N/A | #N/A | #N/A
|  |  | 0 | 0 | 0 | 0 | 0 | 0 | 0 | 0 | 0 | 0 | 0 | 0 | 0 | 0 | 0 | 0 | 0 | 0 | 0 | 0 | 0 | 0 | 0 | 0 | 0 | 0 | 0 | 0 | 0 | 0 | 0 | 0 | 0 | 0 | 0 | 0 | 0 | 0 | 0 | 0 | 0 | 0 | 0 | 0 | 0 | 0 | 0 | 0 | 0 | 0 | 0 | 0 | 0 | 0 | 0 | 0 | 0 | 0 | 0 | 0 | 0 | 0 |  | 1.4146 | 0 | 1.0107 | 16.3609 | 8.2295 | 0 | 0 | 0 | 0 | 0 | 0 | 0 | 0 | 0 | 0 | 0 | 0 | 0 | 0 | 0 | 0 | 0 |  |  | 163 | #N/A | #N/A | #N/A | #N/A | #N/A | #N/A | 163 | #N/A | #N/A | #N/A | #N/A | #N/A | #N/A | #N/A
|  |  | 0 | 0 | 0 | 0 | 0 | 0 | 0 | 0 | 0 | 0 | 0 | 0 | 0 | 0 | 0 | 0 | 0 | 0 | 0 | 0 | 0 | 0 | 0 | 0 | 0 | 0 | 0 | 0 | 0 | 0 | 0 | 0 | 0 | 0 | 0 | 0 | 0 | 0 | 0 | 0 | 0 | 0 | 0 | 0 | 0 | 0 | 0 | 0 | 0 | 0 | 0 | 0 | 0 | 0 | 0 | 0 | 0 | 0 | 0 | 0 | 0 | 0 |  | 1.4146 | 0 | 1.0107 | 16.3609 | 8.2295 | 0 | 0 | 0 | 0 | 0 | 0 | 0 | 0 | 0 | 0 | 0 | 0 | 0 | 0 | 0 | 0 | 0 |  |  | 164 | #N/A | #N/A | #N/A | #N/A | #N/A | #N/A | 164 | #N/A | #N/A | #N/A | #N/A | #N/A | #N/A | #N/A
|  |  | 0 | 0 | 0 | 0 | 0 | 0 | 0 | 0 | 0 | 0 | 0 | 0 | 0 | 0 | 0 | 0 | 0 | 0 | 0 | 0 | 0 | 0 | 0 | 0 | 0 | 0 | 0 | 0 | 0 | 0 | 0 | 0 | 0 | 0 | 0 | 0 | 0 | 0 | 0 | 0 | 0 | 0 | 0 | 0 | 0 | 0 | 0 | 0 | 0 | 0 | 0 | 0 | 0 | 0 | 0 | 0 | 0 | 0 | 0 | 0 | 0 | 0 |  | 1.4146 | 0 | 1.0107 | 16.3609 | 8.2295 | 0 | 0 | 0 | 0 | 0 | 0 | 0 | 0 | 0 | 0 | 0 | 0 | 0 | 0 | 0 | 0 | 0 |  |  | 165 | #N/A | #N/A | #N/A | #N/A | #N/A | #N/A | 165 | #N/A | #N/A | #N/A | #N/A | #N/A | #N/A | #N/A
|  |  | 0 | 0 | 0 | 0 | 0 | 0 | 0 | 0 | 0 | 0 | 0 | 0 | 0 | 0 | 0 | 0 | 0 | 0 | 0 | 0 | 0 | 0 | 0 | 0 | 0 | 0 | 0 | 0 | 0 | 0 | 0 | 0 | 0 | 0 | 0 | 0 | 0 | 0 | 0 | 0 | 0 | 0 | 0 | 0 | 0 | 0 | 0 | 0 | 0 | 0 | 0 | 0 | 0 | 0 | 0 | 0 | 0 | 0 | 0 | 0 | 0 | 0 |  | 1.4146 | 0 | 1.0107 | 16.3609 | 8.2295 | 0 | 0 | 0 | 0 | 0 | 0 | 0 | 0 | 0 | 0 | 0 | 0 | 0 | 0 | 0 | 0 | 0 |  |  | 166 | #N/A | #N/A | #N/A | #N/A | #N/A | #N/A | 166 | #N/A | #N/A | #N/A | #N/A | #N/A | #N/A | #N/A
|  |  | 0 | 0 | 0 | 0 | 0 | 0 | 0 | 0 | 0 | 0 | 0 | 0 | 0 | 0 | 0 | 0 | 0 | 0 | 0 | 0 | 0 | 0 | 0 | 0 | 0 | 0 | 0 | 0 | 0 | 0 | 0 | 0 | 0 | 0 | 0 | 0 | 0 | 0 | 0 | 0 | 0 | 0 | 0 | 0 | 0 | 0 | 0 | 0 | 0 | 0 | 0 | 0 | 0 | 0 | 0 | 0 | 0 | 0 | 0 | 0 | 0 | 0 |  | 1.4146 | 0 | 1.0107 | 16.3609 | 8.2295 | 0 | 0 | 0 | 0 | 0 | 0 | 0 | 0 | 0 | 0 | 0 | 0 | 0 | 0 | 0 | 0 | 0 |  |  | 167 | #N/A | #N/A | #N/A | #N/A | #N/A | #N/A | 167 | #N/A | #N/A | #N/A | #N/A | #N/A | #N/A | #N/A
|  |  | 0 | 0 | 0 | 0 | 0 | 0 | 0 | 0 | 0 | 0 | 0 | 0 | 0 | 0 | 0 | 0 | 0 | 0 | 0 | 0 | 0 | 0 | 0 | 0 | 0 | 0 | 0 | 0 | 0 | 0 | 0 | 0 | 0 | 0 | 0 | 0 | 0 | 0 | 0 | 0 | 0 | 0 | 0 | 0 | 0 | 0 | 0 | 0 | 0 | 0 | 0 | 0 | 0 | 0 | 0 | 0 | 0 | 0 | 0 | 0 | 0 | 0 |  | 1.4146 | 0 | 1.0107 | 16.3609 | 8.2295 | 0 | 0 | 0 | 0 | 0 | 0 | 0 | 0 | 0 | 0 | 0 | 0 | 0 | 0 | 0 | 0 | 0 |  |  | 168 | #N/A | #N/A | #N/A | #N/A | #N/A | #N/A | 168 | #N/A | #N/A | #N/A | #N/A | #N/A | #N/A | #N/A
|  |  | 0 | 0 | 0 | 0 | 0 | 0 | 0 | 0 | 0 | 0 | 0 | 0 | 0 | 0 | 0 | 0 | 0 | 0 | 0 | 0 | 0 | 0 | 0 | 0 | 0 | 0 | 0 | 0 | 0 | 0 | 0 | 0 | 0 | 0 | 0 | 0 | 0 | 0 | 0 | 0 | 0 | 0 | 0 | 0 | 0 | 0 | 0 | 0 | 0 | 0 | 0 | 0 | 0 | 0 | 0 | 0 | 0 | 0 | 0 | 0 | 0 | 0 |  | 1.4146 | 0 | 1.0107 | 16.3609 | 8.2295 | 0 | 0 | 0 | 0 | 0 | 0 | 0 | 0 | 0 | 0 | 0 | 0 | 0 | 0 | 0 | 0 | 0 |  |  | 169 | #N/A | #N/A | #N/A | #N/A | #N/A | #N/A | 169 | #N/A | #N/A | #N/A | #N/A | #N/A | #N/A | #N/A
|  |  | 0 | 0 | 0 | 0 | 0 | 0 | 0 | 0 | 0 | 0 | 0 | 0 | 0 | 0 | 0 | 0 | 0 | 0 | 0 | 0 | 0 | 0 | 0 | 0 | 0 | 0 | 0 | 0 | 0 | 0 | 0 | 0 | 0 | 0 | 0 | 0 | 0 | 0 | 0 | 0 | 0 | 0 | 0 | 0 | 0 | 0 | 0 | 0 | 0 | 0 | 0 | 0 | 0 | 0 | 0 | 0 | 0 | 0 | 0 | 0 | 0 | 0 |  | 1.4146 | 0 | 1.0107 | 16.3609 | 8.2295 | 0 | 0 | 0 | 0 | 0 | 0 | 0 | 0 | 0 | 0 | 0 | 0 | 0 | 0 | 0 | 0 | 0 |  |  | 170 | #N/A | #N/A | #N/A | #N/A | #N/A | #N/A | 170 | #N/A | #N/A | #N/A | #N/A | #N/A | #N/A | #N/A
|  |  | 0 | 0 | 0 | 0 | 0 | 0 | 0 | 0 | 0 | 0 | 0 | 0 | 0 | 0 | 0 | 0 | 0 | 0 | 0 | 0 | 0 | 0 | 0 | 0 | 0 | 0 | 0 | 0 | 0 | 0 | 0 | 0 | 0 | 0 | 0 | 0 | 0 | 0 | 0 | 0 | 0 | 0 | 0 | 0 | 0 | 0 | 0 | 0 | 0 | 0 | 0 | 0 | 0 | 0 | 0 | 0 | 0 | 0 | 0 | 0 | 0 | 0 |  | 1.4146 | 0 | 1.0107 | 16.3609 | 8.2295 | 0 | 0 | 0 | 0 | 0 | 0 | 0 | 0 | 0 | 0 | 0 | 0 | 0 | 0 | 0 | 0 | 0 |  |  | 171 | #N/A | #N/A | #N/A | #N/A | #N/A | #N/A | 171 | #N/A | #N/A | #N/A | #N/A | #N/A | #N/A | #N/A
|  |  | 0 | 0 | 0 | 0 | 0 | 0 | 0 | 0 | 0 | 0 | 0 | 0 | 0 | 0 | 0 | 0 | 0 | 0 | 0 | 0 | 0 | 0 | 0 | 0 | 0 | 0 | 0 | 0 | 0 | 0 | 0 | 0 | 0 | 0 | 0 | 0 | 0 | 0 | 0 | 0 | 0 | 0 | 0 | 0 | 0 | 0 | 0 | 0 | 0 | 0 | 0 | 0 | 0 | 0 | 0 | 0 | 0 | 0 | 0 | 0 | 0 | 0 |  | 1.4146 | 0 | 1.0107 | 16.3609 | 8.2295 | 0 | 0 | 0 | 0 | 0 | 0 | 0 | 0 | 0 | 0 | 0 | 0 | 0 | 0 | 0 | 0 | 0 |  |  | 172 | #N/A | #N/A | #N/A | #N/A | #N/A | #N/A | 172 | #N/A | #N/A | #N/A | #N/A | #N/A | #N/A | #N/A
|  |  | 0 | 0 | 0 | 0 | 0 | 0 | 0 | 0 | 0 | 0 | 0 | 0 | 0 | 0 | 0 | 0 | 0 | 0 | 0 | 0 | 0 | 0 | 0 | 0 | 0 | 0 | 0 | 0 | 0 | 0 | 0 | 0 | 0 | 0 | 0 | 0 | 0 | 0 | 0 | 0 | 0 | 0 | 0 | 0 | 0 | 0 | 0 | 0 | 0 | 0 | 0 | 0 | 0 | 0 | 0 | 0 | 0 | 0 | 0 | 0 | 0 | 0 |  | 1.4146 | 0 | 1.0107 | 16.3609 | 8.2295 | 0 | 0 | 0 | 0 | 0 | 0 | 0 | 0 | 0 | 0 | 0 | 0 | 0 | 0 | 0 | 0 | 0 |  |  | 173 | #N/A | #N/A | #N/A | #N/A | #N/A | #N/A | 173 | #N/A | #N/A | #N/A | #N/A | #N/A | #N/A | #N/A
|  |  | 0 | 0 | 0 | 0 | 0 | 0 | 0 | 0 | 0 | 0 | 0 | 0 | 0 | 0 | 0 | 0 | 0 | 0 | 0 | 0 | 0 | 0 | 0 | 0 | 0 | 0 | 0 | 0 | 0 | 0 | 0 | 0 | 0 | 0 | 0 | 0 | 0 | 0 | 0 | 0 | 0 | 0 | 0 | 0 | 0 | 0 | 0 | 0 | 0 | 0 | 0 | 0 | 0 | 0 | 0 | 0 | 0 | 0 | 0 | 0 | 0 | 0 |  | 1.4146 | 0 | 1.0107 | 16.3609 | 8.2295 | 0 | 0 | 0 | 0 | 0 | 0 | 0 | 0 | 0 | 0 | 0 | 0 | 0 | 0 | 0 | 0 | 0 |  |  | 174 | #N/A | #N/A | #N/A | #N/A | #N/A | #N/A | 174 | #N/A | #N/A | #N/A | #N/A | #N/A | #N/A | #N/A
|  |  | 0 | 0 | 0 | 0 | 0 | 0 | 0 | 0 | 0 | 0 | 0 | 0 | 0 | 0 | 0 | 0 | 0 | 0 | 0 | 0 | 0 | 0 | 0 | 0 | 0 | 0 | 0 | 0 | 0 | 0 | 0 | 0 | 0 | 0 | 0 | 0 | 0 | 0 | 0 | 0 | 0 | 0 | 0 | 0 | 0 | 0 | 0 | 0 | 0 | 0 | 0 | 0 | 0 | 0 | 0 | 0 | 0 | 0 | 0 | 0 | 0 | 0 |  | 1.4146 | 0 | 1.0107 | 16.3609 | 8.2295 | 0 | 0 | 0 | 0 | 0 | 0 | 0 | 0 | 0 | 0 | 0 | 0 | 0 | 0 | 0 | 0 | 0 |  |  | 175 | #N/A | #N/A | #N/A | #N/A | #N/A | #N/A | 175 | #N/A | #N/A | #N/A | #N/A | #N/A | #N/A | #N/A
|  |  | 0 | 0 | 0 | 0 | 0 | 0 | 0 | 0 | 0 | 0 | 0 | 0 | 0 | 0 | 0 | 0 | 0 | 0 | 0 | 0 | 0 | 0 | 0 | 0 | 0 | 0 | 0 | 0 | 0 | 0 | 0 | 0 | 0 | 0 | 0 | 0 | 0 | 0 | 0 | 0 | 0 | 0 | 0 | 0 | 0 | 0 | 0 | 0 | 0 | 0 | 0 | 0 | 0 | 0 | 0 | 0 | 0 | 0 | 0 | 0 | 0 | 0 |  | 1.4146 | 0 | 1.0107 | 16.3609 | 8.2295 | 0 | 0 | 0 | 0 | 0 | 0 | 0 | 0 | 0 | 0 | 0 | 0 | 0 | 0 | 0 | 0 | 0 |  |  | 176 | #N/A | #N/A | #N/A | #N/A | #N/A | #N/A | 176 | #N/A | #N/A | #N/A | #N/A | #N/A | #N/A | #N/A
|  |  | 0 | 0 | 0 | 0 | 0 | 0 | 0 | 0 | 0 | 0 | 0 | 0 | 0 | 0 | 0 | 0 | 0 | 0 | 0 | 0 | 0 | 0 | 0 | 0 | 0 | 0 | 0 | 0 | 0 | 0 | 0 | 0 | 0 | 0 | 0 | 0 | 0 | 0 | 0 | 0 | 0 | 0 | 0 | 0 | 0 | 0 | 0 | 0 | 0 | 0 | 0 | 0 | 0 | 0 | 0 | 0 | 0 | 0 | 0 | 0 | 0 | 0 |  | 1.4146 | 0 | 1.0107 | 16.3609 | 8.2295 | 0 | 0 | 0 | 0 | 0 | 0 | 0 | 0 | 0 | 0 | 0 | 0 | 0 | 0 | 0 | 0 | 0 |  |  | 177 | #N/A | #N/A | #N/A | #N/A | #N/A | #N/A | 177 | #N/A | #N/A | #N/A | #N/A | #N/A | #N/A | #N/A
|  |  | 0 | 0 | 0 | 0 | 0 | 0 | 0 | 0 | 0 | 0 | 0 | 0 | 0 | 0 | 0 | 0 | 0 | 0 | 0 | 0 | 0 | 0 | 0 | 0 | 0 | 0 | 0 | 0 | 0 | 0 | 0 | 0 | 0 | 0 | 0 | 0 | 0 | 0 | 0 | 0 | 0 | 0 | 0 | 0 | 0 | 0 | 0 | 0 | 0 | 0 | 0 | 0 | 0 | 0 | 0 | 0 | 0 | 0 | 0 | 0 | 0 | 0 |  | 1.4146 | 0 | 1.0107 | 16.3609 | 8.2295 | 0 | 0 | 0 | 0 | 0 | 0 | 0 | 0 | 0 | 0 | 0 | 0 | 0 | 0 | 0 | 0 | 0 |  |  | 178 | #N/A | #N/A | #N/A | #N/A | #N/A | #N/A | 178 | #N/A | #N/A | #N/A | #N/A | #N/A | #N/A | #N/A
|  |  | 0 | 0 | 0 | 0 | 0 | 0 | 0 | 0 | 0 | 0 | 0 | 0 | 0 | 0 | 0 | 0 | 0 | 0 | 0 | 0 | 0 | 0 | 0 | 0 | 0 | 0 | 0 | 0 | 0 | 0 | 0 | 0 | 0 | 0 | 0 | 0 | 0 | 0 | 0 | 0 | 0 | 0 | 0 | 0 | 0 | 0 | 0 | 0 | 0 | 0 | 0 | 0 | 0 | 0 | 0 | 0 | 0 | 0 | 0 | 0 | 0 | 0 |  | 1.4146 | 0 | 1.0107 | 16.3609 | 8.2295 | 0 | 0 | 0 | 0 | 0 | 0 | 0 | 0 | 0 | 0 | 0 | 0 | 0 | 0 | 0 | 0 | 0 |  |  | 179 | #N/A | #N/A | #N/A | #N/A | #N/A | #N/A | 179 | #N/A | #N/A | #N/A | #N/A | #N/A | #N/A | #N/A
|  |  | 0 | 0 | 0 | 0 | 0 | 0 | 0 | 0 | 0 | 0 | 0 | 0 | 0 | 0 | 0 | 0 | 0 | 0 | 0 | 0 | 0 | 0 | 0 | 0 | 0 | 0 | 0 | 0 | 0 | 0 | 0 | 0 | 0 | 0 | 0 | 0 | 0 | 0 | 0 | 0 | 0 | 0 | 0 | 0 | 0 | 0 | 0 | 0 | 0 | 0 | 0 | 0 | 0 | 0 | 0 | 0 | 0 | 0 | 0 | 0 | 0 | 0 |  | 1.4146 | 0 | 1.0107 | 16.3609 | 8.2295 | 0 | 0 | 0 | 0 | 0 | 0 | 0 | 0 | 0 | 0 | 0 | 0 | 0 | 0 | 0 | 0 | 0 |  |  | 180 | #N/A | #N/A | #N/A | #N/A | #N/A | #N/A | 180 | #N/A | #N/A | #N/A | #N/A | #N/A | #N/A | #N/A
|  |  | 0 | 0 | 0 | 0 | 0 | 0 | 0 | 0 | 0 | 0 | 0 | 0 | 0 | 0 | 0 | 0 | 0 | 0 | 0 | 0 | 0 | 0 | 0 | 0 | 0 | 0 | 0 | 0 | 0 | 0 | 0 | 0 | 0 | 0 | 0 | 0 | 0 | 0 | 0 | 0 | 0 | 0 | 0 | 0 | 0 | 0 | 0 | 0 | 0 | 0 | 0 | 0 | 0 | 0 | 0 | 0 | 0 | 0 | 0 | 0 | 0 | 0 |  | 1.4146 | 0 | 1.0107 | 16.3609 | 8.2295 | 0 | 0 | 0 | 0 | 0 | 0 | 0 | 0 | 0 | 0 | 0 | 0 | 0 | 0 | 0 | 0 | 0 |  |  | 181 | #N/A | #N/A | #N/A | #N/A | #N/A | #N/A | 181 | #N/A | #N/A | #N/A | #N/A | #N/A | #N/A | #N/A
|  |  | 0 | 0 | 0 | 0 | 0 | 0 | 0 | 0 | 0 | 0 | 0 | 0 | 0 | 0 | 0 | 0 | 0 | 0 | 0 | 0 | 0 | 0 | 0 | 0 | 0 | 0 | 0 | 0 | 0 | 0 | 0 | 0 | 0 | 0 | 0 | 0 | 0 | 0 | 0 | 0 | 0 | 0 | 0 | 0 | 0 | 0 | 0 | 0 | 0 | 0 | 0 | 0 | 0 | 0 | 0 | 0 | 0 | 0 | 0 | 0 | 0 | 0 |  | 1.4146 | 0 | 1.0107 | 16.3609 | 8.2295 | 0 | 0 | 0 | 0 | 0 | 0 | 0 | 0 | 0 | 0 | 0 | 0 | 0 | 0 | 0 | 0 | 0 |  |  | 182 | #N/A | #N/A | #N/A | #N/A | #N/A | #N/A | 182 | #N/A | #N/A | #N/A | #N/A | #N/A | #N/A | #N/A
|  |  | 0 | 0 | 0 | 0 | 0 | 0 | 0 | 0 | 0 | 0 | 0 | 0 | 0 | 0 | 0 | 0 | 0 | 0 | 0 | 0 | 0 | 0 | 0 | 0 | 0 | 0 | 0 | 0 | 0 | 0 | 0 | 0 | 0 | 0 | 0 | 0 | 0 | 0 | 0 | 0 | 0 | 0 | 0 | 0 | 0 | 0 | 0 | 0 | 0 | 0 | 0 | 0 | 0 | 0 | 0 | 0 | 0 | 0 | 0 | 0 | 0 | 0 |  | 1.4146 | 0 | 1.0107 | 16.3609 | 8.2295 | 0 | 1 | 0 | 0 | 0 | 0 | 0 | 0 | 0 | 0 | 0 | 0 | 0 | 0 | 0 | 0 | 0 |  |  | 183 | #N/A | #N/A | #N/A | #N/A | #N/A | #N/A | 183 | #N/A | #N/A | #N/A | #N/A | #N/A | #N/A | #N/A
|  |  | 0 | 0 | 0 | 0 | 0 | 0 | 0 | 0 | 0 | 0 | 0 | 0 | 0 | 0 | 0 | 0 | 0 | 0 | 0 | 0 | 0 | 0 | 0 | 0 | 0 | 0 | 0 | 0 | 0 | 0 | 0 | 0 | 0 | 0 | 0 | 0 | 0 | 0 | 0 | 0 | 0 | 0 | 0 | 0 | 0 | 0 | 0 | 0 | 0 | 0 | 0 | 0 | 0 | 0 | 0 | 0 | 0 | 0 | 0 | 0 | 0 | 0 |  | 1.4146 | 0 | 1.0107 | 16.3609 | 8.2295 | 0 | 2 | 0 | 0 | 0 | 0 | 0 | 0 | 0 | 0 | 0 | 0 | 0 | 0 | 0 | 0 | 0 |  |  | 184 | #N/A | #N/A | #N/A | #N/A | #N/A | #N/A | 184 | #N/A | #N/A | #N/A | #N/A | #N/A | #N/A | #N/A
|  |  | 0 | 0 | 0 | 0 | 0 | 0 | 0 | 0 | 0 | 0 | 0 | 0 | 0 | 0 | 0 | 0 | 0 | 0 | 0 | 0 | 0 | 0 | 0 | 0 | 0 | 0 | 0 | 0 | 0 | 0 | 0 | 0 | 0 | 0 | 0 | 0 | 0 | 0 | 0 | 0 | 0 | 0 | 0 | 0 | 0 | 0 | 0 | 0 | 0 | 0 | 0 | 0 | 0 | 0 | 0 | 0 | 0 | 0 | 0 | 0 | 0 | 0 |  | 1.4146 | 0 | 1.0107 | 16.3609 | 8.2295 | 0 | 3 | 0 | 0 | 0 | 0 | 0 | 0 | 0 | 0 | 0 | 0 | 0 | 0 | 0 | 0 | 0 |  |  | 185 | #N/A | #N/A | #N/A | #N/A | #N/A | #N/A | 185 | #N/A | #N/A | #N/A | #N/A | #N/A | #N/A | #N/A
|  |  | 0 | 0 | 0 | 0 | 0 | 0 | 0 | 0 | 0 | 0 | 0 | 0 | 0 | 0 | 0 | 0 | 0 | 0 | 0 | 0 | 0 | 0 | 0 | 0 | 0 | 0 | 0 | 0 | 0 | 0 | 0 | 0 | 0 | 0 | 0 | 0 | 0 | 0 | 0 | 0 | 0 | 0 | 0 | 0 | 0 | 0 | 0 | 0 | 0 | 0 | 0 | 0 | 0 | 0 | 0 | 0 | 0 | 0 | 0 | 0 | 0 | 0 |  | 1.4146 | 0 | 1.0107 | 16.3609 | 8.2295 | 0 | 4 | 0 | 0 | 0 | 0 | 0 | 0 | 0 | 0 | 0 | 0 | 0 | 0 | 0 | 0 | 0 |  |  | 186 | #N/A | #N/A | #N/A | #N/A | #N/A | #N/A | 186 | #N/A | #N/A | #N/A | #N/A | #N/A | #N/A | #N/A
|  |  | 0 | 0 | 0 | 0 | 0 | 0 | 0 | 0 | 0 | 0 | 0 | 0 | 0 | 0 | 0 | 0 | 0 | 0 | 0 | 0 | 0 | 0 | 0 | 0 | 0 | 0 | 0 | 0 | 0 | 0 | 0 | 0 | 0 | 0 | 0 | 0 | 0 | 0 | 0 | 0 | 0 | 0 | 0 | 0 | 0 | 0 | 0 | 0 | 0 | 0 | 0 | 0 | 0 | 0 | 0 | 0 | 0 | 0 | 0 | 0 | 0 | 0 |  | 1.4146 | 0 | 1.0107 | 16.3609 | 8.2295 | 0 | 5 | 0 | 0 | 0 | 0 | 0 | 0 | 0 | 0 | 0 | 0 | 0 | 0 | 0 | 0 | 0 |  |  | 187 | #N/A | #N/A | #N/A | #N/A | #N/A | #N/A | 187 | #N/A | #N/A | #N/A | #N/A | #N/A | #N/A | #N/A
|  |  | 0 | 0 | 0 | 0 | 0 | 0 | 0 | 0 | 0 | 0 | 0 | 0 | 0 | 0 | 0 | 0 | 0 | 0 | 0 | 0 | 0 | 0 | 0 | 0 | 0 | 0 | 0 | 0 | 0 | 0 | 0 | 0 | 0 | 0 | 0 | 0 | 0 | 0 | 0 | 0 | 0 | 0 | 0 | 0 | 0 | 0 | 0 | 0 | 0 | 0 | 0 | 0 | 0 | 0 | 0 | 0 | 0 | 0 | 0 | 0 | 0 | 0 |  | 1.4146 | 0 | 1.0107 | 16.3609 | 8.2295 | 0 | 6 | 0 | 0 | 0 | 0 | 0 | 0 | 0 | 0 | 0 | 0 | 0 | 0 | 0 | 0 | 0 |  |  | 188 | #N/A | #N/A | #N/A | #N/A | #N/A | #N/A | 188 | #N/A | #N/A | #N/A | #N/A | #N/A | #N/A | #N/A
|  |  | 0 | 0 | 0 | 0 | 0 | 0 | 0 | 0 | 0 | 0 | 0 | 0 | 0 | 0 | 0 | 0 | 0 | 0 | 0 | 0 | 0 | 0 | 0 | 0 | 0 | 0 | 0 | 0 | 0 | 0 | 0 | 0 | 0 | 0 | 0 | 0 | 0 | 0 | 0 | 0 | 0 | 0 | 0 | 0 | 0 | 0 | 0 | 0 | 0 | 0 | 0 | 0 | 0 | 0 | 0 | 0 | 0 | 0 | 0 | 0 | 0 | 0 |  | 1.4146 | 0 | 1.0107 | 16.3609 | 8.2295 | 0 | 7 | 0 | 0 | 0 | 0 | 0 | 0 | 0 | 0 | 0 | 0 | 0 | 0 | 0 | 0 | 0 |  |  | 189 | #N/A | #N/A | #N/A | #N/A | #N/A | #N/A | 189 | #N/A | #N/A | #N/A | #N/A | #N/A | #N/A | #N/A
|  |  | 0 | 0 | 0 | 0 | 0 | 0 | 0 | 0 | 0 | 0 | 0 | 0 | 0 | 0 | 0 | 0 | 0 | 0 | 0 | 0 | 0 | 0 | 0 | 0 | 0 | 0 | 0 | 0 | 0 | 0 | 0 | 0 | 0 | 0 | 0 | 0 | 0 | 0 | 0 | 0 | 0 | 0 | 0 | 0 | 0 | 0 | 0 | 0 | 0 | 0 | 0 | 0 | 0 | 0 | 0 | 0 | 0 | 0 | 0 | 0 | 0 | 0 |  | 1.4146 | 0 | 1.0107 | 16.3609 | 8.2295 | 0 | 8 | 0 | 0 | 0 | 0 | 0 | 0 | 0 | 0 | 0 | 0 | 0 | 0 | 0 | 0 | 0 |  |  | 190 | #N/A | #N/A | #N/A | #N/A | #N/A | #N/A | 190 | #N/A | #N/A | #N/A | #N/A | #N/A | #N/A | #N/A
|  |  | 0 | 0 | 0 | 0 | 0 | 0 | 0 | 0 | 0 | 0 | 0 | 0 | 0 | 0 | 0 | 0 | 0 | 0 | 0 | 0 | 0 | 0 | 0 | 0 | 0 | 0 | 0 | 0 | 0 | 0 | 0 | 0 | 0 | 0 | 0 | 0 | 0 | 0 | 0 | 0 | 0 | 0 | 0 | 0 | 0 | 0 | 0 | 0 | 0 | 0 | 0 | 0 | 0 | 0 | 0 | 0 | 0 | 0 | 0 | 0 | 0 | 0 |  | 1.4146 | 0 | 1.0107 | 16.3609 | 8.2295 | 0 | 9 | 0 | 0 | 0 | 0 | 0 | 0 | 0 | 0 | 0 | 0 | 0 | 0 | 0 | 0 | 0 |  |  | 191 | #N/A | #N/A | #N/A | #N/A | #N/A | #N/A | 191 | #N/A | #N/A | #N/A | #N/A | #N/A | #N/A | #N/A
|  |  | 0 | 0 | 0 | 0 | 0 | 0 | 0 | 0 | 0 | 0 | 0 | 0 | 0 | 0 | 0 | 0 | 0 | 0 | 0 | 0 | 0 | 0 | 0 | 0 | 0 | 0 | 0 | 0 | 0 | 0 | 0 | 0 | 0 | 0 | 0 | 0 | 0 | 0 | 0 | 0 | 0 | 0 | 0 | 0 | 0 | 0 | 0 | 0 | 0 | 0 | 0 | 0 | 0 | 0 | 0 | 0 | 0 | 0 | 0 | 0 | 0 | 0 |  | 1.4146 | 0 | 1.0107 | 16.3609 | 8.2295 | 0 | 10 | 0 | 0 | 0 | 0 | 0 | 0 | 0 | 0 | 0 | 0 | 0 | 0 | 0 | 0 | 0 |  |  | 192 | #N/A | #N/A | #N/A | #N/A | #N/A | #N/A | 192 | #N/A | #N/A | #N/A | #N/A | #N/A | #N/A | #N/A
|  |  | 0 | 0 | 0 | 0 | 0 | 0 | 0 | 0 | 0 | 0 | 0 | 0 | 0 | 0 | 0 | 0 | 0 | 0 | 0 | 0 | 0 | 0 | 0 | 0 | 0 | 0 | 0 | 0 | 0 | 0 | 0 | 0 | 0 | 0 | 0 | 0 | 0 | 0 | 0 | 0 | 0 | 0 | 0 | 0 | 0 | 0 | 0 | 0 | 0 | 0 | 0 | 0 | 0 | 0 | 0 | 0 | 0 | 0 | 0 | 0 | 0 | 0 |  | 1.4146 | 0 | 1.0107 | 16.3609 | 8.2295 | 0 | 11 | 0 | 0 | 0 | 0 | 0 | 0 | 0 | 0 | 0 | 0 | 0 | 0 | 0 | 0 | 0 |  |  | 193 | #N/A | #N/A | #N/A | #N/A | #N/A | #N/A | 193 | #N/A | #N/A | #N/A | #N/A | #N/A | #N/A | #N/A
|  |  | 0 | 0 | 0 | 0 | 0 | 0 | 0 | 0 | 0 | 0 | 0 | 0 | 0 | 0 | 0 | 0 | 0 | 0 | 0 | 0 | 0 | 0 | 0 | 0 | 0 | 0 | 0 | 0 | 0 | 0 | 0 | 0 | 0 | 0 | 0 | 0 | 0 | 0 | 0 | 0 | 0 | 0 | 0 | 0 | 0 | 0 | 0 | 0 | 0 | 0 | 0 | 0 | 0 | 0 | 0 | 0 | 0 | 0 | 0 | 0 | 0 | 0 |  | 1.4146 | 0 | 1.0107 | 16.3609 | 8.2295 | 0 | 12 | 0 | 0 | 0 | 0 | 0 | 0 | 0 | 0 | 0 | 0 | 0 | 0 | 0 | 0 | 0 |  |  | 194 | #N/A | #N/A | #N/A | #N/A | #N/A | #N/A | 194 | #N/A | #N/A | #N/A | #N/A | #N/A | #N/A | #N/A
|  |  | 0 | 0 | 0 | 0 | 0 | 0 | 0 | 0 | 0 | 0 | 0 | 0 | 0 | 0 | 0 | 0 | 0 | 0 | 0 | 0 | 0 | 0 | 0 | 0 | 0 | 0 | 0 | 0 | 0 | 0 | 0 | 0 | 0 | 0 | 0 | 0 | 0 | 0 | 0 | 0 | 0 | 0 | 0 | 0 | 0 | 0 | 0 | 0 | 0 | 0 | 0 | 0 | 0 | 0 | 0 | 0 | 0 | 0 | 0 | 0 | 0 | 0 |  | 1.4146 | 0 | 1.0107 | 16.3609 | 8.2295 | 0 | 13 | 0 | 0 | 0 | 0 | 0 | 0 | 0 | 0 | 0 | 0 | 0 | 0 | 0 | 0 | 0 |  |  | 195 | #N/A | #N/A | #N/A | #N/A | #N/A | #N/A | 195 | #N/A | #N/A | #N/A | #N/A | #N/A | #N/A | #N/A
|  |  | 0 | 0 | 0 | 0 | 0 | 0 | 0 | 0 | 0 | 0 | 0 | 0 | 0 | 0 | 0 | 0 | 0 | 0 | 0 | 0 | 0 | 0 | 0 | 0 | 0 | 0 | 0 | 0 | 0 | 0 | 0 | 0 | 0 | 0 | 0 | 0 | 0 | 0 | 0 | 0 | 0 | 0 | 0 | 0 | 0 | 0 | 0 | 0 | 0 | 0 | 0 | 0 | 0 | 0 | 0 | 0 | 0 | 0 | 0 | 0 | 0 | 0 |  | 1.4146 | 0 | 1.0107 | 16.3609 | 8.2295 | 0 | 14 | 0 | 0 | 0 | 0 | 0 | 0 | 0 | 0 | 0 | 0 | 0 | 0 | 0 | 0 | 0 |  |  | 196 | #N/A | #N/A | #N/A | #N/A | #N/A | #N/A | 196 | #N/A | #N/A | #N/A | #N/A | #N/A | #N/A | #N/A
|  |  | 0 | 0 | 0 | 0 | 0 | 0 | 0 | 0 | 0 | 0 | 0 | 0 | 0 | 0 | 0 | 0 | 0 | 0 | 0 | 0 | 0 | 0 | 0 | 0 | 0 | 0 | 0 | 0 | 0 | 0 | 0 | 0 | 0 | 0 | 0 | 0 | 0 | 0 | 0 | 0 | 0 | 0 | 0 | 0 | 0 | 0 | 0 | 0 | 0 | 0 | 0 | 0 | 0 | 0 | 0 | 0 | 0 | 0 | 0 | 0 | 0 | 0 |  | 1.4146 | 0 | 1.0107 | 16.3609 | 8.2295 | 0 | 15 | 0 | 0 | 0 | 0 | 0 | 0 | 0 | 0 | 0 | 0 | 0 | 0 | 0 | 0 | 0 |  |  | 197 | #N/A | #N/A | #N/A | #N/A | #N/A | #N/A | 197 | #N/A | #N/A | #N/A | #N/A | #N/A | #N/A | #N/A
|  |  | 0 | 0 | 0 | 0 | 0 | 0 | 0 | 0 | 0 | 0 | 0 | 0 | 0 | 0 | 0 | 0 | 0 | 0 | 0 | 0 | 0 | 0 | 0 | 0 | 0 | 0 | 0 | 0 | 0 | 0 | 0 | 0 | 0 | 0 | 0 | 0 | 0 | 0 | 0 | 0 | 0 | 0 | 0 | 0 | 0 | 0 | 0 | 0 | 0 | 0 | 0 | 0 | 0 | 0 | 0 | 0 | 0 | 0 | 0 | 0 | 0 | 0 |  | 1.4146 | 0 | 1.0107 | 16.3609 | 8.2295 | 0 | 16 | 0 | 0 | 0 | 0 | 0 | 0 | 0 | 0 | 0 | 0 | 0 | 0 | 0 | 0 | 0 |  |  | 198 | #N/A | #N/A | #N/A | #N/A | #N/A | #N/A | 198 | #N/A | #N/A | #N/A | #N/A | #N/A | #N/A | #N/A
|  |  | 0 | 0 | 0 | 0 | 0 | 0 | 0 | 0 | 0 | 0 | 0 | 0 | 0 | 0 | 0 | 0 | 0 | 0 | 0 | 0 | 0 | 0 | 0 | 0 | 0 | 0 | 0 | 0 | 0 | 0 | 0 | 0 | 0 | 0 | 0 | 0 | 0 | 0 | 0 | 0 | 0 | 0 | 0 | 0 | 0 | 0 | 0 | 0 | 0 | 0 | 0 | 0 | 0 | 0 | 0 | 0 | 0 | 0 | 0 | 0 | 0 | 0 |  | 1.4146 | 0 | 1.0107 | 16.3609 | 8.2295 | 0 | 17 | 0 | 0 | 0 | 0 | 0 | 0 | 0 | 0 | 0 | 0 | 0 | 0 | 0 | 0 | 0 |  |  | 199 | #N/A | #N/A | #N/A | #N/A | #N/A | #N/A | 199 | #N/A | #N/A | #N/A | #N/A | #N/A | #N/A | #N/A
|  |  | 0 | 0 | 0 | 0 | 0 | 0 | 0 | 0 | 0 | 0 | 0 | 0 | 0 | 0 | 0 | 0 | 0 | 0 | 0 | 0 | 0 | 0 | 0 | 0 | 0 | 0 | 0 | 0 | 0 | 0 | 0 | 0 | 0 | 0 | 0 | 0 | 0 | 0 | 0 | 0 | 0 | 0 | 0 | 0 | 0 | 0 | 0 | 0 | 0 | 0 | 0 | 0 | 0 | 0 | 0 | 0 | 0 | 0 | 0 | 0 | 0 | 0 |  | 1.4146 | 0 | 1.0107 | 16.3609 | 8.2295 | 0 | 18 | 0 | 0 | 0 | 0 | 0 | 0 | 0 | 0 | 0 | 0 | 0 | 0 | 0 | 0 | 0 |  |  | 200 | #N/A | #N/A | #N/A | #N/A | #N/A | #N/A | 200 | #N/A | #N/A | #N/A | #N/A | #N/A | #N/A | #N/A
|  |  | 0 | 0 | 0 | 0 | 0 | 0 | 0 | 0 | 0 | 0 | 0 | 0 | 0 | 0 | 0 | 0 | 0 | 0 | 0 | 0 | 0 | 0 | 0 | 0 | 0 | 0 | 0 | 0 | 0 | 0 | 0 | 0 | 0 | 0 | 0 | 0 | 0 | 0 | 0 | 0 | 0 | 0 | 0 | 0 | 0 | 0 | 0 | 0 | 0 | 0 | 0 | 0 | 0 | 0 | 0 | 0 | 0 | 0 | 0 | 0 | 0 | 0 |  | 1.4146 | 0 | 1.0107 | 16.3609 | 8.2295 | 0 | 19 | 0 | 0 | 0 | 0 | 0 | 0 | 0 | 0 | 0 | 0 | 0 | 0 | 0 | 0 | 0 |  |  | 201 | #N/A | #N/A | #N/A | #N/A | #N/A | #N/A | 201 | #N/A | #N/A | #N/A | #N/A | #N/A | #N/A | #N/A
|  |  | 0 | 0 | 0 | 0 | 0 | 0 | 0 | 0 | 0 | 0 | 0 | 0 | 0 | 0 | 0 | 0 | 0 | 0 | 0 | 0 | 0 | 0 | 0 | 0 | 0 | 0 | 0 | 0 | 0 | 0 | 0 | 0 | 0 | 0 | 0 | 0 | 0 | 0 | 0 | 0 | 0 | 0 | 0 | 0 | 0 | 0 | 0 | 0 | 0 | 0 | 0 | 0 | 0 | 0 | 0 | 0 | 0 | 0 | 0 | 0 | 0 | 0 |  | 1.4146 | 0 | 1.0107 | 16.3609 | 8.2295 | 0 | 20 | 0 | 0 | 0 | 0 | 0 | 0 | 0 | 0 | 0 | 0 | 0 | 0 | 0 | 0 | 0 |  |  | 202 | #N/A | #N/A | #N/A | #N/A | #N/A | #N/A | 202 | #N/A | #N/A | #N/A | #N/A | #N/A | #N/A | #N/A
|  |  | 0 | 0 | 0 | 0 | 0 | 0 | 0 | 0 | 0 | 0 | 0 | 0 | 0 | 0 | 0 | 0 | 0 | 0 | 0 | 0 | 0 | 0 | 0 | 0 | 0 | 0 | 0 | 0 | 0 | 0 | 0 | 0 | 0 | 0 | 0 | 0 | 0 | 0 | 0 | 0 | 0 | 0 | 0 | 0 | 0 | 0 | 0 | 0 | 0 | 0 | 0 | 0 | 0 | 0 | 0 | 0 | 0 | 0 | 0 | 0 | 0 | 0 |  | 1.4146 | 0 | 1.0107 | 16.3609 | 8.2295 | 0 | 21 | 0 | 0 | 0 | 0 | 0 | 0 | 0 | 0 | 0 | 0 | 0 | 0 | 0 | 0 | 0 |  |  | 203 | #N/A | #N/A | #N/A | #N/A | #N/A | #N/A | 203 | #N/A | #N/A | #N/A | #N/A | #N/A | #N/A | #N/A
|  |  | 0 | 0 | 0 | 0 | 0 | 0 | 0 | 0 | 0 | 0 | 0 | 0 | 0 | 0 | 0 | 0 | 0 | 0 | 0 | 0 | 0 | 0 | 0 | 0 | 0 | 0 | 0 | 0 | 0 | 0 | 0 | 0 | 0 | 0 | 0 | 0 | 0 | 0 | 0 | 0 | 0 | 0 | 0 | 0 | 0 | 0 | 0 | 0 | 0 | 0 | 0 | 0 | 0 | 0 | 0 | 0 | 0 | 0 | 0 | 0 | 0 | 0 |  | 1.4146 | 0 | 1.0107 | 16.3609 | 8.2295 | 0 | 22 | 0 | 0 | 0 | 0 | 0 | 0 | 0 | 0 | 0 | 0 | 0 | 0 | 0 | 0 | 0 |  |  | 204 | #N/A | #N/A | #N/A | #N/A | #N/A | #N/A | 204 | #N/A | #N/A | #N/A | #N/A | #N/A | #N/A | #N/A
|  |  | 0 | 0 | 0 | 0 | 0 | 0 | 0 | 0 | 0 | 0 | 0 | 0 | 0 | 0 | 0 | 0 | 0 | 0 | 0 | 0 | 0 | 0 | 0 | 0 | 0 | 0 | 0 | 0 | 0 | 0 | 0 | 0 | 0 | 0 | 0 | 0 | 0 | 0 | 0 | 0 | 0 | 0 | 0 | 0 | 0 | 0 | 0 | 0 | 0 | 0 | 0 | 0 | 0 | 0 | 0 | 0 | 0 | 0 | 0 | 0 | 0 | 0 |  | 1.4146 | 0 | 1.0107 | 16.3609 | 8.2295 | 0 | 23 | 0 | 0 | 0 | 0 | 0 | 0 | 0 | 0 | 0 | 0 | 0 | 0 | 0 | 0 | 0 |  |  | 205 | #N/A | #N/A | #N/A | #N/A | #N/A | #N/A | 205 | #N/A | #N/A | #N/A | #N/A | #N/A | #N/A | #N/A
|  |  | 0 | 0 | 0 | 0 | 0 | 0 | 0 | 0 | 0 | 0 | 0 | 0 | 0 | 0 | 0 | 0 | 0 | 0 | 0 | 0 | 0 | 0 | 0 | 0 | 0 | 0 | 0 | 0 | 0 | 0 | 0 | 0 | 0 | 0 | 0 | 0 | 0 | 0 | 0 | 0 | 0 | 0 | 0 | 0 | 0 | 0 | 0 | 0 | 0 | 0 | 0 | 0 | 0 | 0 | 0 | 0 | 0 | 0 | 0 | 0 | 0 | 0 |  | 1.4146 | 0 | 1.0107 | 16.3609 | 8.2295 | 0 | 24 | 0 | 0 | 0 | 0 | 0 | 0 | 0 | 0 | 0 | 0 | 0 | 0 | 0 | 0 | 0 |  |  | 206 | #N/A | #N/A | #N/A | #N/A | #N/A | #N/A | 206 | #N/A | #N/A | #N/A | #N/A | #N/A | #N/A | #N/A
|  |  | 0 | 0 | 0 | 0 | 0 | 0 | 0 | 0 | 0 | 0 | 0 | 0 | 0 | 0 | 0 | 0 | 0 | 0 | 0 | 0 | 0 | 0 | 0 | 0 | 0 | 0 | 0 | 0 | 0 | 0 | 0 | 0 | 0 | 0 | 0 | 0 | 0 | 0 | 0 | 0 | 0 | 0 | 0 | 0 | 0 | 0 | 0 | 0 | 0 | 0 | 0 | 0 | 0 | 0 | 0 | 0 | 0 | 0 | 0 | 0 | 0 | 0 |  | 1.4146 | 0 | 1.0107 | 16.3609 | 8.2295 | 0 | 25 | 0 | 0 | 0 | 0 | 0 | 0 | 0 | 0 | 0 | 0 | 0 | 0 | 0 | 0 | 0 |  |  | 207 | #N/A | #N/A | #N/A | #N/A | #N/A | #N/A | 207 | #N/A | #N/A | #N/A | #N/A | #N/A | #N/A | #N/A
|  |  | 0 | 0 | 0 | 0 | 0 | 0 | 0 | 0 | 0 | 0 | 0 | 0 | 0 | 0 | 0 | 0 | 0 | 0 | 0 | 0 | 0 | 0 | 0 | 0 | 0 | 0 | 0 | 0 | 0 | 0 | 0 | 0 | 0 | 0 | 0 | 0 | 0 | 0 | 0 | 0 | 0 | 0 | 0 | 0 | 0 | 0 | 0 | 0 | 0 | 0 | 0 | 0 | 0 | 0 | 0 | 0 | 0 | 0 | 0 | 0 | 0 | 0 |  | 1.4146 | 0 | 1.0107 | 16.3609 | 8.2295 | 0 | 26 | 0 | 0 | 0 | 0 | 0 | 0 | 0 | 0 | 0 | 0 | 0 | 0 | 0 | 0 | 0 |  |  | 208 | #N/A | #N/A | #N/A | #N/A | #N/A | #N/A | 208 | #N/A | #N/A | #N/A | #N/A | #N/A | #N/A | #N/A
|  |  | 0 | 0 | 0 | 0 | 0 | 0 | 0 | 0 | 0 | 0 | 0 | 0 | 0 | 0 | 0 | 0 | 0 | 0 | 0 | 0 | 0 | 0 | 0 | 0 | 0 | 0 | 0 | 0 | 0 | 0 | 0 | 0 | 0 | 0 | 0 | 0 | 0 | 0 | 0 | 0 | 0 | 0 | 0 | 0 | 0 | 0 | 0 | 0 | 0 | 0 | 0 | 0 | 0 | 0 | 0 | 0 | 0 | 0 | 0 | 0 | 0 | 0 |  | 1.4146 | 0 | 1.0107 | 16.3609 | 8.2295 | 0 | 27 | 0 | 0 | 0 | 0 | 0 | 0 | 0 | 0 | 0 | 0 | 0 | 0 | 0 | 0 | 0 |  |  | 209 | #N/A | #N/A | #N/A | #N/A | #N/A | #N/A | 209 | #N/A | #N/A | #N/A | #N/A | #N/A | #N/A | #N/A
|  |  | 0 | 0 | 0 | 0 | 0 | 0 | 0 | 0 | 0 | 0 | 0 | 0 | 0 | 0 | 0 | 0 | 0 | 0 | 0 | 0 | 0 | 0 | 0 | 0 | 0 | 0 | 0 | 0 | 0 | 0 | 0 | 0 | 0 | 0 | 0 | 0 | 0 | 0 | 0 | 0 | 0 | 0 | 0 | 0 | 0 | 0 | 0 | 0 | 0 | 0 | 0 | 0 | 0 | 0 | 0 | 0 | 0 | 0 | 0 | 0 | 0 | 0 |  | 1.4146 | 0 | 1.0107 | 16.3609 | 8.2295 | 0 | 28 | 0 | 0 | 0 | 0 | 0 | 0 | 0 | 0 | 0 | 0 | 0 | 0 | 0 | 0 | 0 |  |  | 210 | #N/A | #N/A | #N/A | #N/A | #N/A | #N/A | 210 | #N/A | #N/A | #N/A | #N/A | #N/A | #N/A | #N/A
|  |  | 0 | 0 | 0 | 0 | 0 | 0 | 0 | 0 | 0 | 0 | 0 | 0 | 0 | 0 | 0 | 0 | 0 | 0 | 0 | 0 | 0 | 0 | 0 | 0 | 0 | 0 | 0 | 0 | 0 | 0 | 0 | 0 | 0 | 0 | 0 | 0 | 0 | 0 | 0 | 0 | 0 | 0 | 0 | 0 | 0 | 0 | 0 | 0 | 0 | 0 | 0 | 0 | 0 | 0 | 0 | 0 | 0 | 0 | 0 | 0 | 0 | 0 |  | 1.4146 | 0 | 1.0107 | 16.3609 | 8.2295 | 0 | 29 | 0 | 0 | 0 | 0 | 0 | 0 | 0 | 0 | 0 | 0 | 0 | 0 | 0 | 0 | 0 |  |  | 211 | #N/A | #N/A | #N/A | #N/A | #N/A | #N/A | 211 | #N/A | #N/A | #N/A | #N/A | #N/A | #N/A | #N/A
|  |  | 0 | 0 | 0 | 0 | 0 | 0 | 0 | 0 | 0 | 0 | 0 | 0 | 0 | 0 | 0 | 0 | 0 | 0 | 0 | 0 | 0 | 0 | 0 | 0 | 0 | 0 | 0 | 0 | 0 | 0 | 0 | 0 | 0 | 0 | 0 | 0 | 0 | 0 | 0 | 0 | 0 | 0 | 0 | 0 | 0 | 0 | 0 | 0 | 0 | 0 | 0 | 0 | 0 | 0 | 0 | 0 | 0 | 0 | 0 | 0 | 0 | 0 |  | 1.4146 | 0 | 1.0107 | 16.3609 | 8.2295 | 0 | 30 | 0 | 0 | 0 | 0 | 0 | 0 | 0 | 0 | 0 | 0 | 0 | 0 | 0 | 0 | 0 |  |  | 212 | #N/A | #N/A | #N/A | #N/A | #N/A | #N/A | 212 | #N/A | #N/A | #N/A | #N/A | #N/A | #N/A | #N/A
|  |  | 0 | 0 | 0 | 0 | 0 | 0 | 0 | 0 | 0 | 0 | 0 | 0 | 0 | 0 | 0 | 0 | 0 | 0 | 0 | 0 | 0 | 0 | 0 | 0 | 0 | 0 | 0 | 0 | 0 | 0 | 0 | 0 | 0 | 0 | 0 | 0 | 0 | 0 | 0 | 0 | 0 | 0 | 0 | 0 | 0 | 0 | 0 | 0 | 0 | 0 | 0 | 0 | 0 | 0 | 0 | 0 | 0 | 0 | 0 | 0 | 0 | 0 |  | 1.4146 | 0 | 1.0107 | 16.3609 | 8.2295 | 0 | 31 | 0 | 0 | 0 | 0 | 0 | 0 | 0 | 0 | 0 | 0 | 0 | 0 | 0 | 0 | 0 |  |  | 213 | #N/A | #N/A | #N/A | #N/A | #N/A | #N/A | 213 | #N/A | #N/A | #N/A | #N/A | #N/A | #N/A | #N/A
|  |  | 0 | 0 | 0 | 0 | 0 | 0 | 0 | 0 | 0 | 0 | 0 | 0 | 0 | 0 | 0 | 0 | 0 | 0 | 0 | 0 | 0 | 0 | 0 | 0 | 0 | 0 | 0 | 0 | 0 | 0 | 0 | 0 | 0 | 0 | 0 | 0 | 0 | 0 | 0 | 0 | 0 | 0 | 0 | 0 | 0 | 0 | 0 | 0 | 0 | 0 | 0 | 0 | 0 | 0 | 0 | 0 | 0 | 0 | 0 | 0 | 0 | 0 |  | 1.4146 | 0 | 1.0107 | 16.3609 | 8.2295 | 0 | 32 | 0 | 0 | 0 | 0 | 0 | 0 | 0 | 0 | 0 | 0 | 0 | 0 | 0 | 0 | 0 |  |  | 214 | #N/A | #N/A | #N/A | #N/A | #N/A | #N/A | 214 | #N/A | #N/A | #N/A | #N/A | #N/A | #N/A | #N/A
|  |  | 0 | 0 | 0 | 0 | 0 | 0 | 0 | 0 | 0 | 0 | 0 | 0 | 0 | 0 | 0 | 0 | 0 | 0 | 0 | 0 | 0 | 0 | 0 | 0 | 0 | 0 | 0 | 0 | 0 | 0 | 0 | 0 | 0 | 0 | 0 | 0 | 0 | 0 | 0 | 0 | 0 | 0 | 0 | 0 | 0 | 0 | 0 | 0 | 0 | 0 | 0 | 0 | 0 | 0 | 0 | 0 | 0 | 0 | 0 | 0 | 0 | 0 |  | 1.4146 | 0 | 1.0107 | 16.3609 | 8.2295 | 0 | 33 | 0 | 0 | 0 | 0 | 0 | 0 | 0 | 0 | 0 | 0 | 0 | 0 | 0 | 0 | 0 |  |  | 215 | #N/A | #N/A | #N/A | #N/A | #N/A | #N/A | 215 | #N/A | #N/A | #N/A | #N/A | #N/A | #N/A | #N/A
|  |  | 0 | 0 | 0 | 0 | 0 | 0 | 0 | 0 | 0 | 0 | 0 | 0 | 0 | 0 | 0 | 0 | 0 | 0 | 0 | 0 | 0 | 0 | 0 | 0 | 0 | 0 | 0 | 0 | 0 | 0 | 0 | 0 | 0 | 0 | 0 | 0 | 0 | 0 | 0 | 0 | 0 | 0 | 0 | 0 | 0 | 0 | 0 | 0 | 0 | 0 | 0 | 0 | 0 | 0 | 0 | 0 | 0 | 0 | 0 | 0 | 0 | 0 |  | 1.4146 | 0 | 1.0107 | 16.3609 | 8.2295 | 0 | 34 | 0 | 0 | 0 | 0 | 0 | 0 | 0 | 0 | 0 | 0 | 0 | 0 | 0 | 0 | 0 |  |  | 216 | #N/A | #N/A | #N/A | #N/A | #N/A | #N/A | 216 | #N/A | #N/A | #N/A | #N/A | #N/A | #N/A | #N/A
|  |  | 0 | 0 | 0 | 0 | 0 | 0 | 0 | 0 | 0 | 0 | 0 | 0 | 0 | 0 | 0 | 0 | 0 | 0 | 0 | 0 | 0 | 0 | 0 | 0 | 0 | 0 | 0 | 0 | 0 | 0 | 0 | 0 | 0 | 0 | 0 | 0 | 0 | 0 | 0 | 0 | 0 | 0 | 0 | 0 | 0 | 0 | 0 | 0 | 0 | 0 | 0 | 0 | 0 | 0 | 0 | 0 | 0 | 0 | 0 | 0 | 0 | 0 |  | 1.4146 | 0 | 1.0107 | 16.3609 | 8.2295 | 0 | 35 | 0 | 0 | 0 | 0 | 0 | 0 | 0 | 0 | 0 | 0 | 0 | 0 | 0 | 0 | 0 |  |  | 217 | #N/A | #N/A | #N/A | #N/A | #N/A | #N/A | 217 | #N/A | #N/A | #N/A | #N/A | #N/A | #N/A | #N/A
|  |  | 0 | 0 | 0 | 0 | 0 | 0 | 0 | 0 | 0 | 0 | 0 | 0 | 0 | 0 | 0 | 0 | 0 | 0 | 0 | 0 | 0 | 0 | 0 | 0 | 0 | 0 | 0 | 0 | 0 | 0 | 0 | 0 | 0 | 0 | 0 | 0 | 0 | 0 | 0 | 0 | 0 | 0 | 0 | 0 | 0 | 0 | 0 | 0 | 0 | 0 | 0 | 0 | 0 | 0 | 0 | 0 | 0 | 0 | 0 | 0 | 0 | 0 |  | 1.4146 | 0 | 1.0107 | 16.3609 | 8.2295 | 0 | 36 | 0 | 0 | 0 | 0 | 0 | 0 | 0 | 0 | 0 | 0 | 0 | 0 | 0 | 0 | 0 |  |  | 218 | #N/A | #N/A | #N/A | #N/A | #N/A | #N/A | 218 | #N/A | #N/A | #N/A | #N/A | #N/A | #N/A | #N/A
|  |  | 0 | 0 | 0 | 0 | 0 | 0 | 0 | 0 | 0 | 0 | 0 | 0 | 0 | 0 | 0 | 0 | 0 | 0 | 0 | 0 | 0 | 0 | 0 | 0 | 0 | 0 | 0 | 0 | 0 | 0 | 0 | 0 | 0 | 0 | 0 | 0 | 0 | 0 | 0 | 0 | 0 | 0 | 0 | 0 | 0 | 0 | 0 | 0 | 0 | 0 | 0 | 0 | 0 | 0 | 0 | 0 | 0 | 0 | 0 | 0 | 0 | 0 |  | 1.4146 | 0 | 1.0107 | 16.3609 | 8.2295 | 0 | 37 | 0 | 0 | 0 | 0 | 0 | 0 | 0 | 0 | 0 | 0 | 0 | 0 | 0 | 0 | 0 |  |  | 219 | #N/A | #N/A | #N/A | #N/A | #N/A | #N/A | 219 | #N/A | #N/A | #N/A | #N/A | #N/A | #N/A | #N/A
|  |  | 0 | 0 | 0 | 0 | 0 | 0 | 0 | 0 | 0 | 0 | 0 | 0 | 0 | 0 | 0 | 0 | 0 | 0 | 0 | 0 | 0 | 0 | 0 | 0 | 0 | 0 | 0 | 0 | 0 | 0 | 0 | 0 | 0 | 0 | 0 | 0 | 0 | 0 | 0 | 0 | 0 | 0 | 0 | 0 | 0 | 0 | 0 | 0 | 0 | 0 | 0 | 0 | 0 | 0 | 0 | 0 | 0 | 0 | 0 | 0 | 0 | 0 |  | 1.4146 | 0 | 1.0107 | 16.3609 | 8.2295 | 0 | 38 | 0 | 0 | 0 | 0 | 0 | 0 | 0 | 0 | 0 | 0 | 0 | 0 | 0 | 0 | 0 |  |  | 220 | #N/A | #N/A | #N/A | #N/A | #N/A | #N/A | 220 | #N/A | #N/A | #N/A | #N/A | #N/A | #N/A | #N/A
|  |  | 0 | 0 | 0 | 0 | 0 | 0 | 0 | 0 | 0 | 0 | 0 | 0 | 0 | 0 | 0 | 0 | 0 | 0 | 0 | 0 | 0 | 0 | 0 | 0 | 0 | 0 | 0 | 0 | 0 | 0 | 0 | 0 | 0 | 0 | 0 | 0 | 0 | 0 | 0 | 0 | 0 | 0 | 0 | 0 | 0 | 0 | 0 | 0 | 0 | 0 | 0 | 0 | 0 | 0 | 0 | 0 | 0 | 0 | 0 | 0 | 0 | 0 |  | 1.4146 | 0 | 1.0107 | 16.3609 | 8.2295 | 0 | 39 | 0 | 0 | 0 | 0 | 0 | 0 | 0 | 0 | 0 | 0 | 0 | 0 | 0 | 0 | 0 |  |  | 221 | #N/A | #N/A | #N/A | #N/A | #N/A | #N/A | 221 | #N/A | #N/A | #N/A | #N/A | #N/A | #N/A | #N/A
|  |  | 0 | 0 | 0 | 0 | 0 | 0 | 0 | 0 | 0 | 0 | 0 | 0 | 0 | 0 | 0 | 0 | 0 | 0 | 0 | 0 | 0 | 0 | 0 | 0 | 0 | 0 | 0 | 0 | 0 | 0 | 0 | 0 | 0 | 0 | 0 | 0 | 0 | 0 | 0 | 0 | 0 | 0 | 0 | 0 | 0 | 0 | 0 | 0 | 0 | 0 | 0 | 0 | 0 | 0 | 0 | 0 | 0 | 0 | 0 | 0 | 0 | 0 |  | 1.4146 | 0 | 1.0107 | 16.3609 | 8.2295 | 0 | 40 | 0 | 0 | 0 | 0 | 0 | 0 | 0 | 0 | 0 | 0 | 0 | 0 | 0 | 0 | 0 |  |  | 222 | #N/A | #N/A | #N/A | #N/A | #N/A | #N/A | 222 | #N/A | #N/A | #N/A | #N/A | #N/A | #N/A | #N/A
|  |  | 0 | 0 | 0 | 0 | 0 | 0 | 0 | 0 | 0 | 0 | 0 | 0 | 0 | 0 | 0 | 0 | 0 | 0 | 0 | 0 | 0 | 0 | 0 | 0 | 0 | 0 | 0 | 0 | 0 | 0 | 0 | 0 | 0 | 0 | 0 | 0 | 0 | 0 | 0 | 0 | 0 | 0 | 0 | 0 | 0 | 0 | 0 | 0 | 0 | 0 | 0 | 0 | 0 | 0 | 0 | 0 | 0 | 0 | 0 | 0 | 0 | 0 |  | 1.4146 | 0 | 1.0107 | 16.3609 | 8.2295 | 0 | 41 | 0 | 0 | 0 | 0 | 0 | 0 | 0 | 0 | 0 | 0 | 0 | 0 | 0 | 0 | 0 |  |  | 223 | #N/A | #N/A | #N/A | #N/A | #N/A | #N/A | 223 | #N/A | #N/A | #N/A | #N/A | #N/A | #N/A | #N/A
|  |  | 0 | 0 | 0 | 0 | 0 | 0 | 0 | 0 | 0 | 0 | 0 | 0 | 0 | 0 | 0 | 0 | 0 | 0 | 0 | 0 | 0 | 0 | 0 | 0 | 0 | 0 | 0 | 0 | 0 | 0 | 0 | 0 | 0 | 0 | 0 | 0 | 0 | 0 | 0 | 0 | 0 | 0 | 0 | 0 | 0 | 0 | 0 | 0 | 0 | 0 | 0 | 0 | 0 | 0 | 0 | 0 | 0 | 0 | 0 | 0 | 0 | 0 |  | 1.4146 | 0 | 1.0107 | 16.3609 | 8.2295 | 0 | 42 | 0 | 0 | 0 | 0 | 0 | 0 | 0 | 0 | 0 | 0 | 0 | 0 | 0 | 0 | 0 |  |  | 224 | #N/A | #N/A | #N/A | #N/A | #N/A | #N/A | 224 | #N/A | #N/A | #N/A | #N/A | #N/A | #N/A | #N/A
|  |  | 0 | 0 | 0 | 0 | 0 | 0 | 0 | 0 | 0 | 0 | 0 | 0 | 0 | 0 | 0 | 0 | 0 | 0 | 0 | 0 | 0 | 0 | 0 | 0 | 0 | 0 | 0 | 0 | 0 | 0 | 0 | 0 | 0 | 0 | 0 | 0 | 0 | 0 | 0 | 0 | 0 | 0 | 0 | 0 | 0 | 0 | 0 | 0 | 0 | 0 | 0 | 0 | 0 | 0 | 0 | 0 | 0 | 0 | 0 | 0 | 0 | 0 |  | 1.4146 | 0 | 1.0107 | 16.3609 | 8.2295 | 0 | 43 | 0 | 0 | 0 | 0 | 0 | 0 | 0 | 0 | 0 | 0 | 0 | 0 | 0 | 0 | 0 |  |  | 225 | #N/A | #N/A | #N/A | #N/A | #N/A | #N/A | 225 | #N/A | #N/A | #N/A | #N/A | #N/A | #N/A | #N/A
|  |  | 0 | 0 | 0 | 0 | 0 | 0 | 0 | 0 | 0 | 0 | 0 | 0 | 0 | 0 | 0 | 0 | 0 | 0 | 0 | 0 | 0 | 0 | 0 | 0 | 0 | 0 | 0 | 0 | 0 | 0 | 0 | 0 | 0 | 0 | 0 | 0 | 0 | 0 | 0 | 0 | 0 | 0 | 0 | 0 | 0 | 0 | 0 | 0 | 0 | 0 | 0 | 0 | 0 | 0 | 0 | 0 | 0 | 0 | 0 | 0 | 0 | 0 |  | 1.4146 | 0 | 1.0107 | 16.3609 | 8.2295 | 0 | 44 | 0 | 0 | 0 | 0 | 0 | 0 | 0 | 0 | 0 | 0 | 0 | 0 | 0 | 0 | 0 |  |  | 226 | #N/A | #N/A | #N/A | #N/A | #N/A | #N/A | 226 | #N/A | #N/A | #N/A | #N/A | #N/A | #N/A | #N/A
|  |  | 0 | 0 | 0 | 0 | 0 | 0 | 0 | 0 | 0 | 0 | 0 | 0 | 0 | 0 | 0 | 0 | 0 | 0 | 0 | 0 | 0 | 0 | 0 | 0 | 0 | 0 | 0 | 0 | 0 | 0 | 0 | 0 | 0 | 0 | 0 | 0 | 0 | 0 | 0 | 0 | 0 | 0 | 0 | 0 | 0 | 0 | 0 | 0 | 0 | 0 | 0 | 0 | 0 | 0 | 0 | 0 | 0 | 0 | 0 | 0 | 0 | 0 |  | 1.4146 | 0 | 1.0107 | 16.3609 | 8.2295 | 0 | 45 | 0 | 0 | 0 | 0 | 0 | 0 | 0 | 0 | 0 | 0 | 0 | 0 | 0 | 0 | 0 |  |  | 227 | #N/A | #N/A | #N/A | #N/A | #N/A | #N/A | 227 | #N/A | #N/A | #N/A | #N/A | #N/A | #N/A | #N/A
|  |  | 0 | 0 | 0 | 0 | 0 | 0 | 0 | 0 | 0 | 0 | 0 | 0 | 0 | 0 | 0 | 0 | 0 | 0 | 0 | 0 | 0 | 0 | 0 | 0 | 0 | 0 | 0 | 0 | 0 | 0 | 0 | 0 | 0 | 0 | 0 | 0 | 0 | 0 | 0 | 0 | 0 | 0 | 0 | 0 | 0 | 0 | 0 | 0 | 0 | 0 | 0 | 0 | 0 | 0 | 0 | 0 | 0 | 0 | 0 | 0 | 0 | 0 |  | 1.4146 | 0 | 1.0107 | 16.3609 | 8.2295 | 0 | 46 | 0 | 0 | 0 | 0 | 0 | 0 | 0 | 0 | 0 | 0 | 0 | 0 | 0 | 0 | 0 |  |  | 228 | #N/A | #N/A | #N/A | #N/A | #N/A | #N/A | 228 | #N/A | #N/A | #N/A | #N/A | #N/A | #N/A | #N/A
|  |  | 0 | 0 | 0 | 0 | 0 | 0 | 0 | 0 | 0 | 0 | 0 | 0 | 0 | 0 | 0 | 0 | 0 | 0 | 0 | 0 | 0 | 0 | 0 | 0 | 0 | 0 | 0 | 0 | 0 | 0 | 0 | 0 | 0 | 0 | 0 | 0 | 0 | 0 | 0 | 0 | 0 | 0 | 0 | 0 | 0 | 0 | 0 | 0 | 0 | 0 | 0 | 0 | 0 | 0 | 0 | 0 | 0 | 0 | 0 | 0 | 0 | 0 |  | 1.4146 | 0 | 1.0107 | 16.3609 | 8.2295 | 0 | 47 | 0 | 0 | 0 | 0 | 0 | 0 | 0 | 0 | 0 | 0 | 0 | 0 | 0 | 0 | 0 |  |  | 229 | #N/A | #N/A | #N/A | #N/A | #N/A | #N/A | 229 | #N/A | #N/A | #N/A | #N/A | #N/A | #N/A | #N/A
|  |  | 0 | 0 | 0 | 0 | 0 | 0 | 0 | 0 | 0 | 0 | 0 | 0 | 0 | 0 | 0 | 0 | 0 | 0 | 0 | 0 | 0 | 0 | 0 | 0 | 0 | 0 | 0 | 0 | 0 | 0 | 0 | 0 | 0 | 0 | 0 | 0 | 0 | 0 | 0 | 0 | 0 | 0 | 0 | 0 | 0 | 0 | 0 | 0 | 0 | 0 | 0 | 0 | 0 | 0 | 0 | 0 | 0 | 0 | 0 | 0 | 0 | 0 |  | 1.4146 | 0 | 1.0107 | 16.3609 | 8.2295 | 0 | 48 | 0 | 0 | 0 | 0 | 0 | 0 | 0 | 0 | 0 | 0 | 0 | 0 | 0 | 0 | 0 |  |  | 230 | #N/A | #N/A | #N/A | #N/A | #N/A | #N/A | 230 | #N/A | #N/A | #N/A | #N/A | #N/A | #N/A | #N/A
|  |  | 0 | 0 | 0 | 0 | 0 | 0 | 0 | 0 | 0 | 0 | 0 | 0 | 0 | 0 | 0 | 0 | 0 | 0 | 0 | 0 | 0 | 0 | 0 | 0 | 0 | 0 | 0 | 0 | 0 | 0 | 0 | 0 | 0 | 0 | 0 | 0 | 0 | 0 | 0 | 0 | 0 | 0 | 0 | 0 | 0 | 0 | 0 | 0 | 0 | 0 | 0 | 0 | 0 | 0 | 0 | 0 | 0 | 0 | 0 | 0 | 0 | 0 |  | 1.4146 | 0 | 1.0107 | 16.3609 | 8.2295 | 0 | 49 | 0 | 0 | 0 | 0 | 0 | 0 | 0 | 0 | 0 | 0 | 0 | 0 | 0 | 0 | 0 |  |  | 231 | #N/A | #N/A | #N/A | #N/A | #N/A | #N/A | 231 | #N/A | #N/A | #N/A | #N/A | #N/A | #N/A | #N/A
|  |  | 0 | 0 | 0 | 0 | 0 | 0 | 0 | 0 | 0 | 0 | 0 | 0 | 0 | 0 | 0 | 0 | 0 | 0 | 0 | 0 | 0 | 0 | 0 | 0 | 0 | 0 | 0 | 0 | 0 | 0 | 0 | 0 | 0 | 0 | 0 | 0 | 0 | 0 | 0 | 0 | 0 | 0 | 0 | 0 | 0 | 0 | 0 | 0 | 0 | 0 | 0 | 0 | 0 | 0 | 0 | 0 | 0 | 0 | 0 | 0 | 0 | 0 |  | 1.4146 | 0 | 1.0107 | 16.3609 | 8.2295 | 0 | 50 | 0 | 0 | 0 | 0 | 0 | 0 | 0 | 0 | 0 | 0 | 0 | 0 | 0 | 0 | 0 |  |  | 232 | #N/A | #N/A | #N/A | #N/A | #N/A | #N/A | 232 | #N/A | #N/A | #N/A | #N/A | #N/A | #N/A | #N/A
|  |  | 0 | 0 | 0 | 0 | 0 | 0 | 0 | 0 | 0 | 0 | 0 | 0 | 0 | 0 | 0 | 0 | 0 | 0 | 0 | 0 | 0 | 0 | 0 | 0 | 0 | 0 | 0 | 0 | 0 | 0 | 0 | 0 | 0 | 0 | 0 | 0 | 0 | 0 | 0 | 0 | 0 | 0 | 0 | 0 | 0 | 0 | 0 | 0 | 0 | 0 | 0 | 0 | 0 | 0 | 0 | 0 | 0 | 0 | 0 | 0 | 0 | 0 |  | 1.4146 | 0 | 1.0107 | 16.3609 | 8.2295 | 0 | 51 | 0 | 0 | 0 | 0 | 0 | 0 | 0 | 0 | 0 | 0 | 0 | 0 | 0 | 0 | 0 |  |  | 233 | #N/A | #N/A | #N/A | #N/A | #N/A | #N/A | 233 | #N/A | #N/A | #N/A | #N/A | #N/A | #N/A | #N/A
|  |  | 0 | 0 | 0 | 0 | 0 | 0 | 0 | 0 | 0 | 0 | 0 | 0 | 0 | 0 | 0 | 0 | 0 | 0 | 0 | 0 | 0 | 0 | 0 | 0 | 0 | 0 | 0 | 0 | 0 | 0 | 0 | 0 | 0 | 0 | 0 | 0 | 0 | 0 | 0 | 0 | 0 | 0 | 0 | 0 | 0 | 0 | 0 | 0 | 0 | 0 | 0 | 0 | 0 | 0 | 0 | 0 | 0 | 0 | 0 | 0 | 0 | 0 |  | 1.4146 | 0 | 1.0107 | 16.3609 | 8.2295 | 0 | 52 | 0 | 0 | 0 | 0 | 0 | 0 | 0 | 0 | 0 | 0 | 0 | 0 | 0 | 0 | 0 |  |  | 234 | #N/A | #N/A | #N/A | #N/A | #N/A | #N/A | 234 | #N/A | #N/A | #N/A | #N/A | #N/A | #N/A | #N/A
|  |  | 0 | 0 | 0 | 0 | 0 | 0 | 0 | 0 | 0 | 0 | 0 | 0 | 0 | 0 | 0 | 0 | 0 | 0 | 0 | 0 | 0 | 0 | 0 | 0 | 0 | 0 | 0 | 0 | 0 | 0 | 0 | 0 | 0 | 0 | 0 | 0 | 0 | 0 | 0 | 0 | 0 | 0 | 0 | 0 | 0 | 0 | 0 | 0 | 0 | 0 | 0 | 0 | 0 | 0 | 0 | 0 | 0 | 0 | 0 | 0 | 0 | 0 |  | 1.4146 | 0 | 1.0107 | 16.3609 | 8.2295 | 0 | 53 | 0 | 0 | 0 | 0 | 0 | 0 | 0 | 0 | 0 | 0 | 0 | 0 | 0 | 0 | 0 |  |  | 235 | #N/A | #N/A | #N/A | #N/A | #N/A | #N/A | 235 | #N/A | #N/A | #N/A | #N/A | #N/A | #N/A | #N/A
|  |  | 0 | 0 | 0 | 0 | 0 | 0 | 0 | 0 | 0 | 0 | 0 | 0 | 0 | 0 | 0 | 0 | 0 | 0 | 0 | 0 | 0 | 0 | 0 | 0 | 0 | 0 | 0 | 0 | 0 | 0 | 0 | 0 | 0 | 0 | 0 | 0 | 0 | 0 | 0 | 0 | 0 | 0 | 0 | 0 | 0 | 0 | 0 | 0 | 0 | 0 | 0 | 0 | 0 | 0 | 0 | 0 | 0 | 0 | 0 | 0 | 0 | 0 |  | 1.4146 | 0 | 1.0107 | 16.3609 | 8.2295 | 0 | 54 | 0 | 0 | 0 | 0 | 0 | 0 | 0 | 0 | 0 | 0 | 0 | 0 | 0 | 0 | 0 |  |  | 236 | #N/A | #N/A | #N/A | #N/A | #N/A | #N/A | 236 | #N/A | #N/A | #N/A | #N/A | #N/A | #N/A | #N/A
|  |  | 0 | 0 | 0 | 0 | 0 | 0 | 0 | 0 | 0 | 0 | 0 | 0 | 0 | 0 | 0 | 0 | 0 | 0 | 0 | 0 | 0 | 0 | 0 | 0 | 0 | 0 | 0 | 0 | 0 | 0 | 0 | 0 | 0 | 0 | 0 | 0 | 0 | 0 | 0 | 0 | 0 | 0 | 0 | 0 | 0 | 0 | 0 | 0 | 0 | 0 | 0 | 0 | 0 | 0 | 0 | 0 | 0 | 0 | 0 | 0 | 0 | 0 |  | 1.4146 | 0 | 1.0107 | 16.3609 | 8.2295 | 0 | 55 | 0 | 0 | 0 | 0 | 0 | 0 | 0 | 0 | 0 | 0 | 0 | 0 | 0 | 0 | 0 |  |  | 237 | #N/A | #N/A | #N/A | #N/A | #N/A | #N/A | 237 | #N/A | #N/A | #N/A | #N/A | #N/A | #N/A | #N/A
|  |  | 0 | 0 | 0 | 0 | 0 | 0 | 0 | 0 | 0 | 0 | 0 | 0 | 0 | 0 | 0 | 0 | 0 | 0 | 0 | 0 | 0 | 0 | 0 | 0 | 0 | 0 | 0 | 0 | 0 | 0 | 0 | 0 | 0 | 0 | 0 | 0 | 0 | 0 | 0 | 0 | 0 | 0 | 0 | 0 | 0 | 0 | 0 | 0 | 0 | 0 | 0 | 0 | 0 | 0 | 0 | 0 | 0 | 0 | 0 | 0 | 0 | 0 |  | 1.4146 | 0 | 1.0107 | 16.3609 | 8.2295 | 0 | 56 | 0 | 0 | 0 | 0 | 0 | 0 | 0 | 0 | 0 | 0 | 0 | 0 | 0 | 0 | 0 |  |  | 238 | #N/A | #N/A | #N/A | #N/A | #N/A | #N/A | 238 | #N/A | #N/A | #N/A | #N/A | #N/A | #N/A | #N/A
|  |  | 0 | 0 | 0 | 0 | 0 | 0 | 0 | 0 | 0 | 0 | 0 | 0 | 0 | 0 | 0 | 0 | 0 | 0 | 0 | 0 | 0 | 0 | 0 | 0 | 0 | 0 | 0 | 0 | 0 | 0 | 0 | 0 | 0 | 0 | 0 | 0 | 0 | 0 | 0 | 0 | 0 | 0 | 0 | 0 | 0 | 0 | 0 | 0 | 0 | 0 | 0 | 0 | 0 | 0 | 0 | 0 | 0 | 0 | 0 | 0 | 0 | 0 |  | 1.4146 | 0 | 1.0107 | 16.3609 | 8.2295 | 0 | 57 | 0 | 0 | 0 | 0 | 0 | 0 | 0 | 0 | 0 | 0 | 0 | 0 | 0 | 0 | 0 |  |  | 239 | #N/A | #N/A | #N/A | #N/A | #N/A | #N/A | 239 | #N/A | #N/A | #N/A | #N/A | #N/A | #N/A | #N/A
|  |  | 0 | 0 | 0 | 0 | 0 | 0 | 0 | 0 | 0 | 0 | 0 | 0 | 0 | 0 | 0 | 0 | 0 | 0 | 0 | 0 | 0 | 0 | 0 | 0 | 0 | 0 | 0 | 0 | 0 | 0 | 0 | 0 | 0 | 0 | 0 | 0 | 0 | 0 | 0 | 0 | 0 | 0 | 0 | 0 | 0 | 0 | 0 | 0 | 0 | 0 | 0 | 0 | 0 | 0 | 0 | 0 | 0 | 0 | 0 | 0 | 0 | 0 |  | 1.4146 | 0 | 1.0107 | 16.3609 | 8.2295 | 0 | 58 | 0 | 0 | 0 | 0 | 0 | 0 | 0 | 0 | 0 | 0 | 0 | 0 | 0 | 0 | 0 |  |  | 240 | #N/A | #N/A | #N/A | #N/A | #N/A | #N/A | 240 | #N/A | #N/A | #N/A | #N/A | #N/A | #N/A | #N/A
|  |  | 0 | 0 | 0 | 0 | 0 | 0 | 0 | 0 | 0 | 0 | 0 | 0 | 0 | 0 | 0 | 0 | 0 | 0 | 0 | 0 | 0 | 0 | 0 | 0 | 0 | 0 | 0 | 0 | 0 | 0 | 0 | 0 | 0 | 0 | 0 | 0 | 0 | 0 | 0 | 0 | 0 | 0 | 0 | 0 | 0 | 0 | 0 | 0 | 0 | 0 | 0 | 0 | 0 | 0 | 0 | 0 | 0 | 0 | 0 | 0 | 0 | 0 |  | 1.4146 | 0 | 1.0107 | 16.3609 | 8.2295 | 0 | 59 | 0 | 0 | 0 | 0 | 0 | 0 | 0 | 0 | 0 | 0 | 0 | 0 | 0 | 0 | 0 |  |  | 241 | #N/A | #N/A | #N/A | #N/A | #N/A | #N/A | 241 | #N/A | #N/A | #N/A | #N/A | #N/A | #N/A | #N/A
|  |  | 0 | 0 | 0 | 0 | 0 | 0 | 0 | 0 | 0 | 0 | 0 | 0 | 0 | 0 | 0 | 0 | 0 | 0 | 0 | 0 | 0 | 0 | 0 | 0 | 0 | 0 | 0 | 0 | 0 | 0 | 0 | 0 | 0 | 0 | 0 | 0 | 0 | 0 | 0 | 0 | 0 | 0 | 0 | 0 | 0 | 0 | 0 | 0 | 0 | 0 | 0 | 0 | 0 | 0 | 0 | 0 | 0 | 0 | 0 | 0 | 0 | 0 |  | 1.4146 | 0 | 1.0107 | 16.3609 | 8.2295 | 0 | 60 | 0 | 0 | 0 | 0 | 0 | 0 | 0 | 0 | 0 | 0 | 0 | 0 | 0 | 0 | 0 |  |  | 242 | #N/A | #N/A | #N/A | #N/A | #N/A | #N/A | 242 | #N/A | #N/A | #N/A | #N/A | #N/A | #N/A | #N/A
|  |  | 0 | 0 | 0 | 0 | 0 | 0 | 0 | 0 | 0 | 0 | 0 | 0 | 0 | 0 | 0 | 0 | 0 | 0 | 0 | 0 | 0 | 0 | 0 | 0 | 0 | 0 | 0 | 0 | 0 | 0 | 0 | 0 | 0 | 0 | 0 | 0 | 0 | 0 | 0 | 0 | 0 | 0 | 0 | 0 | 0 | 0 | 0 | 0 | 0 | 0 | 0 | 0 | 0 | 0 | 0 | 0 | 0 | 0 | 0 | 0 | 0 | 0 |  | 1.4146 | 0 | 1.0107 | 16.3609 | 8.2295 | 0 | 61 | 0 | 0 | 0 | 0 | 0 | 0 | 0 | 0 | 0 | 0 | 0 | 0 | 0 | 0 | 0 |  |  | 243 | #N/A | #N/A | #N/A | #N/A | #N/A | #N/A | 243 | #N/A | #N/A | #N/A | #N/A | #N/A | #N/A | #N/A
|  |  | 0 | 0 | 0 | 0 | 0 | 0 | 0 | 0 | 0 | 0 | 0 | 0 | 0 | 0 | 0 | 0 | 0 | 0 | 0 | 0 | 0 | 0 | 0 | 0 | 0 | 0 | 0 | 0 | 0 | 0 | 0 | 0 | 0 | 0 | 0 | 0 | 0 | 0 | 0 | 0 | 0 | 0 | 0 | 0 | 0 | 0 | 0 | 0 | 0 | 0 | 0 | 0 | 0 | 0 | 0 | 0 | 0 | 0 | 0 | 0 | 0 | 0 |  | 1.4146 | 0 | 1.0107 | 16.3609 | 8.2295 | 0 | 62 | 0 | 0 | 0 | 0 | 0 | 0 | 0 | 0 | 0 | 0 | 0 | 0 | 0 | 0 | 0 |  |  | 244 | #N/A | #N/A | #N/A | #N/A | #N/A | #N/A | 244 | #N/A | #N/A | #N/A | #N/A | #N/A | #N/A | #N/A
|  |  | 0 | 0 | 0 | 0 | 0 | 0 | 0 | 0 | 0 | 0 | 0 | 0 | 0 | 0 | 0 | 0 | 0 | 0 | 0 | 0 | 0 | 0 | 0 | 0 | 0 | 0 | 0 | 0 | 0 | 0 | 0 | 0 | 0 | 0 | 0 | 0 | 0 | 0 | 0 | 0 | 0 | 0 | 0 | 0 | 0 | 0 | 0 | 0 | 0 | 0 | 0 | 0 | 0 | 0 | 0 | 0 | 0 | 0 | 0 | 0 | 0 | 0 |  | 1.4146 | 0 | 1.0107 | 16.3609 | 8.2295 | 0 | 63 | 0 | 0 | 0 | 0 | 0 | 0 | 0 | 0 | 0 | 0 | 0 | 0 | 0 | 0 | 0 |  |  | 245 | #N/A | #N/A | #N/A | #N/A | #N/A | #N/A | 245 | #N/A | #N/A | #N/A | #N/A | #N/A | #N/A | #N/A
|  |  | 0 | 0 | 0 | 0 | 0 | 0 | 0 | 0 | 0 | 0 | 0 | 0 | 0 | 0 | 0 | 0 | 0 | 0 | 0 | 0 | 0 | 0 | 0 | 0 | 0 | 0 | 0 | 0 | 0 | 0 | 0 | 0 | 0 | 0 | 0 | 0 | 0 | 0 | 0 | 0 | 0 | 0 | 0 | 0 | 0 | 0 | 0 | 0 | 0 | 0 | 0 | 0 | 0 | 0 | 0 | 0 | 0 | 0 | 0 | 0 | 0 | 0 |  | 1.4146 | 0 | 1.0107 | 16.3609 | 8.2295 | 0 | 64 | 0 | 0 | 0 | 0 | 0 | 0 | 0 | 0 | 0 | 0 | 0 | 0 | 0 | 0 | 0 |  |  | 246 | #N/A | #N/A | #N/A | #N/A | #N/A | #N/A | 246 | #N/A | #N/A | #N/A | #N/A | #N/A | #N/A | #N/A
|  |  | 0 | 0 | 0 | 0 | 0 | 0 | 0 | 0 | 0 | 0 | 0 | 0 | 0 | 0 | 0 | 0 | 0 | 0 | 0 | 0 | 0 | 0 | 0 | 0 | 0 | 0 | 0 | 0 | 0 | 0 | 0 | 0 | 0 | 0 | 0 | 0 | 0 | 0 | 0 | 0 | 0 | 0 | 0 | 0 | 0 | 0 | 0 | 0 | 0 | 0 | 0 | 0 | 0 | 0 | 0 | 0 | 0 | 0 | 0 | 0 | 0 | 0 |  | 1.4146 | 0 | 1.0107 | 16.3609 | 8.2295 | 0 | 65 | 0 | 0 | 0 | 0 | 0 | 0 | 0 | 0 | 0 | 0 | 0 | 0 | 0 | 0 | 0 |  |  | 247 | #N/A | #N/A | #N/A | #N/A | #N/A | #N/A | 247 | #N/A | #N/A | #N/A | #N/A | #N/A | #N/A | #N/A
|  |  | 0 | 0 | 0 | 0 | 0 | 0 | 0 | 0 | 0 | 0 | 0 | 0 | 0 | 0 | 0 | 0 | 0 | 0 | 0 | 0 | 0 | 0 | 0 | 0 | 0 | 0 | 0 | 0 | 0 | 0 | 0 | 0 | 0 | 0 | 0 | 0 | 0 | 0 | 0 | 0 | 0 | 0 | 0 | 0 | 0 | 0 | 0 | 0 | 0 | 0 | 0 | 0 | 0 | 0 | 0 | 0 | 0 | 0 | 0 | 0 | 0 | 0 |  | 1.4146 | 0 | 1.0107 | 16.3609 | 8.2295 | 0 | 66 | 0 | 0 | 0 | 0 | 0 | 0 | 0 | 0 | 0 | 0 | 0 | 0 | 0 | 0 | 0 |  |  | 248 | #N/A | #N/A | #N/A | #N/A | #N/A | #N/A | 248 | #N/A | #N/A | #N/A | #N/A | #N/A | #N/A | #N/A
|  |  | 0 | 0 | 0 | 0 | 0 | 0 | 0 | 0 | 0 | 0 | 0 | 0 | 0 | 0 | 0 | 0 | 0 | 0 | 0 | 0 | 0 | 0 | 0 | 0 | 0 | 0 | 0 | 0 | 0 | 0 | 0 | 0 | 0 | 0 | 0 | 0 | 0 | 0 | 0 | 0 | 0 | 0 | 0 | 0 | 0 | 0 | 0 | 0 | 0 | 0 | 0 | 0 | 0 | 0 | 0 | 0 | 0 | 0 | 0 | 0 | 0 | 0 |  | 1.4146 | 0 | 1.0107 | 16.3609 | 8.2295 | 0 | 67 | 0 | 0 | 0 | 0 | 0 | 0 | 0 | 0 | 0 | 0 | 0 | 0 | 0 | 0 | 0 |  |  | 249 | #N/A | #N/A | #N/A | #N/A | #N/A | #N/A | 249 | #N/A | #N/A | #N/A | #N/A | #N/A | #N/A | #N/A
|  |  | 0 | 0 | 0 | 0 | 0 | 0 | 0 | 0 | 0 | 0 | 0 | 0 | 0 | 0 | 0 | 0 | 0 | 0 | 0 | 0 | 0 | 0 | 0 | 0 | 0 | 0 | 0 | 0 | 0 | 0 | 0 | 0 | 0 | 0 | 0 | 0 | 0 | 0 | 0 | 0 | 0 | 0 | 0 | 0 | 0 | 0 | 0 | 0 | 0 | 0 | 0 | 0 | 0 | 0 | 0 | 0 | 0 | 0 | 0 | 0 | 0 | 0 |  | 1.4146 | 0 | 1.0107 | 16.3609 | 8.2295 | 0 | 68 | 0 | 0 | 0 | 0 | 0 | 0 | 0 | 0 | 0 | 0 | 0 | 0 | 0 | 0 | 0 |  |  | 250 | #N/A | #N/A | #N/A | #N/A | #N/A | #N/A | 250 | #N/A | #N/A | #N/A | #N/A | #N/A | #N/A | #N/A
|  |  | 0 | 0 | 0 | 0 | 0 | 0 | 0 | 0 | 0 | 0 | 0 | 0 | 0 | 0 | 0 | 0 | 0 | 0 | 0 | 0 | 0 | 0 | 0 | 0 | 0 | 0 | 0 | 0 | 0 | 0 | 0 | 0 | 0 | 0 | 0 | 0 | 0 | 0 | 0 | 0 | 0 | 0 | 0 | 0 | 0 | 0 | 0 | 0 | 0 | 0 | 0 | 0 | 0 | 0 | 0 | 0 | 0 | 0 | 0 | 0 | 0 | 0 |  | 1.4146 | 0 | 1.0107 | 16.3609 | 8.2295 | 0 | 69 | 0 | 0 | 0 | 0 | 0 | 0 | 0 | 0 | 0 | 0 | 0 | 0 | 0 | 0 | 0 |  |  | 251 | #N/A | #N/A | #N/A | #N/A | #N/A | #N/A | 251 | #N/A | #N/A | #N/A | #N/A | #N/A | #N/A | #N/A
|  |  | 0 | 0 | 0 | 0 | 0 | 0 | 0 | 0 | 0 | 0 | 0 | 0 | 0 | 0 | 0 | 0 | 0 | 0 | 0 | 0 | 0 | 0 | 0 | 0 | 0 | 0 | 0 | 0 | 0 | 0 | 0 | 0 | 0 | 0 | 0 | 0 | 0 | 0 | 0 | 0 | 0 | 0 | 0 | 0 | 0 | 0 | 0 | 0 | 0 | 0 | 0 | 0 | 0 | 0 | 0 | 0 | 0 | 0 | 0 | 0 | 0 | 0 |  | 1.4146 | 0 | 1.0107 | 16.3609 | 8.2295 | 0 | 70 | 0 | 0 | 0 | 0 | 0 | 0 | 0 | 0 | 0 | 0 | 0 | 0 | 0 | 0 | 0 |  |  | 252 | #N/A | #N/A | #N/A | #N/A | #N/A | #N/A | 252 | #N/A | #N/A | #N/A | #N/A | #N/A | #N/A | #N/A
|  |  | 0 | 0 | 0 | 0 | 0 | 0 | 0 | 0 | 0 | 0 | 0 | 0 | 0 | 0 | 0 | 0 | 0 | 0 | 0 | 0 | 0 | 0 | 0 | 0 | 0 | 0 | 0 | 0 | 0 | 0 | 0 | 0 | 0 | 0 | 0 | 0 | 0 | 0 | 0 | 0 | 0 | 0 | 0 | 0 | 0 | 0 | 0 | 0 | 0 | 0 | 0 | 0 | 0 | 0 | 0 | 0 | 0 | 0 | 0 | 0 | 0 | 0 |  | 1.4146 | 0 | 1.0107 | 16.3609 | 8.2295 | 0 | 71 | 0 | 0 | 0 | 0 | 0 | 0 | 0 | 0 | 0 | 0 | 0 | 0 | 0 | 0 | 0 |  |  | 253 | #N/A | #N/A | #N/A | #N/A | #N/A | #N/A | 253 | #N/A | #N/A | #N/A | #N/A | #N/A | #N/A | #N/A
|  |  | 0 | 0 | 0 | 0 | 0 | 0 | 0 | 0 | 0 | 0 | 0 | 0 | 0 | 0 | 0 | 0 | 0 | 0 | 0 | 0 | 0 | 0 | 0 | 0 | 0 | 0 | 0 | 0 | 0 | 0 | 0 | 0 | 0 | 0 | 0 | 0 | 0 | 0 | 0 | 0 | 0 | 0 | 0 | 0 | 0 | 0 | 0 | 0 | 0 | 0 | 0 | 0 | 0 | 0 | 0 | 0 | 0 | 0 | 0 | 0 | 0 | 0 |  | 1.4146 | 0 | 1.0107 | 16.3609 | 8.2295 | 0 | 72 | 0 | 0 | 0 | 0 | 0 | 0 | 0 | 0 | 0 | 0 | 0 | 0 | 0 | 0 | 0 |  |  | 254 | #N/A | #N/A | #N/A | #N/A | #N/A | #N/A | 254 | #N/A | #N/A | #N/A | #N/A | #N/A | #N/A | #N/A
|  |  | 0 | 0 | 0 | 0 | 0 | 0 | 0 | 0 | 0 | 0 | 0 | 0 | 0 | 0 | 0 | 0 | 0 | 0 | 0 | 0 | 0 | 0 | 0 | 0 | 0 | 0 | 0 | 0 | 0 | 0 | 0 | 0 | 0 | 0 | 0 | 0 | 0 | 0 | 0 | 0 | 0 | 0 | 0 | 0 | 0 | 0 | 0 | 0 | 0 | 0 | 0 | 0 | 0 | 0 | 0 | 0 | 0 | 0 | 0 | 0 | 0 | 0 |  | 1.4146 | 0 | 1.0107 | 16.3609 | 8.2295 | 0 | 73 | 0 | 0 | 0 | 0 | 0 | 0 | 0 | 0 | 0 | 0 | 0 | 0 | 0 | 0 | 0 |  |  | 255 | #N/A | #N/A | #N/A | #N/A | #N/A | #N/A | 255 | #N/A | #N/A | #N/A | #N/A | #N/A | #N/A | #N/A
|  |  | 0 | 0 | 0 | 0 | 0 | 0 | 0 | 0 | 0 | 0 | 0 | 0 | 0 | 0 | 0 | 0 | 0 | 0 | 0 | 0 | 0 | 0 | 0 | 0 | 0 | 0 | 0 | 0 | 0 | 0 | 0 | 0 | 0 | 0 | 0 | 0 | 0 | 0 | 0 | 0 | 0 | 0 | 0 | 0 | 0 | 0 | 0 | 0 | 0 | 0 | 0 | 0 | 0 | 0 | 0 | 0 | 0 | 0 | 0 | 0 | 0 | 0 |  | 1.4146 | 0 | 1.0107 | 16.3609 | 8.2295 | 0 | 74 | 0 | 0 | 0 | 0 | 0 | 0 | 0 | 0 | 0 | 0 | 0 | 0 | 0 | 0 | 0 |  |  | 256 | #N/A | #N/A | #N/A | #N/A | #N/A | #N/A | 256 | #N/A | #N/A | #N/A | #N/A | #N/A | #N/A | #N/A
|  |  | 0 | 0 | 0 | 0 | 0 | 0 | 0 | 0 | 0 | 0 | 0 | 0 | 0 | 0 | 0 | 0 | 0 | 0 | 0 | 0 | 0 | 0 | 0 | 0 | 0 | 0 | 0 | 0 | 0 | 0 | 0 | 0 | 0 | 0 | 0 | 0 | 0 | 0 | 0 | 0 | 0 | 0 | 0 | 0 | 0 | 0 | 0 | 0 | 0 | 0 | 0 | 0 | 0 | 0 | 0 | 0 | 0 | 0 | 0 | 0 | 0 | 0 |  | 1.4146 | 0 | 1.0107 | 16.3609 | 8.2295 | 0 | 75 | 0 | 0 | 0 | 0 | 0 | 0 | 0 | 0 | 0 | 0 | 0 | 0 | 0 | 0 | 0 |  |  | 257 | #N/A | #N/A | #N/A | #N/A | #N/A | #N/A | 257 | #N/A | #N/A | #N/A | #N/A | #N/A | #N/A | #N/A
|  |  | 0 | 0 | 0 | 0 | 0 | 0 | 0 | 0 | 0 | 0 | 0 | 0 | 0 | 0 | 0 | 0 | 0 | 0 | 0 | 0 | 0 | 0 | 0 | 0 | 0 | 0 | 0 | 0 | 0 | 0 | 0 | 0 | 0 | 0 | 0 | 0 | 0 | 0 | 0 | 0 | 0 | 0 | 0 | 0 | 0 | 0 | 0 | 0 | 0 | 0 | 0 | 0 | 0 | 0 | 0 | 0 | 0 | 0 | 0 | 0 | 0 | 0 |  | 1.4146 | 0 | 1.0107 | 16.3609 | 8.2295 | 0 | 76 | 0 | 0 | 0 | 0 | 0 | 0 | 0 | 0 | 0 | 0 | 0 | 0 | 0 | 0 | 0 |  |  | 258 | #N/A | #N/A | #N/A | #N/A | #N/A | #N/A | 258 | #N/A | #N/A | #N/A | #N/A | #N/A | #N/A | #N/A
|  |  | 0 | 0 | 0 | 0 | 0 | 0 | 0 | 0 | 0 | 0 | 0 | 0 | 0 | 0 | 0 | 0 | 0 | 0 | 0 | 0 | 0 | 0 | 0 | 0 | 0 | 0 | 0 | 0 | 0 | 0 | 0 | 0 | 0 | 0 | 0 | 0 | 0 | 0 | 0 | 0 | 0 | 0 | 0 | 0 | 0 | 0 | 0 | 0 | 0 | 0 | 0 | 0 | 0 | 0 | 0 | 0 | 0 | 0 | 0 | 0 | 0 | 0 |  | 1.4146 | 0 | 1.0107 | 16.3609 | 8.2295 | 0 | 77 | 0 | 0 | 0 | 0 | 0 | 0 | 0 | 0 | 0 | 0 | 0 | 0 | 0 | 0 | 0 |  |  | 259 | #N/A | #N/A | #N/A | #N/A | #N/A | #N/A | 259 | #N/A | #N/A | #N/A | #N/A | #N/A | #N/A | #N/A
|  |  | 0 | 0 | 0 | 0 | 0 | 0 | 0 | 0 | 0 | 0 | 0 | 0 | 0 | 0 | 0 | 0 | 0 | 0 | 0 | 0 | 0 | 0 | 0 | 0 | 0 | 0 | 0 | 0 | 0 | 0 | 0 | 0 | 0 | 0 | 0 | 0 | 0 | 0 | 0 | 0 | 0 | 0 | 0 | 0 | 0 | 0 | 0 | 0 | 0 | 0 | 0 | 0 | 0 | 0 | 0 | 0 | 0 | 0 | 0 | 0 | 0 | 0 |  | 1.4146 | 0 | 1.0107 | 16.3609 | 8.2295 | 0 | 78 | 0 | 0 | 0 | 0 | 0 | 0 | 0 | 0 | 0 | 0 | 0 | 0 | 0 | 0 | 0 |  |  | 260 | #N/A | #N/A | #N/A | #N/A | #N/A | #N/A | 260 | #N/A | #N/A | #N/A | #N/A | #N/A | #N/A | #N/A
|  |  | 0 | 0 | 0 | 0 | 0 | 0 | 0 | 0 | 0 | 0 | 0 | 0 | 0 | 0 | 0 | 0 | 0 | 0 | 0 | 0 | 0 | 0 | 0 | 0 | 0 | 0 | 0 | 0 | 0 | 0 | 0 | 0 | 0 | 0 | 0 | 0 | 0 | 0 | 0 | 0 | 0 | 0 | 0 | 0 | 0 | 0 | 0 | 0 | 0 | 0 | 0 | 0 | 0 | 0 | 0 | 0 | 0 | 0 | 0 | 0 | 0 | 0 |  | 1.4146 | 0 | 1.0107 | 16.3609 | 8.2295 | 0 | 79 | 0 | 0 | 0 | 0 | 0 | 0 | 0 | 0 | 0 | 0 | 0 | 0 | 0 | 0 | 0 |  |  | 261 | #N/A | #N/A | #N/A | #N/A | #N/A | #N/A | 261 | #N/A | #N/A | #N/A | #N/A | #N/A | #N/A | #N/A
|  |  | 0 | 0 | 0 | 0 | 0 | 0 | 0 | 0 | 0 | 0 | 0 | 0 | 0 | 0 | 0 | 0 | 0 | 0 | 0 | 0 | 0 | 0 | 0 | 0 | 0 | 0 | 0 | 0 | 0 | 0 | 0 | 0 | 0 | 0 | 0 | 0 | 0 | 0 | 0 | 0 | 0 | 0 | 0 | 0 | 0 | 0 | 0 | 0 | 0 | 0 | 0 | 0 | 0 | 0 | 0 | 0 | 0 | 0 | 0 | 0 | 0 | 0 |  | 1.4146 | 0 | 1.0107 | 16.3609 | 8.2295 | 0 | 80 | 0 | 0 | 0 | 0 | 0 | 0 | 0 | 0 | 0 | 0 | 0 | 0 | 0 | 0 | 0 |  |  | 262 | #N/A | #N/A | #N/A | #N/A | #N/A | #N/A | 262 | #N/A | #N/A | #N/A | #N/A | #N/A | #N/A | #N/A
|  |  | 0 | 0 | 0 | 0 | 0 | 0 | 0 | 0 | 0 | 0 | 0 | 0 | 0 | 0 | 0 | 0 | 0 | 0 | 0 | 0 | 0 | 0 | 0 | 0 | 0 | 0 | 0 | 0 | 0 | 0 | 0 | 0 | 0 | 0 | 0 | 0 | 0 | 0 | 0 | 0 | 0 | 0 | 0 | 0 | 0 | 0 | 0 | 0 | 0 | 0 | 0 | 0 | 0 | 0 | 0 | 0 | 0 | 0 | 0 | 0 | 0 | 0 |  | 1.4146 | 0 | 1.0107 | 16.3609 | 8.2295 | 0 | 81 | 0 | 0 | 0 | 0 | 0 | 0 | 0 | 0 | 0 | 0 | 0 | 0 | 0 | 0 | 0 |  |  | 263 | #N/A | #N/A | #N/A | #N/A | #N/A | #N/A | 263 | #N/A | #N/A | #N/A | #N/A | #N/A | #N/A | #N/A
|  |  | 0 | 0 | 0 | 0 | 0 | 0 | 0 | 0 | 0 | 0 | 0 | 0 | 0 | 0 | 0 | 0 | 0 | 0 | 0 | 0 | 0 | 0 | 0 | 0 | 0 | 0 | 0 | 0 | 0 | 0 | 0 | 0 | 0 | 0 | 0 | 0 | 0 | 0 | 0 | 0 | 0 | 0 | 0 | 0 | 0 | 0 | 0 | 0 | 0 | 0 | 0 | 0 | 0 | 0 | 0 | 0 | 0 | 0 | 0 | 0 | 0 | 0 |  | 1.4146 | 0 | 1.0107 | 16.3609 | 8.2295 | 0 | 82 | 0 | 0 | 0 | 0 | 0 | 0 | 0 | 0 | 0 | 0 | 0 | 0 | 0 | 0 | 0 |  |  | 264 | #N/A | #N/A | #N/A | #N/A | #N/A | #N/A | 264 | #N/A | #N/A | #N/A | #N/A | #N/A | #N/A | #N/A
|  |  | 0 | 0 | 0 | 0 | 0 | 0 | 0 | 0 | 0 | 0 | 0 | 0 | 0 | 0 | 0 | 0 | 0 | 0 | 0 | 0 | 0 | 0 | 0 | 0 | 0 | 0 | 0 | 0 | 0 | 0 | 0 | 0 | 0 | 0 | 0 | 0 | 0 | 0 | 0 | 0 | 0 | 0 | 0 | 0 | 0 | 0 | 0 | 0 | 0 | 0 | 0 | 0 | 0 | 0 | 0 | 0 | 0 | 0 | 0 | 0 | 0 | 0 |  | 1.4146 | 0 | 1.0107 | 16.3609 | 8.2295 | 0 | 83 | 0 | 0 | 0 | 0 | 0 | 0 | 0 | 0 | 0 | 0 | 0 | 0 | 0 | 0 | 0 |  |  | 265 | #N/A | #N/A | #N/A | #N/A | #N/A | #N/A | 265 | #N/A | #N/A | #N/A | #N/A | #N/A | #N/A | #N/A
|  |  | 0 | 0 | 0 | 0 | 0 | 0 | 0 | 0 | 0 | 0 | 0 | 0 | 0 | 0 | 0 | 0 | 0 | 0 | 0 | 0 | 0 | 0 | 0 | 0 | 0 | 0 | 0 | 0 | 0 | 0 | 0 | 0 | 0 | 0 | 0 | 0 | 0 | 0 | 0 | 0 | 0 | 0 | 0 | 0 | 0 | 0 | 0 | 0 | 0 | 0 | 0 | 0 | 0 | 0 | 0 | 0 | 0 | 0 | 0 | 0 | 0 | 0 |  | 1.4146 | 0 | 1.0107 | 16.3609 | 8.2295 | 0 | 84 | 0 | 0 | 0 | 0 | 0 | 0 | 0 | 0 | 0 | 0 | 0 | 0 | 0 | 0 | 0 |  |  | 266 | #N/A | #N/A | #N/A | #N/A | #N/A | #N/A | 266 | #N/A | #N/A | #N/A | #N/A | #N/A | #N/A | #N/A
|  |  | 0 | 0 | 0 | 0 | 0 | 0 | 0 | 0 | 0 | 0 | 0 | 0 | 0 | 0 | 0 | 0 | 0 | 0 | 0 | 0 | 0 | 0 | 0 | 0 | 0 | 0 | 0 | 0 | 0 | 0 | 0 | 0 | 0 | 0 | 0 | 0 | 0 | 0 | 0 | 0 | 0 | 0 | 0 | 0 | 0 | 0 | 0 | 0 | 0 | 0 | 0 | 0 | 0 | 0 | 0 | 0 | 0 | 0 | 0 | 0 | 0 | 0 |  | 1.4146 | 0 | 1.0107 | 16.3609 | 8.2295 | 0 | 85 | 0 | 0 | 0 | 0 | 0 | 0 | 0 | 0 | 0 | 0 | 0 | 0 | 0 | 0 | 0 |  |  | 267 | #N/A | #N/A | #N/A | #N/A | #N/A | #N/A | 267 | #N/A | #N/A | #N/A | #N/A | #N/A | #N/A | #N/A
|  |  | 0 | 0 | 0 | 0 | 0 | 0 | 0 | 0 | 0 | 0 | 0 | 0 | 0 | 0 | 0 | 0 | 0 | 0 | 0 | 0 | 0 | 0 | 0 | 0 | 0 | 0 | 0 | 0 | 0 | 0 | 0 | 0 | 0 | 0 | 0 | 0 | 0 | 0 | 0 | 0 | 0 | 0 | 0 | 0 | 0 | 0 | 0 | 0 | 0 | 0 | 0 | 0 | 0 | 0 | 0 | 0 | 0 | 0 | 0 | 0 | 0 | 0 |  | 1.4146 | 0 | 1.0107 | 16.3609 | 8.2295 | 0 | 86 | 0 | 0 | 0 | 0 | 0 | 0 | 0 | 0 | 0 | 0 | 0 | 0 | 0 | 0 | 0 |  |  | 268 | #N/A | #N/A | #N/A | #N/A | #N/A | #N/A | 268 | #N/A | #N/A | #N/A | #N/A | #N/A | #N/A | #N/A
|  |  | 0 | 0 | 0 | 0 | 0 | 0 | 0 | 0 | 0 | 0 | 0 | 0 | 0 | 0 | 0 | 0 | 0 | 0 | 0 | 0 | 0 | 0 | 0 | 0 | 0 | 0 | 0 | 0 | 0 | 0 | 0 | 0 | 0 | 0 | 0 | 0 | 0 | 0 | 0 | 0 | 0 | 0 | 0 | 0 | 0 | 0 | 0 | 0 | 0 | 0 | 0 | 0 | 0 | 0 | 0 | 0 | 0 | 0 | 0 | 0 | 0 | 0 |  | 1.4146 | 0 | 1.0107 | 16.3609 | 8.2295 | 0 | 87 | 0 | 0 | 0 | 0 | 0 | 0 | 0 | 0 | 0 | 0 | 0 | 0 | 0 | 0 | 0 |  |  | 269 | #N/A | #N/A | #N/A | #N/A | #N/A | #N/A | 269 | #N/A | #N/A | #N/A | #N/A | #N/A | #N/A | #N/A
|  |  | 0 | 0 | 0 | 0 | 0 | 0 | 0 | 0 | 0 | 0 | 0 | 0 | 0 | 0 | 0 | 0 | 0 | 0 | 0 | 0 | 0 | 0 | 0 | 0 | 0 | 0 | 0 | 0 | 0 | 0 | 0 | 0 | 0 | 0 | 0 | 0 | 0 | 0 | 0 | 0 | 0 | 0 | 0 | 0 | 0 | 0 | 0 | 0 | 0 | 0 | 0 | 0 | 0 | 0 | 0 | 0 | 0 | 0 | 0 | 0 | 0 | 0 |  | 1.4146 | 0 | 1.0107 | 16.3609 | 8.2295 | 0 | 88 | 0 | 0 | 0 | 0 | 0 | 0 | 0 | 0 | 0 | 0 | 0 | 0 | 0 | 0 | 0 |  |  | 270 | #N/A | #N/A | #N/A | #N/A | #N/A | #N/A | 270 | #N/A | #N/A | #N/A | #N/A | #N/A | #N/A | #N/A
|  |  | 0 | 0 | 0 | 0 | 0 | 0 | 0 | 0 | 0 | 0 | 0 | 0 | 0 | 0 | 0 | 0 | 0 | 0 | 0 | 0 | 0 | 0 | 0 | 0 | 0 | 0 | 0 | 0 | 0 | 0 | 0 | 0 | 0 | 0 | 0 | 0 | 0 | 0 | 0 | 0 | 0 | 0 | 0 | 0 | 0 | 0 | 0 | 0 | 0 | 0 | 0 | 0 | 0 | 0 | 0 | 0 | 0 | 0 | 0 | 0 | 0 | 0 |  | 1.4146 | 0 | 1.0107 | 16.3609 | 8.2295 | 0 | 89 | 0 | 0 | 0 | 0 | 0 | 0 | 0 | 0 | 0 | 0 | 0 | 0 | 0 | 0 | 0 |  |  | 271 | #N/A | #N/A | #N/A | #N/A | #N/A | #N/A | 271 | #N/A | #N/A | #N/A | #N/A | #N/A | #N/A | #N/A
|  |  | 0 | 0 | 0 | 0 | 0 | 0 | 0 | 0 | 0 | 0 | 0 | 0 | 0 | 0 | 0 | 0 | 0 | 0 | 0 | 0 | 0 | 0 | 0 | 0 | 0 | 0 | 0 | 0 | 0 | 0 | 0 | 0 | 0 | 0 | 0 | 0 | 0 | 0 | 0 | 0 | 0 | 0 | 0 | 0 | 0 | 0 | 0 | 0 | 0 | 0 | 0 | 0 | 0 | 0 | 0 | 0 | 0 | 0 | 0 | 0 | 0 | 0 |  | 1.4146 | 0 | 1.0107 | 16.3609 | 8.2295 | 0 | 90 | 0 | 0 | 0 | 0 | 0 | 0 | 0 | 0 | 0 | 0 | 0 | 0 | 0 | 0 | 0 |  |  | 272 | #N/A | #N/A | #N/A | #N/A | #N/A | #N/A | 272 | #N/A | #N/A | #N/A | #N/A | #N/A | #N/A | #N/A
|  |  | 0 | 0 | 0 | 0 | 0 | 0 | 0 | 0 | 0 | 0 | 0 | 0 | 0 | 0 | 0 | 0 | 0 | 0 | 0 | 0 | 0 | 0 | 0 | 0 | 0 | 0 | 0 | 0 | 0 | 0 | 0 | 0 | 0 | 0 | 0 | 0 | 0 | 0 | 0 | 0 | 0 | 0 | 0 | 0 | 0 | 0 | 0 | 0 | 0 | 0 | 0 | 0 | 0 | 0 | 0 | 0 | 0 | 0 | 0 | 0 | 0 | 0 |  | 1.4146 | 0 | 1.0107 | 16.3609 | 8.2295 | 0 | 91 | 0 | 0 | 0 | 0 | 0 | 0 | 0 | 0 | 0 | 0 | 0 | 0 | 0 | 0 | 0 |  |  | 273 | #N/A | #N/A | #N/A | #N/A | #N/A | #N/A | 273 | #N/A | #N/A | #N/A | #N/A | #N/A | #N/A | #N/A
|  |  | 0 | 0 | 0 | 0 | 0 | 0 | 0 | 0 | 0 | 0 | 0 | 0 | 0 | 0 | 0 | 0 | 0 | 0 | 0 | 0 | 0 | 0 | 0 | 0 | 0 | 0 | 0 | 0 | 0 | 0 | 0 | 0 | 0 | 0 | 0 | 0 | 0 | 0 | 0 | 0 | 0 | 0 | 0 | 0 | 0 | 0 | 0 | 0 | 0 | 0 | 0 | 0 | 0 | 0 | 0 | 0 | 0 | 0 | 0 | 0 | 0 | 0 |  | 1.4146 | 0 | 1.0107 | 16.3609 | 8.2295 | 0 | 92 | 0 | 0 | 0 | 0 | 0 | 0 | 0 | 0 | 0 | 0 | 0 | 0 | 0 | 0 | 0 |  |  | 274 | #N/A | #N/A | #N/A | #N/A | #N/A | #N/A | 274 | #N/A | #N/A | #N/A | #N/A | #N/A | #N/A | #N/A
|  |  | 0 | 0 | 0 | 0 | 0 | 0 | 0 | 0 | 0 | 0 | 0 | 0 | 0 | 0 | 0 | 0 | 0 | 0 | 0 | 0 | 0 | 0 | 0 | 0 | 0 | 0 | 0 | 0 | 0 | 0 | 0 | 0 | 0 | 0 | 0 | 0 | 0 | 0 | 0 | 0 | 0 | 0 | 0 | 0 | 0 | 0 | 0 | 0 | 0 | 0 | 0 | 0 | 0 | 0 | 0 | 0 | 0 | 0 | 0 | 0 | 0 | 0 |  | 1.4146 | 0 | 1.0107 | 16.3609 | 8.2295 | 0 | 93 | 0 | 0 | 0 | 0 | 0 | 0 | 0 | 0 | 0 | 0 | 0 | 0 | 0 | 0 | 0 |  |  | 275 | #N/A | #N/A | #N/A | #N/A | #N/A | #N/A | 275 | #N/A | #N/A | #N/A | #N/A | #N/A | #N/A | #N/A
|  |  | 0 | 0 | 0 | 0 | 0 | 0 | 0 | 0 | 0 | 0 | 0 | 0 | 0 | 0 | 0 | 0 | 0 | 0 | 0 | 0 | 0 | 0 | 0 | 0 | 0 | 0 | 0 | 0 | 0 | 0 | 0 | 0 | 0 | 0 | 0 | 0 | 0 | 0 | 0 | 0 | 0 | 0 | 0 | 0 | 0 | 0 | 0 | 0 | 0 | 0 | 0 | 0 | 0 | 0 | 0 | 0 | 0 | 0 | 0 | 0 | 0 | 0 |  | 1.4146 | 0 | 1.0107 | 16.3609 | 8.2295 | 0 | 94 | 0 | 0 | 0 | 0 | 0 | 0 | 0 | 0 | 0 | 0 | 0 | 0 | 0 | 0 | 0 |  |  | 276 | #N/A | #N/A | #N/A | #N/A | #N/A | #N/A | 276 | #N/A | #N/A | #N/A | #N/A | #N/A | #N/A | #N/A
|  |  | 0 | 0 | 0 | 0 | 0 | 0 | 0 | 0 | 0 | 0 | 0 | 0 | 0 | 0 | 0 | 0 | 0 | 0 | 0 | 0 | 0 | 0 | 0 | 0 | 0 | 0 | 0 | 0 | 0 | 0 | 0 | 0 | 0 | 0 | 0 | 0 | 0 | 0 | 0 | 0 | 0 | 0 | 0 | 0 | 0 | 0 | 0 | 0 | 0 | 0 | 0 | 0 | 0 | 0 | 0 | 0 | 0 | 0 | 0 | 0 | 0 | 0 |  | 1.4146 | 0 | 1.0107 | 16.3609 | 8.2295 | 0 | 95 | 0 | 0 | 0 | 0 | 0 | 0 | 0 | 0 | 0 | 0 | 0 | 0 | 0 | 0 | 0 |  |  | 277 | #N/A | #N/A | #N/A | #N/A | #N/A | #N/A | 277 | #N/A | #N/A | #N/A | #N/A | #N/A | #N/A | #N/A
|  |  | 0 | 0 | 0 | 0 | 0 | 0 | 0 | 0 | 0 | 0 | 0 | 0 | 0 | 0 | 0 | 0 | 0 | 0 | 0 | 0 | 0 | 0 | 0 | 0 | 0 | 0 | 0 | 0 | 0 | 0 | 0 | 0 | 0 | 0 | 0 | 0 | 0 | 0 | 0 | 0 | 0 | 0 | 0 | 0 | 0 | 0 | 0 | 0 | 0 | 0 | 0 | 0 | 0 | 0 | 0 | 0 | 0 | 0 | 0 | 0 | 0 | 0 |  | 1.4146 | 0 | 1.0107 | 16.3609 | 8.2295 | 0 | 96 | 0 | 0 | 0 | 0 | 0 | 0 | 0 | 0 | 0 | 0 | 0 | 0 | 0 | 0 | 0 |  |  | 278 | #N/A | #N/A | #N/A | #N/A | #N/A | #N/A | 278 | #N/A | #N/A | #N/A | #N/A | #N/A | #N/A | #N/A
|  |  | 0 | 0 | 0 | 0 | 0 | 0 | 0 | 0 | 0 | 0 | 0 | 0 | 0 | 0 | 0 | 0 | 0 | 0 | 0 | 0 | 0 | 0 | 0 | 0 | 0 | 0 | 0 | 0 | 0 | 0 | 0 | 0 | 0 | 0 | 0 | 0 | 0 | 0 | 0 | 0 | 0 | 0 | 0 | 0 | 0 | 0 | 0 | 0 | 0 | 0 | 0 | 0 | 0 | 0 | 0 | 0 | 0 | 0 | 0 | 0 | 0 | 0 |  | 1.4146 | 0 | 1.0107 | 16.3609 | 8.2295 | 0 | 97 | 0 | 0 | 0 | 0 | 0 | 0 | 0 | 0 | 0 | 0 | 0 | 0 | 0 | 0 | 0 |  |  | 279 | #N/A | #N/A | #N/A | #N/A | #N/A | #N/A | 279 | #N/A | #N/A | #N/A | #N/A | #N/A | #N/A | #N/A
|  |  | 0 | 0 | 0 | 0 | 0 | 0 | 0 | 0 | 0 | 0 | 0 | 0 | 0 | 0 | 0 | 0 | 0 | 0 | 0 | 0 | 0 | 0 | 0 | 0 | 0 | 0 | 0 | 0 | 0 | 0 | 0 | 0 | 0 | 0 | 0 | 0 | 0 | 0 | 0 | 0 | 0 | 0 | 0 | 0 | 0 | 0 | 0 | 0 | 0 | 0 | 0 | 0 | 0 | 0 | 0 | 0 | 0 | 0 | 0 | 0 | 0 | 0 |  | 1.4146 | 0 | 1.0107 | 16.3609 | 8.2295 | 0 | 98 | 0 | 0 | 0 | 0 | 0 | 0 | 0 | 0 | 0 | 0 | 0 | 0 | 0 | 0 | 0 |  |  | 280 | #N/A | #N/A | #N/A | #N/A | #N/A | #N/A | 280 | #N/A | #N/A | #N/A | #N/A | #N/A | #N/A | #N/A
|  |  | 0 | 0 | 0 | 0 | 0 | 0 | 0 | 0 | 0 | 0 | 0 | 0 | 0 | 0 | 0 | 0 | 0 | 0 | 0 | 0 | 0 | 0 | 0 | 0 | 0 | 0 | 0 | 0 | 0 | 0 | 0 | 0 | 0 | 0 | 0 | 0 | 0 | 0 | 0 | 0 | 0 | 0 | 0 | 0 | 0 | 0 | 0 | 0 | 0 | 0 | 0 | 0 | 0 | 0 | 0 | 0 | 0 | 0 | 0 | 0 | 0 | 0 |  | 1.4146 | 0 | 1.0107 | 16.3609 | 8.2295 | 0 | 99 | 0 | 0 | 0 | 0 | 0 | 0 | 0 | 0 | 0 | 0 | 0 | 0 | 0 | 0 | 0 |  |  | 281 | #N/A | #N/A | #N/A | #N/A | #N/A | #N/A | 281 | #N/A | #N/A | #N/A | #N/A | #N/A | #N/A | #N/A
|  |  | 0 | 0 | 0 | 0 | 0 | 0 | 0 | 0 | 0 | 0 | 0 | 0 | 0 | 0 | 0 | 0 | 0 | 0 | 0 | 0 | 0 | 0 | 0 | 0 | 0 | 0 | 0 | 0 | 0 | 0 | 0 | 0 | 0 | 0 | 0 | 0 | 0 | 0 | 0 | 0 | 0 | 0 | 0 | 0 | 0 | 0 | 0 | 0 | 0 | 0 | 0 | 0 | 0 | 0 | 0 | 0 | 0 | 0 | 0 | 0 | 0 | 0 |  | 1.4146 | 0 | 1.0107 | 16.3609 | 8.2295 | 0 | 100 | 0 | 0 | 0 | 0 | 0 | 0 | 0 | 0 | 0 | 0 | 0 | 0 | 0 | 0 | 0 |  |  | 282 | #N/A | #N/A | #N/A | #N/A | #N/A | #N/A | 282 | #N/A | #N/A | #N/A | #N/A | #N/A | #N/A | #N/A
|  |  | 0 | 0 | 0 | 0 | 0 | 0 | 0 | 0 | 0 | 0 | 0 | 0 | 0 | 0 | 0 | 0 | 0 | 0 | 0 | 0 | 0 | 0 | 0 | 0 | 0 | 0 | 0 | 0 | 0 | 0 | 0 | 0 | 0 | 0 | 0 | 0 | 0 | 0 | 0 | 0 | 0 | 0 | 0 | 0 | 0 | 0 | 0 | 0 | 0 | 0 | 0 | 0 | 0 | 0 | 0 | 0 | 0 | 0 | 0 | 0 | 0 | 0 |  | 1.4146 | 0 | 1.0107 | 16.3609 | 8.2295 | 0 | 101 | 0 | 0 | 0 | 0 | 0 | 0 | 0 | 0 | 0 | 0 | 0 | 0 | 0 | 0 | 0 |  |  | 283 | #N/A | #N/A | #N/A | #N/A | #N/A | #N/A | 283 | #N/A | #N/A | #N/A | #N/A | #N/A | #N/A | #N/A
|  |  | 0 | 0 | 0 | 0 | 0 | 0 | 0 | 0 | 0 | 0 | 0 | 0 | 0 | 0 | 0 | 0 | 0 | 0 | 0 | 0 | 0 | 0 | 0 | 0 | 0 | 0 | 0 | 0 | 0 | 0 | 0 | 0 | 0 | 0 | 0 | 0 | 0 | 0 | 0 | 0 | 0 | 0 | 0 | 0 | 0 | 0 | 0 | 0 | 0 | 0 | 0 | 0 | 0 | 0 | 0 | 0 | 0 | 0 | 0 | 0 | 0 | 0 |  | 1.4146 | 0 | 1.0107 | 16.3609 | 8.2295 | 0 | 102 | 0 | 0 | 0 | 0 | 0 | 0 | 0 | 0 | 0 | 0 | 0 | 0 | 0 | 0 | 0 |  |  | 284 | #N/A | #N/A | #N/A | #N/A | #N/A | #N/A | 284 | #N/A | #N/A | #N/A | #N/A | #N/A | #N/A | #N/A
|  |  | 0 | 0 | 0 | 0 | 0 | 0 | 0 | 0 | 0 | 0 | 0 | 0 | 0 | 0 | 0 | 0 | 0 | 0 | 0 | 0 | 0 | 0 | 0 | 0 | 0 | 0 | 0 | 0 | 0 | 0 | 0 | 0 | 0 | 0 | 0 | 0 | 0 | 0 | 0 | 0 | 0 | 0 | 0 | 0 | 0 | 0 | 0 | 0 | 0 | 0 | 0 | 0 | 0 | 0 | 0 | 0 | 0 | 0 | 0 | 0 | 0 | 0 |  | 1.4146 | 0 | 1.0107 | 16.3609 | 8.2295 | 0 | 103 | 0 | 0 | 0 | 0 | 0 | 0 | 0 | 0 | 0 | 0 | 0 | 0 | 0 | 0 | 0 |  |  | 285 | #N/A | #N/A | #N/A | #N/A | #N/A | #N/A | 285 | #N/A | #N/A | #N/A | #N/A | #N/A | #N/A | #N/A
|  |  | 0 | 0 | 0 | 0 | 0 | 0 | 0 | 0 | 0 | 0 | 0 | 0 | 0 | 0 | 0 | 0 | 0 | 0 | 0 | 0 | 0 | 0 | 0 | 0 | 0 | 0 | 0 | 0 | 0 | 0 | 0 | 0 | 0 | 0 | 0 | 0 | 0 | 0 | 0 | 0 | 0 | 0 | 0 | 0 | 0 | 0 | 0 | 0 | 0 | 0 | 0 | 0 | 0 | 0 | 0 | 0 | 0 | 0 | 0 | 0 | 0 | 0 |  | 1.4146 | 0 | 1.0107 | 16.3609 | 8.2295 | 0 | 104 | 0 | 0 | 0 | 0 | 0 | 0 | 0 | 0 | 0 | 0 | 0 | 0 | 0 | 0 | 0 |  |  | 286 | #N/A | #N/A | #N/A | #N/A | #N/A | #N/A | 286 | #N/A | #N/A | #N/A | #N/A | #N/A | #N/A | #N/A
|  |  | 0 | 0 | 0 | 0 | 0 | 0 | 0 | 0 | 0 | 0 | 0 | 0 | 0 | 0 | 0 | 0 | 0 | 0 | 0 | 0 | 0 | 0 | 0 | 0 | 0 | 0 | 0 | 0 | 0 | 0 | 0 | 0 | 0 | 0 | 0 | 0 | 0 | 0 | 0 | 0 | 0 | 0 | 0 | 0 | 0 | 0 | 0 | 0 | 0 | 0 | 0 | 0 | 0 | 0 | 0 | 0 | 0 | 0 | 0 | 0 | 0 | 0 |  | 1.4146 | 0 | 1.0107 | 16.3609 | 8.2295 | 0 | 105 | 0 | 0 | 0 | 0 | 0 | 0 | 0 | 0 | 0 | 0 | 0 | 0 | 0 | 0 | 0 |  |  | 287 | #N/A | #N/A | #N/A | #N/A | #N/A | #N/A | 287 | #N/A | #N/A | #N/A | #N/A | #N/A | #N/A | #N/A
|  |  | 0 | 0 | 0 | 0 | 0 | 0 | 0 | 0 | 0 | 0 | 0 | 0 | 0 | 0 | 0 | 0 | 0 | 0 | 0 | 0 | 0 | 0 | 0 | 0 | 0 | 0 | 0 | 0 | 0 | 0 | 0 | 0 | 0 | 0 | 0 | 0 | 0 | 0 | 0 | 0 | 0 | 0 | 0 | 0 | 0 | 0 | 0 | 0 | 0 | 0 | 0 | 0 | 0 | 0 | 0 | 0 | 0 | 0 | 0 | 0 | 0 | 0 |  | 1.4146 | 0 | 1.0107 | 16.3609 | 8.2295 | 0 | 106 | 0 | 0 | 0 | 0 | 0 | 0 | 0 | 0 | 0 | 0 | 0 | 0 | 0 | 0 | 0 |  |  | 288 | #N/A | #N/A | #N/A | #N/A | #N/A | #N/A | 288 | #N/A | #N/A | #N/A | #N/A | #N/A | #N/A | #N/A
|  |  | 0 | 0 | 0 | 0 | 0 | 0 | 0 | 0 | 0 | 0 | 0 | 0 | 0 | 0 | 0 | 0 | 0 | 0 | 0 | 0 | 0 | 0 | 0 | 0 | 0 | 0 | 0 | 0 | 0 | 0 | 0 | 0 | 0 | 0 | 0 | 0 | 0 | 0 | 0 | 0 | 0 | 0 | 0 | 0 | 0 | 0 | 0 | 0 | 0 | 0 | 0 | 0 | 0 | 0 | 0 | 0 | 0 | 0 | 0 | 0 | 0 | 0 |  | 1.4146 | 0 | 1.0107 | 16.3609 | 8.2295 | 0 | 107 | 0 | 0 | 0 | 0 | 0 | 0 | 0 | 0 | 0 | 0 | 0 | 0 | 0 | 0 | 0 |  |  | 289 | #N/A | #N/A | #N/A | #N/A | #N/A | #N/A | 289 | #N/A | #N/A | #N/A | #N/A | #N/A | #N/A | #N/A
|  |  | 0 | 0 | 0 | 0 | 0 | 0 | 0 | 0 | 0 | 0 | 0 | 0 | 0 | 0 | 0 | 0 | 0 | 0 | 0 | 0 | 0 | 0 | 0 | 0 | 0 | 0 | 0 | 0 | 0 | 0 | 0 | 0 | 0 | 0 | 0 | 0 | 0 | 0 | 0 | 0 | 0 | 0 | 0 | 0 | 0 | 0 | 0 | 0 | 0 | 0 | 0 | 0 | 0 | 0 | 0 | 0 | 0 | 0 | 0 | 0 | 0 | 0 |  | 1.4146 | 0 | 1.0107 | 16.3609 | 8.2295 | 0 | 108 | 0 | 0 | 0 | 0 | 0 | 0 | 0 | 0 | 0 | 0 | 0 | 0 | 0 | 0 | 0 |  |  | 290 | #N/A | #N/A | #N/A | #N/A | #N/A | #N/A | 290 | #N/A | #N/A | #N/A | #N/A | #N/A | #N/A | #N/A
|  |  | 0 | 0 | 0 | 0 | 0 | 0 | 0 | 0 | 0 | 0 | 0 | 0 | 0 | 0 | 0 | 0 | 0 | 0 | 0 | 0 | 0 | 0 | 0 | 0 | 0 | 0 | 0 | 0 | 0 | 0 | 0 | 0 | 0 | 0 | 0 | 0 | 0 | 0 | 0 | 0 | 0 | 0 | 0 | 0 | 0 | 0 | 0 | 0 | 0 | 0 | 0 | 0 | 0 | 0 | 0 | 0 | 0 | 0 | 0 | 0 | 0 | 0 |  | 1.4146 | 0 | 1.0107 | 16.3609 | 8.2295 | 0 | 109 | 0 | 0 | 0 | 0 | 0 | 0 | 0 | 0 | 0 | 0 | 0 | 0 | 0 | 0 | 0 |  |  | 291 | #N/A | #N/A | #N/A | #N/A | #N/A | #N/A | 291 | #N/A | #N/A | #N/A | #N/A | #N/A | #N/A | #N/A
|  |  | 0 | 0 | 0 | 0 | 0 | 0 | 0 | 0 | 0 | 0 | 0 | 0 | 0 | 0 | 0 | 0 | 0 | 0 | 0 | 0 | 0 | 0 | 0 | 0 | 0 | 0 | 0 | 0 | 0 | 0 | 0 | 0 | 0 | 0 | 0 | 0 | 0 | 0 | 0 | 0 | 0 | 0 | 0 | 0 | 0 | 0 | 0 | 0 | 0 | 0 | 0 | 0 | 0 | 0 | 0 | 0 | 0 | 0 | 0 | 0 | 0 | 0 |  | 1.4146 | 0 | 1.0107 | 16.3609 | 8.2295 | 0 | 110 | 0 | 0 | 0 | 0 | 0 | 0 | 0 | 0 | 0 | 0 | 0 | 0 | 0 | 0 | 0 |  |  | 292 | #N/A | #N/A | #N/A | #N/A | #N/A | #N/A | 292 | #N/A | #N/A | #N/A | #N/A | #N/A | #N/A | #N/A
|  |  | 0 | 0 | 0 | 0 | 0 | 0 | 0 | 0 | 0 | 0 | 0 | 0 | 0 | 0 | 0 | 0 | 0 | 0 | 0 | 0 | 0 | 0 | 0 | 0 | 0 | 0 | 0 | 0 | 0 | 0 | 0 | 0 | 0 | 0 | 0 | 0 | 0 | 0 | 0 | 0 | 0 | 0 | 0 | 0 | 0 | 0 | 0 | 0 | 0 | 0 | 0 | 0 | 0 | 0 | 0 | 0 | 0 | 0 | 0 | 0 | 0 | 0 |  | 1.4146 | 0 | 1.0107 | 16.3609 | 8.2295 | 0 | 111 | 0 | 0 | 0 | 0 | 0 | 0 | 0 | 0 | 0 | 0 | 0 | 0 | 0 | 0 | 0 |  |  | 293 | #N/A | #N/A | #N/A | #N/A | #N/A | #N/A | 293 | #N/A | #N/A | #N/A | #N/A | #N/A | #N/A | #N/A
|  |  | 0 | 0 | 0 | 0 | 0 | 0 | 0 | 0 | 0 | 0 | 0 | 0 | 0 | 0 | 0 | 0 | 0 | 0 | 0 | 0 | 0 | 0 | 0 | 0 | 0 | 0 | 0 | 0 | 0 | 0 | 0 | 0 | 0 | 0 | 0 | 0 | 0 | 0 | 0 | 0 | 0 | 0 | 0 | 0 | 0 | 0 | 0 | 0 | 0 | 0 | 0 | 0 | 0 | 0 | 0 | 0 | 0 | 0 | 0 | 0 | 0 | 0 |  | 1.4146 | 0 | 1.0107 | 16.3609 | 8.2295 | 0 | 112 | 0 | 0 | 0 | 0 | 0 | 0 | 0 | 0 | 0 | 0 | 0 | 0 | 0 | 0 | 0 |  |  | 294 | #N/A | #N/A | #N/A | #N/A | #N/A | #N/A | 294 | #N/A | #N/A | #N/A | #N/A | #N/A | #N/A | #N/A
|  |  | 0 | 0 | 0 | 0 | 0 | 0 | 0 | 0 | 0 | 0 | 0 | 0 | 0 | 0 | 0 | 0 | 0 | 0 | 0 | 0 | 0 | 0 | 0 | 0 | 0 | 0 | 0 | 0 | 0 | 0 | 0 | 0 | 0 | 0 | 0 | 0 | 0 | 0 | 0 | 0 | 0 | 0 | 0 | 0 | 0 | 0 | 0 | 0 | 0 | 0 | 0 | 0 | 0 | 0 | 0 | 0 | 0 | 0 | 0 | 0 | 0 | 0 |  | 1.4146 | 0 | 1.0107 | 16.3609 | 8.2295 | 0 | 113 | 0 | 0 | 0 | 0 | 0 | 0 | 0 | 0 | 0 | 0 | 0 | 0 | 0 | 0 | 0 |  |  | 295 | #N/A | #N/A | #N/A | #N/A | #N/A | #N/A | 295 | #N/A | #N/A | #N/A | #N/A | #N/A | #N/A | #N/A
|  |  | 0 | 0 | 0 | 0 | 0 | 0 | 0 | 0 | 0 | 0 | 0 | 0 | 0 | 0 | 0 | 0 | 0 | 0 | 0 | 0 | 0 | 0 | 0 | 0 | 0 | 0 | 0 | 0 | 0 | 0 | 0 | 0 | 0 | 0 | 0 | 0 | 0 | 0 | 0 | 0 | 0 | 0 | 0 | 0 | 0 | 0 | 0 | 0 | 0 | 0 | 0 | 0 | 0 | 0 | 0 | 0 | 0 | 0 | 0 | 0 | 0 | 0 |  | 1.4146 | 0 | 1.0107 | 16.3609 | 8.2295 | 0 | 114 | 0 | 0 | 0 | 0 | 0 | 0 | 0 | 0 | 0 | 0 | 0 | 0 | 0 | 0 | 0 |  |  | 296 | #N/A | #N/A | #N/A | #N/A | #N/A | #N/A | 296 | #N/A | #N/A | #N/A | #N/A | #N/A | #N/A | #N/A
|  |  | 0 | 0 | 0 | 0 | 0 | 0 | 0 | 0 | 0 | 0 | 0 | 0 | 0 | 0 | 0 | 0 | 0 | 0 | 0 | 0 | 0 | 0 | 0 | 0 | 0 | 0 | 0 | 0 | 0 | 0 | 0 | 0 | 0 | 0 | 0 | 0 | 0 | 0 | 0 | 0 | 0 | 0 | 0 | 0 | 0 | 0 | 0 | 0 | 0 | 0 | 0 | 0 | 0 | 0 | 0 | 0 | 0 | 0 | 0 | 0 | 0 | 0 |  | 1.4146 | 0 | 1.0107 | 16.3609 | 8.2295 | 0 | 115 | 0 | 0 | 0 | 0 | 0 | 0 | 0 | 0 | 0 | 0 | 0 | 0 | 0 | 0 | 0 |  |  | 297 | #N/A | #N/A | #N/A | #N/A | #N/A | #N/A | 297 | #N/A | #N/A | #N/A | #N/A | #N/A | #N/A | #N/A
|  |  | 0 | 0 | 0 | 0 | 0 | 0 | 0 | 0 | 0 | 0 | 0 | 0 | 0 | 0 | 0 | 0 | 0 | 0 | 0 | 0 | 0 | 0 | 0 | 0 | 0 | 0 | 0 | 0 | 0 | 0 | 0 | 0 | 0 | 0 | 0 | 0 | 0 | 0 | 0 | 0 | 0 | 0 | 0 | 0 | 0 | 0 | 0 | 0 | 0 | 0 | 0 | 0 | 0 | 0 | 0 | 0 | 0 | 0 | 0 | 0 | 0 | 0 |  | 1.4146 | 0 | 1.0107 | 16.3609 | 8.2295 | 0 | 116 | 0 | 0 | 0 | 0 | 0 | 0 | 0 | 0 | 0 | 0 | 0 | 0 | 0 | 0 | 0 |  |  | 298 | #N/A | #N/A | #N/A | #N/A | #N/A | #N/A | 298 | #N/A | #N/A | #N/A | #N/A | #N/A | #N/A | #N/A
|  |  | 0 | 0 | 0 | 0 | 0 | 0 | 0 | 0 | 0 | 0 | 0 | 0 | 0 | 0 | 0 | 0 | 0 | 0 | 0 | 0 | 0 | 0 | 0 | 0 | 0 | 0 | 0 | 0 | 0 | 0 | 0 | 0 | 0 | 0 | 0 | 0 | 0 | 0 | 0 | 0 | 0 | 0 | 0 | 0 | 0 | 0 | 0 | 0 | 0 | 0 | 0 | 0 | 0 | 0 | 0 | 0 | 0 | 0 | 0 | 0 | 0 | 0 |  | 1.4146 | 0 | 1.0107 | 16.3609 | 8.2295 | 0 | 117 | 0 | 0 | 0 | 0 | 0 | 0 | 0 | 0 | 0 | 0 | 0 | 0 | 0 | 0 | 0 |  |  | 299 | #N/A | #N/A | #N/A | #N/A | #N/A | #N/A | 299 | #N/A | #N/A | #N/A | #N/A | #N/A | #N/A | #N/A
|  |  | 0 | 0 | 0 | 0 | 0 | 0 | 0 | 0 | 0 | 0 | 0 | 0 | 0 | 0 | 0 | 0 | 0 | 0 | 0 | 0 | 0 | 0 | 0 | 0 | 0 | 0 | 0 | 0 | 0 | 0 | 0 | 0 | 0 | 0 | 0 | 0 | 0 | 0 | 0 | 0 | 0 | 0 | 0 | 0 | 0 | 0 | 0 | 0 | 0 | 0 | 0 | 0 | 0 | 0 | 0 | 0 | 0 | 0 | 0 | 0 | 0 | 0 |  | 1.4146 | 0 | 1.0107 | 16.3609 | 8.2295 | 0 | 118 | 0 | 0 | 0 | 0 | 0 | 0 | 0 | 0 | 0 | 0 | 0 | 0 | 0 | 0 | 0 |  |  | 300 | #N/A | #N/A | #N/A | #N/A | #N/A | #N/A | 300 | #N/A | #N/A | #N/A | #N/A | #N/A | #N/A | #N/A
|  |  | 0 | 0 | 0 | 0 | 0 | 0 | 0 | 0 | 0 | 0 | 0 | 0 | 0 | 0 | 0 | 0 | 0 | 0 | 0 | 0 | 0 | 0 | 0 | 0 | 0 | 0 | 0 | 0 | 0 | 0 | 0 | 0 | 0 | 0 | 0 | 0 | 0 | 0 | 0 | 0 | 0 | 0 | 0 | 0 | 0 | 0 | 0 | 0 | 0 | 0 | 0 | 0 | 0 | 0 | 0 | 0 | 0 | 0 | 0 | 0 | 0 | 0 |  | 1.4146 | 0 | 1.0107 | 16.3609 | 8.2295 | 0 | 119 | 0 | 0 | 0 | 0 | 0 | 0 | 0 | 0 | 0 | 0 | 0 | 0 | 0 | 0 | 0 |  |  | 301 | #N/A | #N/A | #N/A | #N/A | #N/A | #N/A | 301 | #N/A | #N/A | #N/A | #N/A | #N/A | #N/A | #N/A
|  |  | 0 | 0 | 0 | 0 | 0 | 0 | 0 | 0 | 0 | 0 | 0 | 0 | 0 | 0 | 0 | 0 | 0 | 0 | 0 | 0 | 0 | 0 | 0 | 0 | 0 | 0 | 0 | 0 | 0 | 0 | 0 | 0 | 0 | 0 | 0 | 0 | 0 | 0 | 0 | 0 | 0 | 0 | 0 | 0 | 0 | 0 | 0 | 0 | 0 | 0 | 0 | 0 | 0 | 0 | 0 | 0 | 0 | 0 | 0 | 0 | 0 | 0 |  | 1.4146 | 0 | 1.0107 | 16.3609 | 8.2295 | 0 | 120 | 0 | 0 | 0 | 0 | 0 | 0 | 0 | 0 | 0 | 0 | 0 | 0 | 0 | 0 | 0 |  |  | 302 | #N/A | #N/A | #N/A | #N/A | #N/A | #N/A | 302 | #N/A | #N/A | #N/A | #N/A | #N/A | #N/A | #N/A
|  |  | 0 | 0 | 0 | 0 | 0 | 0 | 0 | 0 | 0 | 0 | 0 | 0 | 0 | 0 | 0 | 0 | 0 | 0 | 0 | 0 | 0 | 0 | 0 | 0 | 0 | 0 | 0 | 0 | 0 | 0 | 0 | 0 | 0 | 0 | 0 | 0 | 0 | 0 | 0 | 0 | 0 | 0 | 0 | 0 | 0 | 0 | 0 | 0 | 0 | 0 | 0 | 0 | 0 | 0 | 0 | 0 | 0 | 0 | 0 | 0 | 0 | 0 |  | 1.4146 | 0 | 1.0107 | 16.3609 | 8.2295 | 0 | 121 | 0 | 0 | 0 | 0 | 0 | 0 | 0 | 0 | 0 | 0 | 0 | 0 | 0 | 0 | 0 |  |  | 303 | #N/A | #N/A | #N/A | #N/A | #N/A | #N/A | 303 | #N/A | #N/A | #N/A | #N/A | #N/A | #N/A | #N/A
|  |  | 0 | 0 | 0 | 0 | 0 | 0 | 0 | 0 | 0 | 0 | 0 | 0 | 0 | 0 | 0 | 0 | 0 | 0 | 0 | 0 | 0 | 0 | 0 | 0 | 0 | 0 | 0 | 0 | 0 | 0 | 0 | 0 | 0 | 0 | 0 | 0 | 0 | 0 | 0 | 0 | 0 | 0 | 0 | 0 | 0 | 0 | 0 | 0 | 0 | 0 | 0 | 0 | 0 | 0 | 0 | 0 | 0 | 0 | 0 | 0 | 0 | 0 |  | 1.4146 | 0 | 1.0107 | 16.3609 | 8.2295 | 0 | 122 | 0 | 0 | 0 | 0 | 0 | 0 | 0 | 0 | 0 | 0 | 0 | 0 | 0 | 0 | 0 |  |  | 304 | #N/A | #N/A | #N/A | #N/A | #N/A | #N/A | 304 | #N/A | #N/A | #N/A | #N/A | #N/A | #N/A | #N/A
|  |  | 0 | 0 | 0 | 0 | 0 | 0 | 0 | 0 | 0 | 0 | 0 | 0 | 0 | 0 | 0 | 0 | 0 | 0 | 0 | 0 | 0 | 0 | 0 | 0 | 0 | 0 | 0 | 0 | 0 | 0 | 0 | 0 | 0 | 0 | 0 | 0 | 0 | 0 | 0 | 0 | 0 | 0 | 0 | 0 | 0 | 0 | 0 | 0 | 0 | 0 | 0 | 0 | 0 | 0 | 0 | 0 | 0 | 0 | 0 | 0 | 0 | 0 |  | 1.4146 | 0 | 1.0107 | 16.3609 | 8.2295 | 0 | 123 | 0 | 0 | 0 | 0 | 0 | 0 | 0 | 0 | 0 | 0 | 0 | 0 | 0 | 0 | 0 |  |  | 305 | #N/A | #N/A | #N/A | #N/A | #N/A | #N/A | 305 | #N/A | #N/A | #N/A | #N/A | #N/A | #N/A | #N/A
|  |  | 0 | 0 | 0 | 0 | 0 | 0 | 0 | 0 | 0 | 0 | 0 | 0 | 0 | 0 | 0 | 0 | 0 | 0 | 0 | 0 | 0 | 0 | 0 | 0 | 0 | 0 | 0 | 0 | 0 | 0 | 0 | 0 | 0 | 0 | 0 | 0 | 0 | 0 | 0 | 0 | 0 | 0 | 0 | 0 | 0 | 0 | 0 | 0 | 0 | 0 | 0 | 0 | 0 | 0 | 0 | 0 | 0 | 0 | 0 | 0 | 0 | 0 |  | 1.4146 | 0 | 1.0107 | 16.3609 | 8.2295 | 0 | 124 | 0 | 0 | 0 | 0 | 0 | 0 | 0 | 0 | 0 | 0 | 0 | 0 | 0 | 0 | 0 |  |  | 306 | #N/A | #N/A | #N/A | #N/A | #N/A | #N/A | 306 | #N/A | #N/A | #N/A | #N/A | #N/A | #N/A | #N/A
|  |  | 0 | 0 | 0 | 0 | 0 | 0 | 0 | 0 | 0 | 0 | 0 | 0 | 0 | 0 | 0 | 0 | 0 | 0 | 0 | 0 | 0 | 0 | 0 | 0 | 0 | 0 | 0 | 0 | 0 | 0 | 0 | 0 | 0 | 0 | 0 | 0 | 0 | 0 | 0 | 0 | 0 | 0 | 0 | 0 | 0 | 0 | 0 | 0 | 0 | 0 | 0 | 0 | 0 | 0 | 0 | 0 | 0 | 0 | 0 | 0 | 0 | 0 |  | 1.4146 | 0 | 1.0107 | 16.3609 | 8.2295 | 0 | 125 | 0 | 0 | 0 | 0 | 0 | 0 | 0 | 0 | 0 | 0 | 0 | 0 | 0 | 0 | 0 |  |  | 307 | #N/A | #N/A | #N/A | #N/A | #N/A | #N/A | 307 | #N/A | #N/A | #N/A | #N/A | #N/A | #N/A | #N/A
|  |  | 0 | 0 | 0 | 0 | 0 | 0 | 0 | 0 | 0 | 0 | 0 | 0 | 0 | 0 | 0 | 0 | 0 | 0 | 0 | 0 | 0 | 0 | 0 | 0 | 0 | 0 | 0 | 0 | 0 | 0 | 0 | 0 | 0 | 0 | 0 | 0 | 0 | 0 | 0 | 0 | 0 | 0 | 0 | 0 | 0 | 0 | 0 | 0 | 0 | 0 | 0 | 0 | 0 | 0 | 0 | 0 | 0 | 0 | 0 | 0 | 0 | 0 |  | 1.4146 | 0 | 1.0107 | 16.3609 | 8.2295 | 0 | 126 | 0 | 0 | 0 | 0 | 0 | 0 | 0 | 0 | 0 | 0 | 0 | 0 | 0 | 0 | 0 |  |  | 308 | #N/A | #N/A | #N/A | #N/A | #N/A | #N/A | 308 | #N/A | #N/A | #N/A | #N/A | #N/A | #N/A | #N/A
|  |  | 0 | 0 | 0 | 0 | 0 | 0 | 0 | 0 | 0 | 0 | 0 | 0 | 0 | 0 | 0 | 0 | 0 | 0 | 0 | 0 | 0 | 0 | 0 | 0 | 0 | 0 | 0 | 0 | 0 | 0 | 0 | 0 | 0 | 0 | 0 | 0 | 0 | 0 | 0 | 0 | 0 | 0 | 0 | 0 | 0 | 0 | 0 | 0 | 0 | 0 | 0 | 0 | 0 | 0 | 0 | 0 | 0 | 0 | 0 | 0 | 0 | 0 |  | 1.4146 | 0 | 1.0107 | 16.3609 | 8.2295 | 0 | 127 | 0 | 0 | 0 | 0 | 0 | 0 | 0 | 0 | 0 | 0 | 0 | 0 | 0 | 0 | 0 |  |  | 309 | #N/A | #N/A | #N/A | #N/A | #N/A | #N/A | 309 | #N/A | #N/A | #N/A | #N/A | #N/A | #N/A | #N/A
|  |  | 0 | 0 | 0 | 0 | 0 | 0 | 0 | 0 | 0 | 0 | 0 | 0 | 0 | 0 | 0 | 0 | 0 | 0 | 0 | 0 | 0 | 0 | 0 | 0 | 0 | 0 | 0 | 0 | 0 | 0 | 0 | 0 | 0 | 0 | 0 | 0 | 0 | 0 | 0 | 0 | 0 | 0 | 0 | 0 | 0 | 0 | 0 | 0 | 0 | 0 | 0 | 0 | 0 | 0 | 0 | 0 | 0 | 0 | 0 | 0 | 0 | 0 |  | 1.4146 | 0 | 1.0107 | 16.3609 | 8.2295 | 0 | 128 | 0 | 0 | 0 | 0 | 0 | 0 | 0 | 0 | 0 | 0 | 0 | 0 | 0 | 0 | 0 |  |  | 310 | #N/A | #N/A | #N/A | #N/A | #N/A | #N/A | 310 | #N/A | #N/A | #N/A | #N/A | #N/A | #N/A | #N/A
|  |  | 0 | 0 | 0 | 0 | 0 | 0 | 0 | 0 | 0 | 0 | 0 | 0 | 0 | 0 | 0 | 0 | 0 | 0 | 0 | 0 | 0 | 0 | 0 | 0 | 0 | 0 | 0 | 0 | 0 | 0 | 0 | 0 | 0 | 0 | 0 | 0 | 0 | 0 | 0 | 0 | 0 | 0 | 0 | 0 | 0 | 0 | 0 | 0 | 0 | 0 | 0 | 0 | 0 | 0 | 0 | 0 | 0 | 0 | 0 | 0 | 0 | 0 |  | 1.4146 | 0 | 1.0107 | 16.3609 | 8.2295 | 0 | 129 | 0 | 0 | 0 | 0 | 0 | 0 | 0 | 0 | 0 | 0 | 0 | 0 | 0 | 0 | 0 |  |  | 311 | #N/A | #N/A | #N/A | #N/A | #N/A | #N/A | 311 | #N/A | #N/A | #N/A | #N/A | #N/A | #N/A | #N/A
|  |  | 0 | 0 | 0 | 0 | 0 | 0 | 0 | 0 | 0 | 0 | 0 | 0 | 0 | 0 | 0 | 0 | 0 | 0 | 0 | 0 | 0 | 0 | 0 | 0 | 0 | 0 | 0 | 0 | 0 | 0 | 0 | 0 | 0 | 0 | 0 | 0 | 0 | 0 | 0 | 0 | 0 | 0 | 0 | 0 | 0 | 0 | 0 | 0 | 0 | 0 | 0 | 0 | 0 | 0 | 0 | 0 | 0 | 0 | 0 | 0 | 0 | 0 |  | 1.4146 | 0 | 1.0107 | 16.3609 | 8.2295 | 0 | 130 | 0 | 0 | 0 | 0 | 0 | 0 | 0 | 0 | 0 | 0 | 0 | 0 | 0 | 0 | 0 |  |  | 312 | #N/A | #N/A | #N/A | #N/A | #N/A | #N/A | 312 | #N/A | #N/A | #N/A | #N/A | #N/A | #N/A | #N/A
|  |  | 0 | 0 | 0 | 0 | 0 | 0 | 0 | 0 | 0 | 0 | 0 | 0 | 0 | 0 | 0 | 0 | 0 | 0 | 0 | 0 | 0 | 0 | 0 | 0 | 0 | 0 | 0 | 0 | 0 | 0 | 0 | 0 | 0 | 0 | 0 | 0 | 0 | 0 | 0 | 0 | 0 | 0 | 0 | 0 | 0 | 0 | 0 | 0 | 0 | 0 | 0 | 0 | 0 | 0 | 0 | 0 | 0 | 0 | 0 | 0 | 0 | 0 |  | 1.4146 | 0 | 1.0107 | 16.3609 | 8.2295 | 0 | 131 | 0 | 0 | 0 | 0 | 0 | 0 | 0 | 0 | 0 | 0 | 0 | 0 | 0 | 0 | 0 |  |  | 313 | #N/A | #N/A | #N/A | #N/A | #N/A | #N/A | 313 | #N/A | #N/A | #N/A | #N/A | #N/A | #N/A | #N/A
|  |  | 0 | 0 | 0 | 0 | 0 | 0 | 0 | 0 | 0 | 0 | 0 | 0 | 0 | 0 | 0 | 0 | 0 | 0 | 0 | 0 | 0 | 0 | 0 | 0 | 0 | 0 | 0 | 0 | 0 | 0 | 0 | 0 | 0 | 0 | 0 | 0 | 0 | 0 | 0 | 0 | 0 | 0 | 0 | 0 | 0 | 0 | 0 | 0 | 0 | 0 | 0 | 0 | 0 | 0 | 0 | 0 | 0 | 0 | 0 | 0 | 0 | 0 |  | 1.4146 | 0 | 1.0107 | 16.3609 | 8.2295 | 0 | 132 | 0 | 0 | 0 | 0 | 0 | 0 | 0 | 0 | 0 | 0 | 0 | 0 | 0 | 0 | 0 |  |  | 314 | #N/A | #N/A | #N/A | #N/A | #N/A | #N/A | 314 | #N/A | #N/A | #N/A | #N/A | #N/A | #N/A | #N/A
|  |  | 0 | 0 | 0 | 0 | 0 | 0 | 0 | 0 | 0 | 0 | 0 | 0 | 0 | 0 | 0 | 0 | 0 | 0 | 0 | 0 | 0 | 0 | 0 | 0 | 0 | 0 | 0 | 0 | 0 | 0 | 0 | 0 | 0 | 0 | 0 | 0 | 0 | 0 | 0 | 0 | 0 | 0 | 0 | 0 | 0 | 0 | 0 | 0 | 0 | 0 | 0 | 0 | 0 | 0 | 0 | 0 | 0 | 0 | 0 | 0 | 0 | 0 |  | 1.4146 | 0 | 1.0107 | 16.3609 | 8.2295 | 0 | 133 | 0 | 0 | 0 | 0 | 0 | 0 | 0 | 0 | 0 | 0 | 0 | 0 | 0 | 0 | 0 |  |  | 315 | #N/A | #N/A | #N/A | #N/A | #N/A | #N/A | 315 | #N/A | #N/A | #N/A | #N/A | #N/A | #N/A | #N/A
|  |  | 0 | 0 | 0 | 0 | 0 | 0 | 0 | 0 | 0 | 0 | 0 | 0 | 0 | 0 | 0 | 0 | 0 | 0 | 0 | 0 | 0 | 0 | 0 | 0 | 0 | 0 | 0 | 0 | 0 | 0 | 0 | 0 | 0 | 0 | 0 | 0 | 0 | 0 | 0 | 0 | 0 | 0 | 0 | 0 | 0 | 0 | 0 | 0 | 0 | 0 | 0 | 0 | 0 | 0 | 0 | 0 | 0 | 0 | 0 | 0 | 0 | 0 |  | 1.4146 | 0 | 1.0107 | 16.3609 | 8.2295 | 0 | 134 | 0 | 0 | 0 | 0 | 0 | 0 | 0 | 0 | 0 | 0 | 0 | 0 | 0 | 0 | 0 |  |  | 316 | #N/A | #N/A | #N/A | #N/A | #N/A | #N/A | 316 | #N/A | #N/A | #N/A | #N/A | #N/A | #N/A | #N/A
|  |  | 0 | 0 | 0 | 0 | 0 | 0 | 0 | 0 | 0 | 0 | 0 | 0 | 0 | 0 | 0 | 0 | 0 | 0 | 0 | 0 | 0 | 0 | 0 | 0 | 0 | 0 | 0 | 0 | 0 | 0 | 0 | 0 | 0 | 0 | 0 | 0 | 0 | 0 | 0 | 0 | 0 | 0 | 0 | 0 | 0 | 0 | 0 | 0 | 0 | 0 | 0 | 0 | 0 | 0 | 0 | 0 | 0 | 0 | 0 | 0 | 0 | 0 |  | 1.4146 | 0 | 1.0107 | 16.3609 | 8.2295 | 0 | 135 | 0 | 0 | 0 | 0 | 0 | 0 | 0 | 0 | 0 | 0 | 0 | 0 | 0 | 0 | 0 |  |  | 317 | #N/A | #N/A | #N/A | #N/A | #N/A | #N/A | 317 | #N/A | #N/A | #N/A | #N/A | #N/A | #N/A | #N/A
|  |  | 0 | 0 | 0 | 0 | 0 | 0 | 0 | 0 | 0 | 0 | 0 | 0 | 0 | 0 | 0 | 0 | 0 | 0 | 0 | 0 | 0 | 0 | 0 | 0 | 0 | 0 | 0 | 0 | 0 | 0 | 0 | 0 | 0 | 0 | 0 | 0 | 0 | 0 | 0 | 0 | 0 | 0 | 0 | 0 | 0 | 0 | 0 | 0 | 0 | 0 | 0 | 0 | 0 | 0 | 0 | 0 | 0 | 0 | 0 | 0 | 0 | 0 |  | 1.4146 | 0 | 1.0107 | 16.3609 | 8.2295 | 0 | 136 | 0 | 0 | 0 | 0 | 0 | 0 | 0 | 0 | 0 | 0 | 0 | 0 | 0 | 0 | 0 |  |  | 318 | #N/A | #N/A | #N/A | #N/A | #N/A | #N/A | 318 | #N/A | #N/A | #N/A | #N/A | #N/A | #N/A | #N/A
|  |  | 0 | 0 | 0 | 0 | 0 | 0 | 0 | 0 | 0 | 0 | 0 | 0 | 0 | 0 | 0 | 0 | 0 | 0 | 0 | 0 | 0 | 0 | 0 | 0 | 0 | 0 | 0 | 0 | 0 | 0 | 0 | 0 | 0 | 0 | 0 | 0 | 0 | 0 | 0 | 0 | 0 | 0 | 0 | 0 | 0 | 0 | 0 | 0 | 0 | 0 | 0 | 0 | 0 | 0 | 0 | 0 | 0 | 0 | 0 | 0 | 0 | 0 |  | 1.4146 | 0 | 1.0107 | 16.3609 | 8.2295 | 0 | 137 | 0 | 0 | 0 | 0 | 0 | 0 | 0 | 0 | 0 | 0 | 0 | 0 | 0 | 0 | 0 |  |  | 319 | #N/A | #N/A | #N/A | #N/A | #N/A | #N/A | 319 | #N/A | #N/A | #N/A | #N/A | #N/A | #N/A | #N/A
|  |  | 0 | 0 | 0 | 0 | 0 | 0 | 0 | 0 | 0 | 0 | 0 | 0 | 0 | 0 | 0 | 0 | 0 | 0 | 0 | 0 | 0 | 0 | 0 | 0 | 0 | 0 | 0 | 0 | 0 | 0 | 0 | 0 | 0 | 0 | 0 | 0 | 0 | 0 | 0 | 0 | 0 | 0 | 0 | 0 | 0 | 0 | 0 | 0 | 0 | 0 | 0 | 0 | 0 | 0 | 0 | 0 | 0 | 0 | 0 | 0 | 0 | 0 |  | 1.4146 | 0 | 1.0107 | 16.3609 | 8.2295 | 0 | 138 | 0 | 0 | 0 | 0 | 0 | 0 | 0 | 0 | 0 | 0 | 0 | 0 | 0 | 0 | 0 |  |  | 320 | #N/A | #N/A | #N/A | #N/A | #N/A | #N/A | 320 | #N/A | #N/A | #N/A | #N/A | #N/A | #N/A | #N/A
|  |  | 0 | 0 | 0 | 0 | 0 | 0 | 0 | 0 | 0 | 0 | 0 | 0 | 0 | 0 | 0 | 0 | 0 | 0 | 0 | 0 | 0 | 0 | 0 | 0 | 0 | 0 | 0 | 0 | 0 | 0 | 0 | 0 | 0 | 0 | 0 | 0 | 0 | 0 | 0 | 0 | 0 | 0 | 0 | 0 | 0 | 0 | 0 | 0 | 0 | 0 | 0 | 0 | 0 | 0 | 0 | 0 | 0 | 0 | 0 | 0 | 0 | 0 |  | 1.4146 | 0 | 1.0107 | 16.3609 | 8.2295 | 0 | 139 | 0 | 0 | 0 | 0 | 0 | 0 | 0 | 0 | 0 | 0 | 0 | 0 | 0 | 0 | 0 |  |  | 321 | #N/A | #N/A | #N/A | #N/A | #N/A | #N/A | 321 | #N/A | #N/A | #N/A | #N/A | #N/A | #N/A | #N/A
|  |  | 0 | 0 | 0 | 0 | 0 | 0 | 0 | 0 | 0 | 0 | 0 | 0 | 0 | 0 | 0 | 0 | 0 | 0 | 0 | 0 | 0 | 0 | 0 | 0 | 0 | 0 | 0 | 0 | 0 | 0 | 0 | 0 | 0 | 0 | 0 | 0 | 0 | 0 | 0 | 0 | 0 | 0 | 0 | 0 | 0 | 0 | 0 | 0 | 0 | 0 | 0 | 0 | 0 | 0 | 0 | 0 | 0 | 0 | 0 | 0 | 0 | 0 |  | 1.4146 | 0 | 1.0107 | 16.3609 | 8.2295 | 0 | 140 | 0 | 0 | 0 | 0 | 0 | 0 | 0 | 0 | 0 | 0 | 0 | 0 | 0 | 0 | 0 |  |  | 322 | #N/A | #N/A | #N/A | #N/A | #N/A | #N/A | 322 | #N/A | #N/A | #N/A | #N/A | #N/A | #N/A | #N/A
|  |  | 0 | 0 | 0 | 0 | 0 | 0 | 0 | 0 | 0 | 0 | 0 | 0 | 0 | 0 | 0 | 0 | 0 | 0 | 0 | 0 | 0 | 0 | 0 | 0 | 0 | 0 | 0 | 0 | 0 | 0 | 0 | 0 | 0 | 0 | 0 | 0 | 0 | 0 | 0 | 0 | 0 | 0 | 0 | 0 | 0 | 0 | 0 | 0 | 0 | 0 | 0 | 0 | 0 | 0 | 0 | 0 | 0 | 0 | 0 | 0 | 0 | 0 |  | 1.4146 | 0 | 1.0107 | 16.3609 | 8.2295 | 0 | 141 | 0 | 0 | 0 | 0 | 0 | 0 | 0 | 0 | 0 | 0 | 0 | 0 | 0 | 0 | 0 |  |  | 323 | #N/A | #N/A | #N/A | #N/A | #N/A | #N/A | 323 | #N/A | #N/A | #N/A | #N/A | #N/A | #N/A | #N/A
|  |  | 0 | 0 | 0 | 0 | 0 | 0 | 0 | 0 | 0 | 0 | 0 | 0 | 0 | 0 | 0 | 0 | 0 | 0 | 0 | 0 | 0 | 0 | 0 | 0 | 0 | 0 | 0 | 0 | 0 | 0 | 0 | 0 | 0 | 0 | 0 | 0 | 0 | 0 | 0 | 0 | 0 | 0 | 0 | 0 | 0 | 0 | 0 | 0 | 0 | 0 | 0 | 0 | 0 | 0 | 0 | 0 | 0 | 0 | 0 | 0 | 0 | 0 |  | 1.4146 | 0 | 1.0107 | 16.3609 | 8.2295 | 0 | 142 | 0 | 0 | 0 | 0 | 0 | 0 | 0 | 0 | 0 | 0 | 0 | 0 | 0 | 0 | 0 |  |  | 324 | #N/A | #N/A | #N/A | #N/A | #N/A | #N/A | 324 | #N/A | #N/A | #N/A | #N/A | #N/A | #N/A | #N/A
|  |  | 0 | 0 | 0 | 0 | 0 | 0 | 0 | 0 | 0 | 0 | 0 | 0 | 0 | 0 | 0 | 0 | 0 | 0 | 0 | 0 | 0 | 0 | 0 | 0 | 0 | 0 | 0 | 0 | 0 | 0 | 0 | 0 | 0 | 0 | 0 | 0 | 0 | 0 | 0 | 0 | 0 | 0 | 0 | 0 | 0 | 0 | 0 | 0 | 0 | 0 | 0 | 0 | 0 | 0 | 0 | 0 | 0 | 0 | 0 | 0 | 0 | 0 |  | 1.4146 | 0 | 1.0107 | 16.3609 | 8.2295 | 0 | 143 | 0 | 0 | 0 | 0 | 0 | 0 | 0 | 0 | 0 | 0 | 0 | 0 | 0 | 0 | 0 |  |  | 325 | #N/A | #N/A | #N/A | #N/A | #N/A | #N/A | 325 | #N/A | #N/A | #N/A | #N/A | #N/A | #N/A | #N/A
|  |  | 0 | 0 | 0 | 0 | 0 | 0 | 0 | 0 | 0 | 0 | 0 | 0 | 0 | 0 | 0 | 0 | 0 | 0 | 0 | 0 | 0 | 0 | 0 | 0 | 0 | 0 | 0 | 0 | 0 | 0 | 0 | 0 | 0 | 0 | 0 | 0 | 0 | 0 | 0 | 0 | 0 | 0 | 0 | 0 | 0 | 0 | 0 | 0 | 0 | 0 | 0 | 0 | 0 | 0 | 0 | 0 | 0 | 0 | 0 | 0 | 0 | 0 |  | 1.4146 | 0 | 1.0107 | 16.3609 | 8.2295 | 0 | 144 | 0 | 0 | 0 | 0 | 0 | 0 | 0 | 0 | 0 | 0 | 0 | 0 | 0 | 0 | 0 |  |  | 326 | #N/A | #N/A | #N/A | #N/A | #N/A | #N/A | 326 | #N/A | #N/A | #N/A | #N/A | #N/A | #N/A | #N/A
|  |  | 0 | 0 | 0 | 0 | 0 | 0 | 0 | 0 | 0 | 0 | 0 | 0 | 0 | 0 | 0 | 0 | 0 | 0 | 0 | 0 | 0 | 0 | 0 | 0 | 0 | 0 | 0 | 0 | 0 | 0 | 0 | 0 | 0 | 0 | 0 | 0 | 0 | 0 | 0 | 0 | 0 | 0 | 0 | 0 | 0 | 0 | 0 | 0 | 0 | 0 | 0 | 0 | 0 | 0 | 0 | 0 | 0 | 0 | 0 | 0 | 0 | 0 |  | 1.4146 | 0 | 1.0107 | 16.3609 | 8.2295 | 0 | 145 | 0 | 0 | 0 | 0 | 0 | 0 | 0 | 0 | 0 | 0 | 0 | 0 | 0 | 0 | 0 |  |  | 327 | #N/A | #N/A | #N/A | #N/A | #N/A | #N/A | 327 | #N/A | #N/A | #N/A | #N/A | #N/A | #N/A | #N/A
|  |  | 0 | 0 | 0 | 0 | 0 | 0 | 0 | 0 | 0 | 0 | 0 | 0 | 0 | 0 | 0 | 0 | 0 | 0 | 0 | 0 | 0 | 0 | 0 | 0 | 0 | 0 | 0 | 0 | 0 | 0 | 0 | 0 | 0 | 0 | 0 | 0 | 0 | 0 | 0 | 0 | 0 | 0 | 0 | 0 | 0 | 0 | 0 | 0 | 0 | 0 | 0 | 0 | 0 | 0 | 0 | 0 | 0 | 0 | 0 | 0 | 0 | 0 |  | 1.4146 | 0 | 1.0107 | 16.3609 | 8.2295 | 0 | 146 | 0 | 0 | 0 | 0 | 0 | 0 | 0 | 0 | 0 | 0 | 0 | 0 | 0 | 0 | 0 |  |  | 328 | #N/A | #N/A | #N/A | #N/A | #N/A | #N/A | 328 | #N/A | #N/A | #N/A | #N/A | #N/A | #N/A | #N/A
|  |  | 0 | 0 | 0 | 0 | 0 | 0 | 0 | 0 | 0 | 0 | 0 | 0 | 0 | 0 | 0 | 0 | 0 | 0 | 0 | 0 | 0 | 0 | 0 | 0 | 0 | 0 | 0 | 0 | 0 | 0 | 0 | 0 | 0 | 0 | 0 | 0 | 0 | 0 | 0 | 0 | 0 | 0 | 0 | 0 | 0 | 0 | 0 | 0 | 0 | 0 | 0 | 0 | 0 | 0 | 0 | 0 | 0 | 0 | 0 | 0 | 0 | 0 |  | 1.4146 | 0 | 1.0107 | 16.3609 | 8.2295 | 0 | 147 | 0 | 0 | 0 | 0 | 0 | 0 | 0 | 0 | 0 | 0 | 0 | 0 | 0 | 0 | 0 |  |  | 329 | #N/A | #N/A | #N/A | #N/A | #N/A | #N/A | 329 | #N/A | #N/A | #N/A | #N/A | #N/A | #N/A | #N/A
|  |  | 0 | 0 | 0 | 0 | 0 | 0 | 0 | 0 | 0 | 0 | 0 | 0 | 0 | 0 | 0 | 0 | 0 | 0 | 0 | 0 | 0 | 0 | 0 | 0 | 0 | 0 | 0 | 0 | 0 | 0 | 0 | 0 | 0 | 0 | 0 | 0 | 0 | 0 | 0 | 0 | 0 | 0 | 0 | 0 | 0 | 0 | 0 | 0 | 0 | 0 | 0 | 0 | 0 | 0 | 0 | 0 | 0 | 0 | 0 | 0 | 0 | 0 |  | 1.4146 | 0 | 1.0107 | 16.3609 | 8.2295 | 0 | 148 | 0 | 0 | 0 | 0 | 0 | 0 | 0 | 0 | 0 | 0 | 0 | 0 | 0 | 0 | 0 |  |  | 330 | #N/A | #N/A | #N/A | #N/A | #N/A | #N/A | 330 | #N/A | #N/A | #N/A | #N/A | #N/A | #N/A | #N/A

## angola_CSP
OBJECTID | GroupVal | SUM_InstalledCapacity_6h | SUM_ElectGen_0h | SUM_InstalledCapacity_0h | SUM_ElectGen_6h | SUM_ScWater | FIRST_SUM_Area | Shape_Length | Shape_Area | GroupVal_1 | FREQUENCY | SUM_zNEAR_Trans | SUM_zNEAR_Sub | SUM_zNEAR_Road | SUM_zNEAR_CSP | SUM_zNEAR_geothermal | SUM_zNEAR_allRE | SUM_zNEAR_Load | SUM_zNEAR_water | SUM_zRQ_Wm2 | SUM_zSLOPE | SUM_zPOPDEN | SUM_zLULC | SUM_zHumanFootprint | SUM_zcoloc_PV | SUM_zcoloc_wind | SUM_zCF_0h | SUM_zCF_6h | SUM_zTransCost | SUM_zSubCost | SUM_zRoadCost | SUM_zLCOEgen_0h | SUM_zLCOEgen_6h | SUM_zLCOEtotTrans_0h | SUM_zLCOEtotTrans_6h | SUM_zLCOEtotSub_0h | SUM_zLCOEtotSub_6h | SUM_zScSlope | SUM_zScPop | SUM_zScLULC | SUM_zScREloc | SUM_zScREloc_geo | SUM_zScREloc_all | SUM_zScColoc | SUM_zScLoad | SUM_zScRoad | SUM_zScSub | SUM_zScTrans | SUM_zScHumanFootprint | zoneIdentification
1 | 102 | 103.275 | 431647.6309 | 182.25 | 430828.4081 | 0 | 60.75 | 137000.0008 | 60750000.85 | 102 | 8 | 154673.7261 | 0 | 20701.3137 | 0 | 0 | 151048.3982 | 189778.756 | 45024.4243 | 299.9295 | 2.3299 | 0.51029 | 2.6502 | 7.4198 | 1 | 0 | 0.27037 | 0.47622 | 5.9201 | 0 | 4.4618 | 197.2276 | 211.4183 | 215.5178 | 221.8002 | 0 | 0 | 0.53401 | 0.9949 | 0.44993 | 0 | 0 | 0 | 0.5 | 0 | 0.79299 | 0 | 0 | 0.9258 | A
2 | 104 | 92.65 | 381410.4165 | 163.5 | 381528.7686 | 0 | 54.5 | 146999.9984 | 54499999.15 | 104 | 9 | 140181.6417 | 0 | 13955.5713 | 0 | 0 | 167710.8423 | 186357.5687 | 45954.0983 | 294.4708 | 1.3267 | 1.0367 | 2.7661 | 13.3853 | 0.9633 | 0 | 0.2663 | 0.47009 | 5.6132 | 0 | 3.0405 | 200.1731 | 214.1174 | 215.4497 | 222.771 | 0 | 0 | 0.73466 | 0.98963 | 0.41131 | 0 | 0 | 0 | 0.48165 | 0 | 0.86044 | 0 | 0 | 0.86615 | B
3 | 108 | 41.65 | 168799.9914 | 73.5 | 169242.5467 | 2 | 24.5 | 72000.0002 | 24500000 | 108 | 5 | 106538.1583 | 0 | 11403.2042 | 0 | 0 | 517623.0374 | 381713.0812 | 8765.1314 | 289.0376 | 0.17943 | 1.8367 | 2.9796 | 11.5306 | 1 | 0 | 0.26217 | 0.46386 | 4.7845 | 0 | 2.5158 | 203.2615 | 216.9341 | 216.178 | 224.2344 | 0 | 0 | 0.96411 | 0.98163 | 0.34014 | 0 | 0 | 0 | 0.5 | 0 | 0.88597 | 0 | 0 | 0.88469 | C
4 | 11 | 110.925 | 447176.6696 | 195.75 | 448704.0767 | 1 | 65.25 | 194999.9992 | 65249999.5 | 11 | 14 | 35771.1202 | 0 | 15082.3272 | 0 | 0 | 740825.4086 | 614601.2153 | 24199.686 | 287.2443 | 0.46726 | 0.19923 | 2.977 | 8.5249 | 0.96935 | 0 | 0.26078 | 0.46177 | 2.9006 | 0 | 3.3572 | 204.3338 | 217.9074 | 215.4197 | 224.1652 | 0 | 0 | 0.90655 | 0.99801 | 0.341 | 0 | 0 | 0 | 0.48467 | 0 | 0.84918 | 0 | 0.64229 | 0.91475 | D
5 | 115 | 25.925 | 102885.1359 | 45.75 | 103480.3492 | 5 | 15.25 | 51999.9998 | 15250000.2 | 115 | 5 | 191029.886 | 0 | 5499.4062 | 0 | 0 | 604932.5576 | 450769.4794 | 3884.7047 | 282.0297 | 1.093 | 0.42623 | 2.918 | 20.2131 | 1 | 0 | 0.25672 | 0.45565 | 7.1791 | 0 | 1.2394 | 207.496 | 220.7739 | 222.4393 | 229.1924 | 0 | 0 | 0.7814 | 0.99574 | 0.36066 | 0 | 0 | 0 | 0.5 | 0 | 0.94501 | 0 | 0 | 0.79787 | E
6 | 119 | 50.15 | 202559.3354 | 88.5 | 203193.1615 | 0 | 29.5 | 98000.0006 | 29500000.3 | 119 | 8 | 155017.0973 | 0 | 26586.669 | 0 | 0 | 552712.1276 | 411090.4549 | 31989.3715 | 287.8811 | 0.18755 | 2.2627 | 2.9492 | 5.5932 | 1 | 0 | 0.26128 | 0.46252 | 6.1031 | 0 | 5.8858 | 203.9397 | 217.5508 | 225.1632 | 229.5397 | 0 | 0 | 0.96249 | 0.97737 | 0.35028 | 0 | 0 | 0 | 0.5 | 0 | 0.73413 | 0 | 0 | 0.94407 | F
7 | 12 | 62.05 | 245744.272 | 109.5 | 247242.8651 | 0 | 36.5 | 121000.0012 | 36500001.05 | 12 | 11 | 61699.1245 | 0 | 51863.5768 | 0 | 0 | 781023.6301 | 627626.6665 | 40010.8234 | 281.3572 | 0.21493 | 0.36986 | 2.9452 | 1.7397 | 1 | 0 | 0.25619 | 0.45486 | 3.6521 | 0 | 11.6725 | 207.9105 | 221.1491 | 235.1189 | 236.4737 | 0 | 0 | 0.95701 | 0.9963 | 0.3516 | 0 | 0 | 0 | 0.5 | 0 | 0.48136 | 0 | 0.38301 | 0.9826 | G
8 | 121 | 17.425 | 72541.664 | 30.75 | 72445.567 | 0 | 10.25 | 34000 | 10249999.65 | 121 | 1 | 167703.5851 | 0 | 28634.8598 | 0 | 0 | 147433.5621 | 140376.0958 | 91106.5389 | 298.4768 | 1.6142 | 0.65854 | 2.9268 | 2.9756 | 1 | 0 | 0.2693 | 0.47461 | 6.2808 | 0 | 6.1764 | 197.9833 | 212.1131 | 219.9375 | 224.5703 | 0 | 0 | 0.67716 | 0.99341 | 0.35772 | 0 | 0 | 0 | 0.5 | 0 | 0.71365 | 0 | 0 | 0.97024 | H
9 | 123 | 17.425 | 73777.4716 | 30.75 | 73500.4688 | 0 | 10.25 | 25000.0002 | 10250000.2 | 123 | 2 | 166463.5345 | 0 | 12558.1836 | 0 | 0 | 255762.396 | 164196.0819 | 21750.4915 | 304.7119 | 0.60566 | 3.3415 | 2.9268 | 15.6829 | 1 | 0 | 0.27389 | 0.48152 | 6.1587 | 0 | 2.6705 | 194.7346 | 209.1267 | 210.2574 | 217.956 | 0 | 0 | 0.87887 | 0.96659 | 0.35772 | 0 | 0 | 0 | 0.5 | 0 | 0.87442 | 0 | 0 | 0.84317 | I
10 | 127 | 57.375 | 231921.5278 | 101.25 | 232620.3308 | 0 | 33.75 | 98000.0006 | 33750000.2 | 127 | 7 | 162426.8038 | 0 | 9727.8827 | 0 | 0 | 552879.464 | 404110.101 | 35933.6139 | 288.1444 | 0.45752 | 2.5037 | 2.8741 | 13 | 0.94074 | 0 | 0.26148 | 0.46283 | 6.2989 | 0 | 2.1534 | 203.7846 | 217.4099 | 218.746 | 225.8621 | 0 | 0 | 0.9085 | 0.97496 | 0.37531 | 0 | 0 | 0 | 0.47037 | 0 | 0.90272 | 0 | 0 | 0.87 | J
11 | 128 | 69.275 | 280479.6302 | 122.25 | 281256.6384 | 0 | 40.75 | 83999.9998 | 40750000.65 | 128 | 4 | 148470.703 | 0 | 4793.502 | 0 | 0 | 130859.3419 | 131733.8619 | 96953.387 | 288.6971 | 1.1403 | 1.2883 | 2.8037 | 16.865 | 1 | 0 | 0.26191 | 0.46347 | 5.9149 | 0 | 1.0587 | 203.4594 | 217.1142 | 215.7999 | 224.0879 | 0 | 0 | 0.77194 | 0.98712 | 0.39877 | 0 | 0 | 0 | 0.5 | 0 | 0.95206 | 0 | 0 | 0.83135 | K
12 | 131 | 48.45 | 195629.9557 | 85.5 | 196251.513 | 0 | 28.5 | 86000.0002 | 28500000.05 | 131 | 6 | 188103.5359 | 0 | 14345.9029 | 0 | 0 | 570172.693 | 401062.6207 | 20033.9576 | 287.7746 | 0.2307 | 0.42105 | 2.7368 | 8.8246 | 1 | 0 | 0.2612 | 0.4624 | 6.9963 | 0 | 3.1738 | 204.0065 | 217.6112 | 222.0102 | 227.7813 | 0 | 0 | 0.95386 | 0.99579 | 0.42105 | 0 | 0 | 0 | 0.5 | 0 | 0.85654 | 0 | 0 | 0.91175 | L
13 | 132 | 17.85 | 73188.0102 | 31.5 | 73253.9566 | 0 | 10.5 | 27000.0004 | 10499999.9 | 132 | 2 | 128823.555 | 0 | 10436.1144 | 0 | 0 | 162878.973 | 103395.157 | 75341.6429 | 293.0534 | 1.6099 | 0.85714 | 2.7619 | 10.7143 | 1 | 0 | 0.26523 | 0.46848 | 5.3297 | 0 | 2.2805 | 200.9597 | 214.8364 | 214.4015 | 222.4465 | 0 | 0 | 0.67802 | 0.99143 | 0.4127 | 0 | 0 | 0 | 0.5 | 0 | 0.89564 | 0 | 0 | 0.89286 | M
14 | 135.1.1 | 77.35 | 312112.8534 | 136.5 | 313135.7087 | 0 | 45.5 | 138000.0008 | 45500000.65 | 135.1.1 | 10 | 89123.8471 | 0 | 1046.9837 | 0 | 0 | 144062.3073 | 81206.9021 | 52427.9967 | 287.5481 | 1.0693 | 1.0604 | 2.7857 | 16.9505 | 0.95604 | 0 | 0.26102 | 0.46213 | 4.3331 | 0 | 0.23256 | 204.14 | 217.7325 | 212.2235 | 222.2981 | 0 | 0 | 0.78614 | 0.9894 | 0.40476 | 0 | 0 | 0 | 0.47802 | 0.18793 | 0.98953 | 0 | 0.10876 | 0.83049 | N
15 | 135.1.2 | 130.05 | 527311.0822 | 229.5 | 528657.5532 | 0 | 76.5 | 184000.0006 | 76499999.3 | 135.1.2 | 7 | 109772.2051 | 0 | 6187.5374 | 0 | 0 | 143391.8202 | 95317.8731 | 66389.9312 | 289.1945 | 1.0844 | 0.81046 | 2.8431 | 15.6078 | 1 | 0 | 0.26229 | 0.46404 | 4.8691 | 0 | 1.3631 | 203.1705 | 216.8512 | 214.1958 | 223.0834 | 0 | 0 | 0.78311 | 0.9919 | 0.38562 | 0 | 0 | 0 | 0.5 | 0.058261 | 0.93812 | 0 | 0.0057951 | 0.84392 | O
16 | 138 | 19.55 | 78196.6257 | 34.5 | 78556.0161 | 0 | 11.5 | 31999.9998 | 11500000.05 | 138 | 2 | 65839.1237 | 0 | 13700.5773 | 0 | 0 | 146835.4482 | 65074.6514 | 36762.5216 | 284.6083 | 1.6547 | 1.2174 | 2.8913 | 10.6957 | 1 | 0 | 0.25874 | 0.4587 | 3.7336 | 0 | 3.0591 | 205.9026 | 219.3321 | 217.9451 | 226.1247 | 0 | 0 | 0.66907 | 0.98783 | 0.36957 | 0 | 0 | 0 | 0.5 | 0.34925 | 0.86299 | 0 | 0.34161 | 0.89304 | P
17 | 145 | 35.275 | 149862.1389 | 62.25 | 149227.0495 | 0 | 20.75 | 56000 | 20750000.05 | 145 | 4 | 35818.5344 | 0 | 1255.5837 | 0 | 0 | 262966.906 | 81421.4853 | 81652.5014 | 305.9928 | 1.1503 | 18.0843 | 2.759 | 29.7711 | 1 | 0 | 0.27482 | 0.48292 | 2.7724 | 0 | 0.26602 | 194.0882 | 208.5308 | 199.4274 | 211.5692 | 0 | 0 | 0.76993 | 0.81916 | 0.41365 | 0 | 0 | 0 | 0.5 | 0.18579 | 0.98744 | 0 | 0.64181 | 0.70229 | Q
18 | 146 | 45.05 | 190437.5035 | 79.5 | 189765.8872 | 0 | 26.5 | 70999.9986 | 26499998.65 | 146 | 4 | 20991.5413 | 0 | 3473.9676 | 0 | 0 | 230315.9788 | 44249.3204 | 50328.2325 | 304.1124 | 1.9963 | 26.6981 | 2.9151 | 30.6038 | 1 | 0 | 0.27345 | 0.48086 | 2.4003 | 0 | 0.73899 | 195.0391 | 209.4072 | 200.5594 | 212.5466 | 0 | 0 | 0.60075 | 0.73302 | 0.36164 | 0 | 0 | 0 | 0.5 | 0.55751 | 0.96526 | 0 | 0.79008 | 0.69396 | R
19 | 147 | 55.25 | 235309.6457 | 97.5 | 234229.1723 | 0 | 32.5 | 104000.0002 | 32499999.95 | 147 | 6 | 21465.6937 | 0 | 1282.5161 | 0 | 0 | 282353.7961 | 96179.2544 | 62088.9203 | 306.9403 | 1.2554 | 12.1308 | 2.8 | 29.0462 | 1 | 0 | 0.27551 | 0.48395 | 2.3972 | 0 | 0.27082 | 193.6153 | 208.0944 | 198.3018 | 210.7624 | 0 | 0 | 0.74891 | 0.87869 | 0.4 | 0 | 0 | 0 | 0.5 | 0.042631 | 0.98717 | 0 | 0.78534 | 0.70954 | S
20 | 148 | 58.65 | 247251.1191 | 103.5 | 246475.8487 | 0 | 34.5 | 108999.9998 | 34499999.85 | 148 | 6 | 12252.4146 | 0 | 2853.449 | 0 | 0 | 254940.2409 | 65034.9521 | 71845.2006 | 303.0907 | 1.0888 | 15.8478 | 2.7029 | 29 | 1 | 0 | 0.27271 | 0.47974 | 2.1793 | 0 | 0.60893 | 195.5619 | 209.8886 | 200.4669 | 212.6769 | 0 | 0 | 0.78225 | 0.84152 | 0.43237 | 0 | 0 | 0 | 0.5 | 0.34965 | 0.97147 | 0 | 0.87748 | 0.71 | T
21 | 154 | 18.7 | 78511.8451 | 33 | 78311.7712 | 0 | 11 | 19999.9998 | 10999999.7 | 154 | 1 | 14757.2221 | 0 | 3468.5209 | 0 | 0 | 299310.6626 | 103291.5216 | 53509.345 | 301.5738 | 1.4908 | 2.3182 | 2.1136 | 13.6364 | 1 | 0 | 0.27159 | 0.47806 | 2.2521 | 0 | 0.74274 | 196.347 | 210.6108 | 201.6186 | 213.6057 | 0 | 0 | 0.70184 | 0.97682 | 0.62879 | 0 | 0 | 0 | 0.5 | 0 | 0.96531 | 0 | 0.85243 | 0.86364 | U
22 | 155 | 31.45 | 131811.1079 | 55.5 | 131508.5147 | 0 | 18.5 | 64000.0002 | 18499999.8 | 155 | 4 | 10729.0326 | 0 | 6893.653 | 0 | 0 | 313630.4987 | 118616.6163 | 37970.4534 | 300.9275 | 0.57827 | 8.7297 | 2.2973 | 25.4324 | 1 | 0 | 0.27112 | 0.47734 | 2.1505 | 0 | 1.4785 | 196.685 | 210.9214 | 203.0744 | 214.5503 | 0 | 0 | 0.88435 | 0.9127 | 0.56757 | 0 | 0 | 0 | 0.5 | 0 | 0.93106 | 0 | 0.89271 | 0.74568 | V
23 | 18 | 34.85 | 147156.6006 | 61.5 | 146660.907 | 3 | 20.5 | 51000 | 20499999.95 | 18 | 3 | 14355.3851 | 0 | 3670.3214 | 0 | 0 | 313880.0622 | 290243.692 | 306.4386 | 303.698 | 1.8393 | 6.5488 | 2.6341 | 28.439 | 1 | 0 | 0.27315 | 0.4804 | 2.2307 | 0 | 0.78177 | 195.2506 | 209.602 | 200.5488 | 212.6145 | 0 | 0 | 0.63215 | 0.93451 | 0.45528 | 0 | 0 | 0 | 0.5 | 0 | 0.9633 | 0 | 0.85645 | 0.71561 | W
24 | 19 | 39.1 | 159231.8897 | 69 | 159535.1304 | 0 | 23 | 71000.0002 | 23000000 | 19 | 4 | 81405.0606 | 0 | 60154.4083 | 0 | 0 | 631680.8826 | 517140.8593 | 49126.8941 | 290.6933 | 0.13617 | 0.043478 | 3 | 3.3478 | 1 | 0 | 0.26344 | 0.46577 | 4.0931 | 0 | 13.2211 | 202.3014 | 216.0601 | 232.9142 | 233.3743 | 0 | 0 | 0.97277 | 0.99957 | 0.33333 | 0 | 0 | 0 | 0.5 | 0 | 0.39846 | 0 | 0.18595 | 0.96652 | X
25 | 2 | 139.4 | 555954.755 | 246 | 558754.6852 | 12 | 82 | 226000.0006 | 82000000.8 | 2 | 12 | 7521.9426 | 0 | 2832.5158 | 0 | 0 | 793289.2928 | 667342.7338 | 2036.6438 | 283.649 | 0.69233 | 4.8598 | 2.8079 | 24.5183 | 1 | 0 | 0.25799 | 0.45757 | 2.1563 | 0 | 0.63414 | 206.4954 | 219.8685 | 211.4448 | 222.659 | 0 | 0 | 0.86153 | 0.9514 | 0.39736 | 0 | 0 | 0 | 0.5 | 0 | 0.97167 | 0 | 0.92478 | 0.75482 | Y
26 | 24 | 107.95 | 452356.6004 | 190.5 | 451329.1131 | 7 | 63.5 | 176000.001 | 63499999.1 | 24 | 10 | 8937.5254 | 0 | 4071.2532 | 0 | 0 | 292826.2309 | 282912.7225 | 5243.9513 | 300.8658 | 1.6759 | 1.2126 | 2.689 | 19.8819 | 1 | 0 | 0.27107 | 0.47727 | 2.1042 | 0 | 0.87403 | 196.7176 | 210.9513 | 201.9616 | 213.9295 | 0 | 0 | 0.66482 | 0.98787 | 0.43701 | 0 | 0 | 0 | 0.5 | 0 | 0.95929 | 0 | 0.91062 | 0.80118 | Z
27 | 25 | 94.775 | 396738.5701 | 167.25 | 395896.3806 | 2 | 55.75 | 156000.0006 | 55750001.05 | 25 | 9 | 28632.4928 | 0 | 4338.4216 | 0 | 0 | 345937.5869 | 303165.7014 | 11714.7435 | 300.4884 | 0.18124 | 2.7578 | 2.2108 | 16.3722 | 1 | 0 | 0.27079 | 0.47685 | 2.6201 | 0 | 0.93071 | 196.9172 | 211.1345 | 203.1699 | 214.6854 | 0 | 0 | 0.96375 | 0.97242 | 0.59641 | 0 | 0 | 0 | 0.5 | 0 | 0.95662 | 0 | 0.71368 | 0.83628 | AA
28 | 29 | 65.45 | 261832.3086 | 115.5 | 263029.1014 | 0 | 38.5 | 141000.0002 | 38500000.3 | 29 | 13 | 40729.1066 | 0 | 8680.9376 | 0 | 0 | 726806.13 | 595736.4043 | 27730.5939 | 284.6659 | 0.17626 | 0.36364 | 2.961 | 10.7143 | 0.94805 | 0 | 0.25878 | 0.45876 | 3.0528 | 0 | 1.9375 | 205.8715 | 219.3035 | 214.7187 | 224.2938 | 0 | 0 | 0.96475 | 0.99636 | 0.34632 | 0 | 0 | 0 | 0.47403 | 0 | 0.91319 | 0 | 0.59271 | 0.89286 | AB
29 | 32 | 18.7 | 75861.4403 | 33 | 76049.3514 | 0 | 11 | 31999.9996 | 10999999.95 | 32 | 2 | 115719.2963 | 0 | 82226.0181 | 0 | 0 | 558674.7714 | 450218.5313 | 100607.5767 | 289.369 | 0.38139 | 3.4318 | 2.9773 | 7.8636 | 1 | 0 | 0.26242 | 0.46425 | 5.0268 | 0 | 18.1316 | 203.0672 | 216.7574 | 244.0361 | 239.9157 | 0 | 0 | 0.92372 | 0.96568 | 0.34091 | 0 | 0 | 0 | 0.5 | 0 | 0.17774 | 0 | 0 | 0.92136 | AC
30 | 34 | 17.425 | 69777.3688 | 30.75 | 70085.9291 | 2 | 10.25 | 30000.0002 | 10250000.15 | 34 | 2 | 30179.2033 | 0 | 10690.9882 | 0 | 0 | 688266.3396 | 563959.9839 | 4396.717 | 284.9897 | 0.38853 | 0.073171 | 3 | 17.1463 | 1 | 0 | 0.25904 | 0.45915 | 2.7632 | 0 | 2.3836 | 205.6685 | 219.1201 | 214.7912 | 224.2668 | 0 | 0 | 0.92229 | 0.99927 | 0.33333 | 0 | 0 | 0 | 0.5 | 0 | 0.89309 | 0 | 0.69821 | 0.82854 | AD
31 | 40 | 104.55 | 436079.1819 | 184.5 | 435381.2176 | 0 | 61.5 | 172000.0004 | 61500000.5 | 40 | 8 | 22878.1263 | 0 | 6631.2756 | 0 | 0 | 257828.6188 | 257148.4857 | 17780.3507 | 299.1678 | 1.5412 | 1.5488 | 2.3293 | 15.0407 | 1 | 0 | 0.26981 | 0.47538 | 2.4775 | 0 | 1.4275 | 197.6146 | 211.7749 | 204.4948 | 215.68 | 0 | 0 | 0.69176 | 0.98451 | 0.55691 | 0 | 0 | 0 | 0.5 | 0 | 0.93369 | 0 | 0.77122 | 0.84959 | AE
32 | 44 | 21.25 | 88431.2247 | 37.5 | 88319.0427 | 0 | 12.5 | 34999.9998 | 12499999.8 | 44 | 2 | 38724.2844 | 0 | 961.6526 | 0 | 0 | 260404.1371 | 248307.8678 | 31773.72 | 298.3369 | 1.2854 | 2.08 | 2.58 | 17.96 | 1 | 0 | 0.2692 | 0.47445 | 2.8982 | 0 | 0.20776 | 198.0586 | 212.1821 | 203.5329 | 215.2881 | 0 | 0 | 0.74292 | 0.9792 | 0.47333 | 0 | 0 | 0 | 0.5 | 0 | 0.99038 | 0 | 0.61276 | 0.8204 | AF
33 | 49 | 48.875 | 197020.3254 | 86.25 | 197695.0102 | 0 | 28.75 | 70000.0004 | 28750000.15 | 49 | 3 | 107482.6736 | 0 | 41317.7246 | 0 | 0 | 616013.9462 | 493606.4088 | 34892.5805 | 287.2133 | 0.10795 | 0.97391 | 2.9826 | 2.9478 | 1 | 0 | 0.26076 | 0.46175 | 4.8319 | 0 | 9.16 | 204.3342 | 217.9093 | 229.1102 | 231.9012 | 0 | 0 | 0.97841 | 0.99026 | 0.33913 | 0 | 0 | 0 | 0.5 | 0 | 0.58682 | 0 | 0 | 0.97052 | AG
34 | 5 | 46.325 | 183109.1729 | 81.75 | 184280.3096 | 0 | 27.25 | 78999.9998 | 27249999.85 | 5 | 5 | 26937.327 | 0 | 23371.9502 | 0 | 0 | 807359.1719 | 660558.3152 | 18760.5698 | 280.7248 | 0.7199 | 0.11009 | 2.9541 | 1.2202 | 1 | 0 | 0.25569 | 0.45411 | 2.7048 | 0 | 5.2685 | 208.3081 | 221.5083 | 222.4686 | 229.4816 | 0 | 0 | 0.85602 | 0.9989 | 0.34862 | 0 | 0 | 0 | 0.5 | 0 | 0.76628 | 0 | 0.73063 | 0.9878 | AH
35 | 54 | 25.5 | 102937.04 | 45 | 103267.9956 | 0 | 15 | 49000 | 15000000.25 | 54 | 4 | 136437.631 | 0 | 61326.4322 | 0 | 0 | 594505.3509 | 472818.8996 | 49840.596 | 287.6863 | 0.11666 | 0.13333 | 2.9667 | 1.2667 | 1 | 0 | 0.26113 | 0.4623 | 5.6061 | 0 | 13.5794 | 204.0548 | 217.6554 | 238.0201 | 236.8408 | 0 | 0 | 0.97667 | 0.99867 | 0.34444 | 0 | 0 | 0 | 0.5 | 0 | 0.38674 | 0 | 0 | 0.98733 | AI
36 | 57 | 104.125 | 433931.6004 | 183.75 | 433291.3535 | 4 | 61.25 | 181999.9992 | 61249998.85 | 57 | 10 | 42538.6007 | 0 | 10248.8601 | 0 | 0 | 237093.4843 | 247579.0028 | 9248.6127 | 298.8564 | 1.8753 | 2.1306 | 2.4245 | 22.1592 | 0.96735 | 0 | 0.26958 | 0.47503 | 2.9955 | 0 | 2.2026 | 197.784 | 211.93 | 206.9421 | 217.1282 | 0 | 0 | 0.62495 | 0.97869 | 0.52517 | 0 | 0 | 0 | 0.48367 | 0 | 0.89751 | 0 | 0.57461 | 0.77841 | AJ
37 | 59 | 18.275 | 76998.6539 | 32.25 | 76763.4313 | 0 | 10.75 | 36999.9996 | 10749999.7 | 59 | 3 | 60263.7333 | 0 | 0 | 0 | 0 | 284663.7031 | 243095.9109 | 36723.4438 | 302.8813 | 0.47324 | 2.093 | 2.814 | 23.2326 | 1 | 0 | 0.27255 | 0.4795 | 3.4269 | 0 | 0 | 195.67 | 209.988 | 201.6989 | 213.4149 | 0 | 0 | 0.90535 | 0.97907 | 0.39535 | 0 | 0 | 0 | 0.5 | 0 | 1 | 0 | 0.39736 | 0.76767 | AK
38 | 6 | 85 | 345497.5207 | 150 | 346253.1739 | 7 | 50 | 158999.999 | 49999999.25 | 6 | 9 | 7844.6446 | 0 | 5743.4981 | 0 | 0 | 747888.4901 | 632697.0837 | 4449.9123 | 290.0407 | 0.76564 | 4.345 | 2.935 | 21.59 | 1 | 0 | 0.26294 | 0.46502 | 2.1306 | 0 | 1.2671 | 202.6828 | 216.407 | 208.6928 | 219.8047 | 0 | 0 | 0.84687 | 0.95655 | 0.355 | 0 | 0 | 0 | 0.5 | 0 | 0.94257 | 0 | 0.92155 | 0.7841 | AL
39 | 66 | 62.05 | 256729.1857 | 109.5 | 256619.7301 | 3 | 36.5 | 97999.9994 | 36500000.15 | 66 | 5 | 86050.5124 | 0 | 4975.0242 | 0 | 0 | 202358.8853 | 221372.1337 | 9614.0942 | 296.2589 | 1.8269 | 2 | 2.637 | 29.6438 | 1 | 0 | 0.26764 | 0.47211 | 4.1608 | 0 | 1.076 | 199.1874 | 213.2159 | 208.4241 | 218.4527 | 0 | 0 | 0.63463 | 0.98 | 0.45434 | 0 | 0 | 0 | 0.5 | 0 | 0.95025 | 0 | 0.13949 | 0.70356 | AM
40 | 7 | 37.825 | 150299.8833 | 66.75 | 151140.6739 | 0 | 22.25 | 57000.0002 | 22250000.65 | 7 | 2 | 32763.7613 | 0 | 26956.1979 | 0 | 0 | 778974.2001 | 643159.7992 | 19804.2393 | 282.4366 | 0.8161 | 0.20225 | 2.9663 | 1.4045 | 1 | 0 | 0.25704 | 0.45614 | 2.852 | 0 | 6.0514 | 207.2364 | 220.5397 | 223.0368 | 229.4432 | 0 | 0 | 0.83678 | 0.99798 | 0.34457 | 0 | 0 | 0 | 0.5 | 0 | 0.73044 | 0 | 0.67236 | 0.98596 | AN
41 | 73 | 17.425 | 72669.3707 | 30.75 | 72554.5796 | 0 | 10.25 | 32000.0002 | 10250000.35 | 73 | 2 | 85150.6421 | 0 | 2928.1663 | 0 | 0 | 247074.6371 | 215595.2224 | 61919.1968 | 299.1152 | 0.7985 | 3.2683 | 2.9756 | 15.8293 | 1 | 0 | 0.26978 | 0.47532 | 4.1089 | 0 | 0.63044 | 197.6426 | 211.8005 | 205.9929 | 216.5399 | 0 | 0 | 0.8403 | 0.96732 | 0.34146 | 0 | 0 | 0 | 0.5 | 0 | 0.97072 | 0 | 0.14849 | 0.84171 | AO
42 | 74 | 18.7 | 77632.3175 | 33 | 77560.9954 | 0 | 11 | 32000 | 11000000.2 | 74 | 2 | 104802.1119 | 0 | 6529.9076 | 0 | 0 | 190040.138 | 211107.8065 | 20204.8971 | 297.4681 | 1.3193 | 1.7273 | 2.8409 | 18.1818 | 1 | 0 | 0.26855 | 0.47348 | 4.6419 | 0 | 1.4114 | 198.5266 | 212.6111 | 209.1989 | 218.6643 | 0 | 0 | 0.73614 | 0.98273 | 0.38636 | 0 | 0 | 0 | 0.5 | 0 | 0.9347 | 0 | 0 | 0.81818 | AP
43 | 85 | 42.5 | 177804.3371 | 75 | 177442.0932 | 2 | 25 | 59999.9996 | 25000000.05 | 85 | 2 | 67423.4787 | 0 | 1923.0905 | 0 | 0 | 390653.3707 | 289223.8067 | 3390.6598 | 300.2706 | 0.18586 | 12.14 | 2.33 | 27.68 | 1 | 0 | 0.27063 | 0.47661 | 3.6347 | 0 | 0.4126 | 197.0308 | 211.2389 | 204.1584 | 215.2862 | 0 | 0 | 0.96283 | 0.8786 | 0.55667 | 0 | 0 | 0 | 0.5 | 0 | 0.98077 | 0 | 0.32577 | 0.7232 | AQ
44 | 87 | 24.65 | 98621.6039 | 43.5 | 99070.963 | 0 | 14.5 | 45999.9996 | 14499999.7 | 87 | 4 | 148221.5519 | 0 | 20727.7666 | 0 | 0 | 606258.4418 | 472385.364 | 18317.628 | 284.6941 | 0.42671 | 0 | 2.9828 | 3.3448 | 1 | 0 | 0.25881 | 0.4588 | 5.9684 | 0 | 4.624 | 205.8484 | 219.2831 | 224.6259 | 229.8756 | 0 | 0 | 0.91466 | 1 | 0.33908 | 0 | 0 | 0 | 0.5 | 0 | 0.79272 | 0 | 0 | 0.96655 | AR
45 | 88 | 51 | 216770.5164 | 90 | 215837.3303 | 3 | 30 | 70999.9996 | 30000000.3 | 88 | 3 | 100917.077 | 0 | 0 | 0 | 0 | 330974.6701 | 246513.3448 | 4147.8231 | 306.1718 | 0.42237 | 10.55 | 2.4167 | 37.3667 | 1 | 0 | 0.27495 | 0.48312 | 4.4489 | 0 | 0 | 193.9984 | 208.4479 | 201.8155 | 212.8968 | 0 | 0 | 0.91553 | 0.8945 | 0.52778 | 0 | 0 | 0 | 0.5 | 0 | 1 | 0 | 0.0087669 | 0.62633 | AS
46 | 89 | 26.35 | 107666.9118 | 46.5 | 107818.7956 | 0 | 15.5 | 43999.9998 | 15500000.25 | 89 | 2 | 123432.5134 | 0 | 2766.8205 | 0 | 0 | 181877.7073 | 191646.3696 | 39807.0359 | 291.8491 | 0.52961 | 2.0645 | 1.9677 | 19.1935 | 1 | 0 | 0.26432 | 0.4671 | 5.2018 | 0 | 0.60612 | 201.642 | 215.4589 | 211.9058 | 221.2669 | 0 | 0 | 0.89408 | 0.97935 | 0.67742 | 0 | 0 | 0 | 0.5 | 0 | 0.97233 | 0 | 0 | 0.80806 | AT
47 | 90 | 17.85 | 71372.4016 | 31.5 | 71704.1297 | 0 | 10.5 | 24000.0004 | 10500000.2 | 90 | 1 | 175200.1018 | 0 | 47250.1318 | 0 | 0 | 579266.2562 | 446159.5544 | 39408.5719 | 284.4926 | 0.12399 | 0.11905 | 3 | 1.2381 | 1 | 0 | 0.25865 | 0.45857 | 6.704 | 0 | 10.5482 | 205.9701 | 219.3935 | 236.5567 | 236.6457 | 0 | 0 | 0.9752 | 0.99881 | 0.33333 | 0 | 0 | 0 | 0.5 | 0 | 0.5275 | 0 | 0 | 0.98762 | AU
48 | 92 | 54.825 | 226274.3627 | 96.75 | 226259.8767 | 0 | 32.25 | 65999.9998 | 32249999.45 | 92 | 4 | 167465.7941 | 0 | 4129.1234 | 0 | 0 | 138752.9631 | 199721.6539 | 43974.1439 | 295.3727 | 2.1905 | 0.18605 | 1.8527 | 17.6047 | 1 | 0 | 0.26698 | 0.47111 | 6.3212 | 0 | 0.89815 | 199.6694 | 213.6573 | 212.4088 | 220.8766 | 0 | 0 | 0.5619 | 0.99814 | 0.71576 | 0 | 0 | 0 | 0.5 | 0 | 0.95871 | 0 | 0 | 0.82395 | AV
49 | 95 | 23.375 | 96770.9665 | 41.25 | 96721.2549 | 0 | 13.75 | 49000.0004 | 13750000.35 | 95 | 3 | 111597.7698 | 0 | 882.6334 | 0 | 0 | 231023.6353 | 192728.199 | 58697.8192 | 296.47 | 0.77523 | 4.2909 | 2.8727 | 23.9818 | 1 | 0 | 0.2678 | 0.47235 | 4.8319 | 0 | 0.19136 | 199.0679 | 213.1068 | 207.9279 | 218.1301 | 0 | 0 | 0.84495 | 0.95709 | 0.37576 | 0 | 0 | 0 | 0.5 | 0 | 0.99117 | 0 | 0 | 0.76018 | AW
50 | 98 | 17.85 | 70504.8 | 31.5 | 70963.5335 | 1 | 10.5 | 26999.9998 | 10499999.7 | 98 | 2 | 146377.5855 | 0 | 12152.1685 | 0 | 0 | 627844.5805 | 484299.5896 | 6213.9471 | 280.4905 | 0.43475 | 0.35714 | 2.9286 | 17.5238 | 0.80952 | 0 | 0.25551 | 0.45383 | 5.9833 | 0 | 2.7413 | 208.4554 | 221.6414 | 223.9519 | 230.3659 | 0 | 0 | 0.91305 | 0.99643 | 0.35714 | 0 | 0 | 0 | 0.40476 | 0 | 0.87848 | 0 | 0 | 0.82476 | AX
51 | 99 | 30.175 | 120975.1339 | 53.25 | 121488.8065 | 0 | 17.75 | 56999.9992 | 17749999.4 | 99 | 4 | 171551.1995 | 0 | 25070.4105 | 0 | 0 | 593094.2635 | 456363.3946 | 22294.1197 | 285.3783 | 0.24774 | 0.042254 | 2.9437 | 1.6479 | 1 | 0 | 0.25934 | 0.45961 | 6.5901 | 0 | 5.5842 | 205.4329 | 218.9065 | 227.0081 | 231.0808 | 0 | 0 | 0.95045 | 0.99958 | 0.35211 | 0 | 0 | 0 | 0.5 | 0 | 0.7493 | 0 | 0 | 0.98352 | AY

## PV_Data_Calc
Change PV, CSP co-location fields
List used for criteria in Scoring criteria worksheet
Country | angola_PV | [21 empty] | SUM_zLCOEtotSub
SUM_zLCOEtotTrans
SUM_zLCOEgen
SUM_zSubCost
SUM_zTransCost
SUM_zRoadCost
'
[23 empty] | Max | 3 | 37.381 | 1 | 0 | 0.26136 | 38.2601 | 0 | 22.3535 | 133.7949 | 169.0523 | 0 | 0.98503 | 1 | 0.93427 | 0 | 0 | 0 | 0.5 | 0.55751 | 1 | 0 | [15 empty] | 0 | 0 | 0
[63 empty] | SUM_ScWater |  |  | SUM_zTransCost | SUM_zSubCost | SUM_zRoadCost | SUM_zLCOEgen | SUM_zLCOEtotTrans | SUM_zLCOEtotSub | 0 | [11 empty] | SUM_zLCOEtotSub |  |  |  |  | Based on | Zone ranking based on zone score | [6 empty] | Zone ranking based on total LCOE
[23 empty] | Min | 1.1972 | 1.2 | 0.11799 | 0 | 0.23065 | 3.7061 | 0 | 0.00069271 | 118.0741 | 123.0638 | 0 | 0.37222 | 0.73302 | 0.33333 | 0 | 0 | 0 | 0.058994 | 0.0059209 | 0.17774 | 0 | [15 empty] | 0 | 0 | 0 | [21 empty] | SUM_zLCOEtotTrans | SUM_ElectGen |  |  |  | transmission line
|  | Number of Zones | 167 | [59 empty] | 0
|  |  | 14 | [61 empty] | Weights | 0 | 0 | 0 | 0 | 0.4 | 0.4 | 0 | 0.15 | 0.1 | 0.05 | 0 | 0.05 | 0.05 | 0.05 | 0.05 | 0.05 | 0.05 | [22 empty] | Electricity Demand in 2030 |  |  | List of countries corresponding to worksheet names and scenario 2 resource thresholds in W/m2
|  | 3 | OBJECTID | GroupVal | SUM_InstalledCapacity | SUM_ScWater | SUM_ElectGen | FIRST_SUM_Area | Shape_Length | Shape_Area | GroupVal_1 | FREQUENCY | SUM_zNEAR_Trans | SUM_zNEAR_Sub | SUM_zNEAR_Road | SUM_zNEAR_PV | SUM_zNEAR_geothermal | SUM_zNEAR_allRE | SUM_zNEAR_Load | SUM_zNEAR_water | SUM_zRQ_Wm2 | SUM_zSLOPE | SUM_zPOPDEN | SUM_zLULC | SUM_zHumanFootprint | SUM_zcoloc_CSP | SUM_zcoloc_wind | SUM_zCF | SUM_zTransCost | SUM_zSubCost | SUM_zRoadCost | SUM_zLCOEgen | SUM_zLCOEtotTrans | SUM_zLCOEtotSub | SUM_zScSlope | SUM_zScPop | SUM_zScLULC | SUM_zScREloc | SUM_zScREloc_geo | SUM_zScREloc_all | SUM_zScColoc | SUM_zScLoad | SUM_zScRoad | SUM_zScSub | SUM_zScTrans | SUM_zScHumanFootprint | zoneIdentification | 0 | 0 | 0 | 0 | 0 | 0 | 0 | 0 | 0 | 0 | 0 | 0 | 0 | 0 | 0 | Omit below threshold for # projects within 10km of water | Omit if 1 |  | SUM_zScTransCost | SUM_zScSubCost | SUM_zScRoadCost | SUM_zScLCOEgen | SUM_zScLCOEtotTrans | SUM_zScLCOEtotSub | SUM_zScCapVal | SUM_zScLoad | SUM_zScREloc | SUM_zScREloc_geo | SUM_zScREloc_all | SUM_zcoloc_CSP | SUM_zcoloc_wind | SUM_zScLULC | SUM_zScPop | SUM_zScSlope | SUM_zScHumanFootprint | Total Score with weights | Total LCOE | Annual Electricity Generation MWh (discounted) | Zone ID | GroupVal | Score Ranking | Total LCOE Ranking | Zone Rank | Zone ID | GroupVal | Total Score with weights | Total LCOE | Annual Electricity Generation MWh (discounted) | Cumulative Generation Potential (GWh) | Zone Rank | Zone ID | GroupVal | Total Score with weights | Total LCOE | Annual Electricity Generation MWh (discounted) | Cumulative Generation Potential (GWh) | GroupVal In ( | Country | demand2030 | number of zones | Country | wind | CSP | PV | wind | CSP | PV
|  |  | 1 | 10 | 33.75 | 0 | 72589.4426 | 11.25 | 33000.0004 | 11250000.45 | 10 | 2 | 27034.2232 | 0 | 25561.9612 | 1266500.6202 | 0 | 849755.5969 | 680174.243 | 15906.1348 | 266.4116 | 0.25039 | 0.22222 | 2.8444 | 1.4444 | 0 | 0 | 0.24552 | 5.0076 | 0 | 7.105 | 125.6911 | 137.8037 | 0 | 0.94992 | 0.99778 | 0.38519 | 0 | 0 | 0 | 0 | 0 | 0.74438 | 0 | 0.72966 | 0.98556 | A | 0 | 0 | 0 | 0 | 0 | 0 | 0 | 0 | 0 | 0 | 0 | 0 | 0 | 0 | 0 | 0 | 0 |  | 0.96233 | 0 | 0.68217 | 0.51548 | 0.67949 | 0 | 0 | 0 | 0 | 0 | 0 | 0 | 0 | 0.38519 | 0.99778 | 0.94992 | 0.98556 | 0.43772 | 137.8037 | 72589.4426 | A | 10 | 55 | 48 | 1 | AW | 230 | 0.65019 | 123.3978 | 182019.0857 | 182.0191 | 1 | AY | 234 | 0.59325 | 123.0638 | 222838.5611 | 222.8386 | '234' | angola | 20294 |  | units1 | Wind Power Density | Annual Average DNI | Annual Average GHI | Wind Speed | Annual Average DNI | Annual Average GHI | Wind resource conversion |  | RE Technologies for Colocation
|  |  | 2 | 100 | 233.25 | 1 | 504016.8295 | 77.75 | 245000.0008 | 77750000.55 | 100 | 17 | 102027.3846 | 0 | 10098.9379 | 1134412.1131 | 0 | 733936.4481 | 553208.0588 | 22582.9361 | 267.6559 | 0.32713 | 0.45016 | 2.865 | 9.6431 | 0 | 0 | 0.24667 | 8.7695 | 0 | 2.7952 | 125.1069 | 136.6716 | 0 | 0.93457 | 0.9955 | 0.37835 | 0 | 0 | 0 | 0 | 0 | 0.89901 | 0 | 0.025678 | 0.90357 | B | 0 | 0 | 0 | 0 | 0 | 0 | 0 | 0 | 0 | 0 | 0 | 0 | 0 | 0 | 0 | 0 | 0 |  | 0.85347 | 0 | 0.87498 | 0.55264 | 0.7041 | 0 | 0 | 0 | 0 | 0 | 0 | 0 | 0 | 0.37835 | 0.9955 | 0.93457 | 0.90357 | 0.44224 | 136.6716 | 504016.8295 | B | 100 | 52 | 38 | 2 | AZ | 235 | 0.63893 | 123.2729 | 236099.0762 | 418.1182 | 2 | AZ | 235 | 0.63893 | 123.2729 | 236099.0762 | 458.9376 | '235' | botswana | 7730 | 23 | units2 | W/m2 | W/m2 | W/m2 | m/s | kWh/m2/day | kWh/m2/day | W/m2 | m/s | wind | PV | CSP
|  |  | 3 | 101 | 30.75 | 0 | 69184.9192 | 10.25 | 31999.9998 | 10250000.25 | 101 | 2 | 85150.6422 | 0 | 2928.1664 | 975724.145 | 0 | 247074.6372 | 215595.2224 | 61919.1969 | 278.6889 | 0.7985 | 3.2683 | 2.9756 | 15.8293 | 1 | 0 | 0.25684 | 7.6042 | 0 | 0.77785 | 120.1539 | 128.536 | 0 | 0.8403 | 0.96732 | 0.34146 | 0 | 0 | 0 | 0.5 | 0 | 0.97072 | 0 | 0.14849 | 0.84171 | C | 0 | 0 | 0 | 0 | 0 | 0 | 0 | 0 | 0 | 0 | 0 | 0 | 0 | 0 | 0 | 0 | 0 |  | 0.88719 | 0 | 0.96523 | 0.8677 | 0.88101 | 0 | 0 | 0 | 0 | 0 | 0 | 1 | 0 | 0.34146 | 0.96732 | 0.8403 | 0.84171 | 0.55194 | 128.536 | 69184.9192 | C | 101 | 14 | 14 | 3 | AT | 227 | 0.60711 | 123.7552 | 142258.7767 | 560.3769 | 3 | AW | 230 | 0.65019 | 123.3978 | 182019.0857 | 640.9567 | '230' | burundi | 622 |  | angola | 200 | 280 | 250 | 5.6 | 6.72 | 6 | 200 | 5.6 | PV | CSP | PV
|  |  | 4 | 102 | 33 | 0 | 73379.3773 | 11 | 32000 | 11000000.05 | 102 | 2 | 104802.112 | 0 | 6529.9075 | 976282.5109 | 0 | 190040.1381 | 211107.8064 | 20204.8972 | 275.4314 | 1.3193 | 1.7273 | 2.8409 | 18.1818 | 1 | 0 | 0.25384 | 8.6582 | 0 | 1.7555 | 121.5749 | 131.9886 | 0 | 0.73614 | 0.98273 | 0.38636 | 0 | 0 | 0 | 0.5 | 0 | 0.9347 | 0 | 0 | 0.81818 | D | 0 | 0 | 0 | 0 | 0 | 0 | 0 | 0 | 0 | 0 | 0 | 0 | 0 | 0 | 0 | 0 | 0 |  | 0.85669 | 0 | 0.92149 | 0.77731 | 0.80593 | 0 | 0 | 0 | 0 | 0 | 0 | 1 | 0 | 0.38636 | 0.98273 | 0.73614 | 0.81818 | 0.51854 | 131.9886 | 73379.3773 | D | 102 | 26 | 23 | 4 | BB | 247 | 0.60009 | 124.0367 | 74983.96 | 635.3609 | 4 | AT | 227 | 0.60711 | 123.7552 | 142258.7767 | 783.2155 | '227' | drc | 21225 |  | botswana | 200 | 280 | 250 | 5.6 | 6.72 | 6 | 250 | 6 | CSP | wind | wind
|  |  | 5 | 117 | 75 | 2 | 167712.3622 | 25 | 60000 | 24999999.85 | 117 | 2 | 67423.4786 | 0 | 1923.0905 | 988426.1223 | 0 | 390653.3707 | 289223.8067 | 3390.6598 | 276.9856 | 0.18586 | 12.14 | 2.33 | 27.68 | 1 | 0 | 0.25527 | 6.7864 | 0 | 0.51381 | 120.8928 | 128.193 | 0 | 0.96283 | 0.8786 | 0.55667 | 0 | 0 | 0 | 0.5 | 0 | 0.98077 | 0 | 0.32577 | 0.7232 | E | 0 | 0 | 0 | 0 | 0 | 0 | 0 | 0 | 0 | 0 | 0 | 0 | 0 | 0 | 0 | 0 | 0 |  | 0.91086 | 0 | 0.97704 | 0.8207 | 0.88847 | 0 | 0 | 0 | 0 | 0 | 0 | 1 | 0 | 0.55667 | 0.8786 | 0.96283 | 0.7232 | 0.56145 | 128.193 | 167712.3622 | E | 117 | 11 | 12 | 5 | AY | 234 | 0.59325 | 123.0638 | 222838.5611 | 858.1995 | 5 | BB | 247 | 0.60009 | 124.0367 | 74983.96 | 858.1995 | '247' | djibouti | 764 |  | burundi | 200 | 260 | 230 | 5.6 | 6.24 | 5.52 | 300 | 6.4
|  |  | 6 | 119 | 43.5 | 0 | 95344.4284 | 14.5 | 45999.9998 | 14499999.85 | 119 | 4 | 148221.5519 | 0 | 20727.7665 | 1055597.8543 | 0 | 606258.4419 | 472385.364 | 18317.6279 | 271.4935 | 0.42671 | 0 | 2.9828 | 3.3448 | 1 | 0 | 0.25021 | 10.9442 | 0 | 5.653 | 123.3385 | 139.9356 | 0 | 0.91466 | 1 | 0.33908 | 0 | 0 | 0 | 0.5 | 0 | 0.79272 | 0 | 0 | 0.96655 | F | 0 | 0 | 0 | 0 | 0 | 0 | 0 | 0 | 0 | 0 | 0 | 0 | 0 | 0 | 0 | 0 | 0 |  | 0.79053 | 0 | 0.74713 | 0.66513 | 0.63313 | 0 | 0 | 0 | 0 | 0 | 0 | 1 | 0 | 0.33908 | 1 | 0.91466 | 0.96655 | 0.46427 | 139.9356 | 95344.4284 | F | 119 | 45 | 58 | 6 | BC | 248 | 0.58932 | 124.9256 | 125926.5926 | 984.1261 | 6 | BC | 248 | 0.58932 | 124.9256 | 125926.5926 | 984.1261 | '248' | egypt | 455525 |  | djibouti | 300 | 260 | 250 | 6.4 | 6.24 | 6 | 350 | 6.7
|  |  | 7 | 120 | 126 | 6 | 283798.8548 | 42 | 110999.9992 | 41999999.5 | 120 | 6 | 102627.6203 | 0 | 362.0232 | 975421.6446 | 0 | 334238.398 | 249393.6972 | 3360.5993 | 278.9931 | 0.41071 | 12.2679 | 2.4226 | 37.381 | 0.95238 | 0 | 0.25712 | 8.4422 | 0 | 0.096182 | 120.0231 | 128.5615 | 0 | 0.91786 | 0.87732 | 0.52579 | 0 | 0 | 0 | 0.47619 | 0 | 0.99638 | 0 | 0.0062621 | 0.62619 | G | 0 | 0 | 0 | 0 | 0 | 0 | 0 | 0 | 0 | 0 | 0 | 0 | 0 | 0 | 0 | 0 | 0 |  | 0.86294 | 0 | 0.99573 | 0.87602 | 0.88045 | 0 | 0 | 0 | 0 | 0 | 0 | 0.95238 | 0 | 0.52579 | 0.87732 | 0.91786 | 0.62619 | 0.54716 | 128.5615 | 283798.8548 | G | 120 | 15 | 15 | 7 | DJ | 41 | 0.58552 | 126.8494 | 374285.1552 | 1358.4112 | 7 | CC | 33 | 0.5641 | 125.6829 | 137949.789 | 1122.0758 | '33' | ethiopia | 21363 | 91 | drc | 200 | 260 | 210 | 5.6 | 6.24 | 5.04 | 400 | 7
|  |  | 8 | 121 | 46.5 | 0 | 102474.3227 | 15.5 | 43999.9994 | 15500000 | 121 | 2 | 123432.5135 | 0 | 2766.8205 | 956892.1063 | 0 | 181877.7074 | 191646.3695 | 39807.036 | 272.9704 | 0.52961 | 2.0645 | 1.9677 | 19.1935 | 1 | 0 | 0.25157 | 9.6584 | 0 | 0.7504 | 122.6712 | 133.0799 | 0 | 0.89408 | 0.97935 | 0.67742 | 0 | 0 | 0 | 0.5 | 0 | 0.97233 | 0 | 0 | 0.80806 | H | 0 | 0 | 0 | 0 | 0 | 0 | 0 | 0 | 0 | 0 | 0 | 0 | 0 | 0 | 0 | 0 | 0 |  | 0.82774 | 0 | 0.96646 | 0.70758 | 0.7822 | 0 | 0 | 0 | 0 | 0 | 0 | 1 | 0 | 0.67742 | 0.97935 | 0.89408 | 0.80806 | 0.53083 | 133.0799 | 102474.3227 | H | 121 | 22 | 27 | 8 | FG | 82 | 0.57198 | 126.5586 | 72555.895 | 1430.9671 | 8 | FG | 82 | 0.57198 | 126.5586 | 72555.895 | 1194.6317 | '82' | kenya | 20646 | 123 | egypt | 200 | 270 | 230 | 5.6 | 6.48 | 5.52 | 450 | 7.3
|  |  | 9 | 123 | 37.5 | 0 | 82129.4242 | 12.5 | 33000.0006 | 12500000.35 | 123 | 2 | 173777.2417 | 0 | 46717.3009 | 1041437.7089 | 0 | 580640.39 | 447624.502 | 38965.6949 | 271.282 | 0.24529 | 0.1 | 3 | 1.2 | 0.84 | 0 | 0.25001 | 12.2254 | 0 | 12.7526 | 123.4345 | 148.4126 | 0 | 0.95094 | 0.999 | 0.33333 | 0 | 0 | 0 | 0.42 | 0 | 0.53283 | 0 | 0 | 0.988 | I | 0 | 0 | 0 | 0 | 0 | 0 | 0 | 0 | 0 | 0 | 0 | 0 | 0 | 0 | 0 | 0 | 0 |  | 0.75345 | 0 | 0.42952 | 0.65902 | 0.4488 | 0 | 0 | 0 | 0 | 0 | 0 | 0.84 | 0 | 0.33333 | 0.999 | 0.95094 | 0.988 | 0.38508 | 148.4126 | 82129.4242 | I | 123 | 72 | 98 | 9 | CC | 33 | 0.5641 | 125.6829 | 137949.789 | 1568.9169 | 9 | DC | 40 | 0.56163 | 126.848 | 422849.4562 | 1617.4812 | '40' | lesotho | 1309 |  | ethiopia | 200 | 280 | 250 | 5.6 | 6.72 | 6 | 500 | 7.5
|  |  | 10 | 126 | 82.5 | 0 | 178246.7617 | 27.5 | 66999.9994 | 27500000.35 | 126 | 3 | 126129.6979 | 0 | 15297.9032 | 1111936.7472 | 0 | 728031.663 | 529340.0619 | 13715.6323 | 267.6216 | 0.30493 | 0.26364 | 2.9455 | 7.7818 | 0 | 0 | 0.24664 | 9.9874 | 0 | 4.2327 | 125.1228 | 139.3429 | 0 | 0.93901 | 0.99736 | 0.35152 | 0 | 0 | 0 | 0 | 0 | 0.84702 | 0 | 0 | 0.92218 | J | 0 | 0 | 0 | 0 | 0 | 0 | 0 | 0 | 0 | 0 | 0 | 0 | 0 | 0 | 0 | 0 | 0 |  | 0.81822 | 0 | 0.81067 | 0.55163 | 0.64602 | 0 | 0 | 0 | 0 | 0 | 0 | 0 | 0 | 0.35152 | 0.99736 | 0.93901 | 0.92218 | 0.41891 | 139.3429 | 178246.7617 | J | 126 | 59 | 55 | 10 | DC | 40 | 0.56163 | 126.848 | 422849.4562 | 1991.7663 | 10 | DJ | 41 | 0.58552 | 126.8494 | 374285.1552 | 1991.7663 | '41' | libya | 170000 |  | kenya | 250 | 270 | 250 | 6 | 6.48 | 6 | 550 | 7.8
|  |  | 11 | 127 | 96.75 | 0 | 211305.5696 | 32.25 | 65999.9996 | 32249999.75 | 127 | 4 | 167465.7941 | 0 | 4129.1234 | 957668.0826 | 0 | 138752.9631 | 199721.6539 | 43974.144 | 270.5287 | 2.1905 | 0.18605 | 1.8527 | 17.6047 | 1 | 0 | 0.24932 | 11.9443 | 0 | 1.1299 | 123.7782 | 136.8524 | 0 | 0.5619 | 0.99814 | 0.71576 | 0 | 0 | 0 | 0.5 | 0 | 0.95871 | 0 | 0 | 0.82395 | K | 0 | 0 | 0 | 0 | 0 | 0 | 0 | 0 | 0 | 0 | 0 | 0 | 0 | 0 | 0 | 0 | 0 |  | 0.76158 | 0 | 0.94948 | 0.63716 | 0.70017 | 0 | 0 | 0 | 0 | 0 | 0 | 1 | 0 | 0.71576 | 0.99814 | 0.5619 | 0.82395 | 0.48506 | 136.8524 | 211305.5696 | K | 127 | 35 | 41 | 11 | E | 117 | 0.56145 | 128.193 | 167712.3622 | 2159.4787 | 11 | FA | 65 | 0.56061 | 127.6842 | 83103.2139 | 2074.8696 | '65' | malawi | 3667 | 22 | lesotho | 200 | 280 | 250 | 5.6 | 6.72 | 6 | 600 | 8
|  |  | 12 | 13 | 150 | 7 | 327320.9503 | 50 | 158999.9992 | 49999999.05 | 13 | 9 | 7844.6445 | 0 | 5743.4981 | 1216469.3845 | 0 | 747888.49 | 632697.0837 | 4449.9123 | 270.2937 | 0.76564 | 4.345 | 2.935 | 21.59 | 1 | 0 | 0.2491 | 3.9768 | 0 | 1.5746 | 123.886 | 129.4375 | 0 | 0.84687 | 0.95655 | 0.355 | 0 | 0 | 0 | 0.5 | 0 | 0.94257 | 0 | 0.92155 | 0.7841 | L | 0 | 0 | 0 | 0 | 0 | 0 | 0 | 0 | 0 | 0 | 0 | 0 | 0 | 0 | 0 | 0 | 0 |  | 0.99216 | 0 | 0.92959 | 0.6303 | 0.86141 | 0 | 0 | 0 | 0 | 0 | 0 | 1 | 0 | 0.355 | 0.95655 | 0.84687 | 0.7841 | 0.54169 | 129.4375 | 327320.9503 | L | 13 | 16 | 16 | 12 | FA | 65 | 0.56061 | 127.6842 | 83103.2139 | 2242.5819 | 12 | E | 117 | 0.56145 | 128.193 | 167712.3622 | 2242.5819 | '117' | mozambique | 8840 | 60 | libya | 300 | 280 | 250 | 6.4 | 6.72 | 6
|  |  | 13 | 130 | 41.25 | 0 | 92371.4231 | 13.75 | 48999.9998 | 13750000.1 | 130 | 3 | 111597.7699 | 0 | 882.6334 | 953786.1495 | 0 | 231023.6353 | 192728.1989 | 58697.8192 | 277.3749 | 0.77523 | 4.2909 | 2.8727 | 23.9818 | 1 | 0 | 0.25563 | 8.9284 | 0 | 0.23581 | 120.7231 | 129.8874 | 0 | 0.84495 | 0.95709 | 0.37576 | 0 | 0 | 0 | 0.5 | 0 | 0.99117 | 0 | 0 | 0.76018 | M | 0 | 0 | 0 | 0 | 0 | 0 | 0 | 0 | 0 | 0 | 0 | 0 | 0 | 0 | 0 | 0 | 0 |  | 0.84886 | 0 | 0.98948 | 0.83149 | 0.85162 | 0 | 0 | 0 | 0 | 0 | 0 | 1 | 0 | 0.37576 | 0.95709 | 0.84495 | 0.76018 | 0.53755 | 129.8874 | 92371.4231 | M | 130 | 18 | 18 | 13 | EX | 59 | 0.55877 | 128.2796 | 409355.6475 | 2651.9376 | 13 | EX | 59 | 0.55877 | 128.2796 | 409355.6475 | 2651.9376 | '59' | namibia | 5420 | 30 | malawi | 200 | 260 | 240 | 5.6 | 6.24 | 5.76
|  |  | 14 | 136 | 112.5 | 0 | 249391.6867 | 37.5 | 93999.9994 | 37499999.45 | 136 | 5 | 134954.3053 | 0 | 13940.6455 | 955688.9259 | 0 | 169466.0814 | 191430.345 | 40833.5126 | 274.5888 | 1.1194 | 1.02 | 2.7733 | 12.9 | 1 | 0 | 0.25306 | 10.1691 | 0 | 3.7628 | 121.949 | 135.8809 | 0 | 0.77611 | 0.9898 | 0.40889 | 0 | 0 | 0 | 0.5 | 0 | 0.86059 | 0 | 0 | 0.871 | N | 0 | 0 | 0 | 0 | 0 | 0 | 0 | 0 | 0 | 0 | 0 | 0 | 0 | 0 | 0 | 0 | 0 |  | 0.81296 | 0 | 0.83169 | 0.75352 | 0.7213 | 0 | 0 | 0 | 0 | 0 | 0 | 1 | 0 | 0.40889 | 0.9898 | 0.77611 | 0.871 | 0.49081 | 135.8809 | 249391.6867 | N | 136 | 32 | 35 | 14 | C | 101 | 0.55194 | 128.536 | 69184.9192 | 2721.1225 | 14 | C | 101 | 0.55194 | 128.536 | 69184.9192 | 2721.1225 | '101' | rwanda | 788 |  | mozambique | 200 | 260 | 230 | 5.6 | 6.24 | 5.52
|  |  | 15 | 138 | 53.25 | 0 | 116946.6084 | 17.75 | 56999.999 | 17749999.45 | 138 | 4 | 171551.1995 | 0 | 25070.4105 | 1038365.4895 | 0 | 593094.2636 | 456363.3947 | 22294.1197 | 272.0329 | 0.24774 | 0.042254 | 2.9437 | 1.6479 | 1 | 0 | 0.25071 | 12.0812 | 0 | 6.825 | 123.0938 | 142 | 0 | 0.95045 | 0.99958 | 0.35211 | 0 | 0 | 0 | 0.5 | 0 | 0.7493 | 0 | 0 | 0.98352 | O | 0 | 0 | 0 | 0 | 0 | 0 | 0 | 0 | 0 | 0 | 0 | 0 | 0 | 0 | 0 | 0 | 0 |  | 0.75762 | 0 | 0.6947 | 0.6807 | 0.58824 | 0 | 0 | 0 | 0 | 0 | 0 | 1 | 0 | 0.35211 | 0.99958 | 0.95045 | 0.98352 | 0.44958 | 142 | 116946.6084 | O | 138 | 50 | 65 | 15 | G | 120 | 0.54716 | 128.5615 | 283798.8548 | 3004.9213 | 15 | G | 120 | 0.54716 | 128.5615 | 283798.8548 | 3004.9213 | '120' | southAfrica | 453069 | 182 | namibia | 200 | 280 | 250 | 5.6 | 6.72 | 6
|  |  | 16 | 143 | 182.25 | 0 | 408708.1728 | 60.75 | 137000.0004 | 60750000.65 | 143 | 8 | 154673.7261 | 0 | 20701.3138 | 951593.9505 | 0 | 151048.3982 | 189778.7559 | 45024.4243 | 277.7789 | 2.3299 | 0.51029 | 2.6502 | 7.4198 | 1 | 0 | 0.256 | 11.0135 | 0 | 5.5377 | 120.556 | 137.1072 | 0 | 0.53401 | 0.9949 | 0.44993 | 0 | 0 | 0 | 0.5 | 0 | 0.79299 | 0 | 0 | 0.9258 | P | 0 | 0 | 0 | 0 | 0 | 0 | 0 | 0 | 0 | 0 | 0 | 0 | 0 | 0 | 0 | 0 | 0 |  | 0.78852 | 0 | 0.75229 | 0.84212 | 0.69463 | 0 | 0 | 0 | 0 | 0 | 0 | 1 | 0 | 0.44993 | 0.9949 | 0.53401 | 0.9258 | 0.47308 | 137.1072 | 408708.1728 | P | 143 | 42 | 43 | 16 | L | 13 | 0.54169 | 129.4375 | 327320.9503 | 3332.2423 | 16 | L | 13 | 0.54169 | 129.4375 | 327320.9503 | 3332.2423 | '13' | sudan | 58754 |  | rwanda | 200 | 260 | 230 | 5.6 | 6.24 | 5.52
|  |  | 17 | 146 | 45 | 0 | 99327.2519 | 15 | 44999.9998 | 14999999.8 | 146 | 3 | 153097.5575 | 0 | 14672.6485 | 938374.806 | 0 | 162805.4782 | 174099.8488 | 58037.9662 | 273.4068 | 1.7737 | 1.0667 | 2.7167 | 14.2 | 1 | 0 | 0.25197 | 11.1086 | 0 | 3.9741 | 122.4753 | 137.558 | 0 | 0.64526 | 0.98933 | 0.42778 | 0 | 0 | 0 | 0.5 | 0 | 0.85327 | 0 | 0 | 0.858 | Q | 0 | 0 | 0 | 0 | 0 | 0 | 0 | 0 | 0 | 0 | 0 | 0 | 0 | 0 | 0 | 0 | 0 |  | 0.78577 | 0 | 0.82224 | 0.72004 | 0.68483 | 0 | 0 | 0 | 0 | 0 | 0 | 1 | 0 | 0.42778 | 0.98933 | 0.64526 | 0.858 | 0.46995 | 137.558 | 99327.2519 | Q | 146 | 44 | 46 | 17 | FF | 8 | 0.54069 | 129.6827 | 532417.6668 | 3864.66 | 17 | FF | 8 | 0.54069 | 129.6827 | 532417.6668 | 3864.66 | '8' | southSudan | 6132 |  | southAfrica | 300 | 280 | 250 | 6.4 | 6.72 | 6
|  |  | 18 | 15 | 66.75 | 0 | 144525.216 | 22.25 | 56999.9996 | 22250000.2 | 15 | 2 | 32763.7613 | 0 | 26956.198 | 1222741.7383 | 0 | 778974.2002 | 643159.7993 | 19804.2393 | 268.192 | 0.8161 | 0.20225 | 2.9663 | 1.4045 | 1 | 0 | 0.24717 | 5.2632 | 0 | 7.4441 | 124.8568 | 137.564 | 0 | 0.83678 | 0.99798 | 0.34457 | 0 | 0 | 0 | 0.5 | 0 | 0.73044 | 0 | 0.67236 | 0.98596 | R | 0 | 0 | 0 | 0 | 0 | 0 | 0 | 0 | 0 | 0 | 0 | 0 | 0 | 0 | 0 | 0 | 0 |  | 0.95494 | 0 | 0.667 | 0.56855 | 0.6847 | 0 | 0 | 0 | 0 | 0 | 0 | 1 | 0 | 0.34457 | 0.99798 | 0.83678 | 0.98596 | 0.48214 | 137.564 | 144525.216 | R | 15 | 36 | 47 | 18 | M | 130 | 0.53755 | 129.8874 | 92371.4231 | 3957.0314 | 18 | M | 130 | 0.53755 | 129.8874 | 92371.4231 | 3957.0314 | '130' | swaziland | 1952 | 13 | southSudan | 200 | 250 | 260 | 5.6 | 6 | 6.24
|  |  | 19 | 154 | 73.5 | 2 | 162186.875 | 24.5 | 72000 | 24499999.7 | 154 | 5 | 106538.1583 | 0 | 11403.2042 | 993672.3783 | 0 | 517623.0373 | 381713.0812 | 8765.1315 | 273.3265 | 0.17943 | 1.8367 | 2.9796 | 11.5306 | 1 | 0 | 0.2519 | 8.8106 | 0 | 3.0891 | 122.5113 | 134.411 | 0 | 0.96411 | 0.98163 | 0.34014 | 0 | 0 | 0 | 0.5 | 0 | 0.88597 | 0 | 0 | 0.88469 | S | 0 | 0 | 0 | 0 | 0 | 0 | 0 | 0 | 0 | 0 | 0 | 0 | 0 | 0 | 0 | 0 | 0 |  | 0.85228 | 0 | 0.86184 | 0.71775 | 0.75326 | 0 | 0 | 0 | 0 | 0 | 0 | 1 | 0 | 0.34014 | 0.98163 | 0.96411 | 0.88469 | 0.50983 | 134.411 | 162186.875 | S | 154 | 29 | 34 | 19 | AO | 206 | 0.53358 | 136.2605 | 74320.1554 | 4031.3515 | 19 | FE | 78 | 0.52698 | 130.9258 | 392429.3741 | 4349.4608 | '78' | tanzania | 10923 |  | sudan | 250 | 280 | 250 | 6 | 6.72 | 6
|  |  | 20 | 162 | 72.75 | 6 | 158890.8304 | 24.25 | 78000 | 24250000.1 | 162 | 7 | 191021.6855 | 0 | 8881.0128 | 1018699.3276 | 0 | 608036.144 | 450717.5133 | 5807.6844 | 270.5324 | 0.92404 | 0.51546 | 2.9278 | 18.6907 | 0.86598 | 0 | 0.24932 | 13.1203 | 0 | 2.4353 | 123.7777 | 139.3332 | 0 | 0.81519 | 0.99485 | 0.35739 | 0 | 0 | 0 | 0.43299 | 0 | 0.91119 | 0 | 0 | 0.81309 | T | 0 | 0 | 0 | 0 | 0 | 0 | 0 | 0 | 0 | 0 | 0 | 0 | 0 | 0 | 0 | 0 | 0 |  | 0.72755 | 0 | 0.89108 | 0.6372 | 0.64623 | 0 | 0 | 0 | 0 | 0 | 0 | 0.86598 | 0 | 0.35739 | 0.99485 | 0.81519 | 0.81309 | 0.45082 | 139.3332 | 158890.8304 | T | 162 | 49 | 54 | 20 | AU | 229 | 0.53324 | 131.7933 | 66482.7317 | 4097.8343 | 20 | AU | 229 | 0.53324 | 131.7933 | 66482.7317 | 4415.9435 | '229' | uganda | 9313 | 9 | swaziland | 250 | 260 | 210 | 6 | 6.24 | 5.04
|  |  | 21 | 166 | 88.5 | 0 | 195153.3628 | 29.5 | 98000.0004 | 29500000.05 | 166 | 8 | 155017.0974 | 0 | 26586.6689 | 997777.0306 | 0 | 552712.1276 | 411090.455 | 31989.3716 | 273.1406 | 0.18755 | 2.2627 | 2.9492 | 5.5932 | 1 | 0 | 0.25173 | 11.2138 | 0 | 7.2098 | 122.5948 | 141.0185 | 0 | 0.96249 | 0.97737 | 0.35028 | 0 | 0 | 0 | 0.5 | 0 | 0.73413 | 0 | 0 | 0.94407 | U | 0 | 0 | 0 | 0 | 0 | 0 | 0 | 0 | 0 | 0 | 0 | 0 | 0 | 0 | 0 | 0 | 0 |  | 0.78273 | 0 | 0.67748 | 0.71243 | 0.60958 | 0 | 0 | 0 | 0 | 0 | 0 | 1 | 0 | 0.35028 | 0.97737 | 0.96249 | 0.94407 | 0.45554 | 141.0185 | 195153.3628 | U | 166 | 48 | 62 | 21 | DW | 45 | 0.53209 | 132.0308 | 238348.5506 | 4336.1828 | 21 | FI | 9 | 0.47408 | 131.8156 | 174159.5797 | 4590.1031 | '9' | zambia | 18003 |  | tanzania | 250 | 280 | 250 | 6 | 6.72 | 6
|  |  | 22 | 168 | 30.75 | 0 | 69237.8218 | 10.25 | 33999.9998 | 10249999.85 | 168 | 1 | 167703.5851 | 0 | 28634.8599 | 904035.1171 | 0 | 147433.5622 | 140376.0958 | 91106.5389 | 278.9021 | 1.6142 | 0.65854 | 2.9268 | 2.9756 | 1 | 0 | 0.25704 | 11.5972 | 0 | 7.603 | 120.0621 | 139.2623 | 0 | 0.67716 | 0.99341 | 0.35772 | 0 | 0 | 0 | 0.5 | 0 | 0.71365 | 0 | 0 | 0.97024 | V | 0 | 0 | 0 | 0 | 0 | 0 | 0 | 0 | 0 | 0 | 0 | 0 | 0 | 0 | 0 | 0 | 0 |  | 0.77163 | 0 | 0.65989 | 0.87354 | 0.64777 | 0 | 0 | 0 | 0 | 0 | 0 | 1 | 0 | 0.35772 | 0.99341 | 0.67716 | 0.97024 | 0.45904 | 139.2623 | 69237.8218 | V | 168 | 46 | 53 | 22 | H | 121 | 0.53083 | 133.0799 | 102474.3227 | 4438.6571 | 22 | FJ | 93 | 0.5118 | 131.8963 | 241190.0369 | 4831.2931 | '93' | zimbabwe | 25153 | 44 | uganda | 200 | 260 | 250 | 5.6 | 6.24 | 6
|  |  | 23 | 17.1.1 | 387.75 | 3 | 835130.143 | 129.25 | 392999.9996 | 129250000.6 | 17.1.1 | 21 | 30887.62 | 0 | 26489.0052 | 1247768.7102 | 0 | 820124.393 | 663818.7816 | 20521.5526 | 266.7815 | 0.41344 | 0.64797 | 2.7969 | 5.4101 | 0.11799 | 0 | 0.24587 | 5.1958 | 0 | 7.3531 | 125.517 | 138.0659 | 0 | 0.91731 | 0.99352 | 0.40103 | 0 | 0 | 0 | 0.058994 | 0 | 0.73511 | 0 | 0.69112 | 0.9459 | W | 0 | 0 | 0 | 0 | 0 | 0 | 0 | 0 | 0 | 0 | 0 | 0 | 0 | 0 | 0 | 0 | 0 |  | 0.95689 | 0 | 0.67108 | 0.52656 | 0.67379 | 0 | 0 | 0 | 0 | 0 | 0 | 0.11799 | 0 | 0.40103 | 0.99352 | 0.91731 | 0.9459 | 0.4383 | 138.0659 | 835130.143 | W | 17.1.1 | 53 | 50 | 23 | AL | 201.1.1 | 0.5282 | 133.7135 | 486034.0617 | 4924.6912 | 23 | D | 102 | 0.51854 | 131.9886 | 73379.3773 | 4904.6725 | '102' |  |  |  | zambia | 200 | 260 | 250 | 5.6 | 6.24 | 6
|  |  | 24 | 17.1.2 | 153 | 0 | 330301.1422 | 51 | 152999.9994 | 51000000.8 | 17.1.2 | 10 | 36482.31 | 0 | 32164.4829 | 1236799.4262 | 0 | 805392.8646 | 654089.707 | 24458.9575 | 267.4066 | 0.83641 | 0.36765 | 2.8186 | 1.7353 | 0.53431 | 0 | 0.24644 | 5.4667 | 0 | 8.9091 | 125.2236 | 139.5994 | 0 | 0.83272 | 0.99632 | 0.39379 | 0 | 0 | 0 | 0.26716 | 0 | 0.67836 | 0 | 0.63518 | 0.98265 | X | 0 | 0 | 0 | 0 | 0 | 0 | 0 | 0 | 0 | 0 | 0 | 0 | 0 | 0 | 0 | 0 | 0 |  | 0.94905 | 0 | 0.60146 | 0.54522 | 0.64044 | 0 | 0 | 0 | 0 | 0 | 0 | 0.53431 | 0 | 0.39379 | 0.99632 | 0.83272 | 0.98265 | 0.44317 | 139.5994 | 330301.1422 | X | 17.1.2 | 51 | 57 | 24 | FE | 78 | 0.52698 | 130.9258 | 392429.3741 | 5317.1206 | 24 | DW | 45 | 0.53209 | 132.0308 | 238348.5506 | 5143.021 | '45' |  |  |  | zimbabwe | 200 | 280 | 250 | 5.6 | 6.72 | 6
|  |  | 25 | 170 | 30.75 | 0 | 69575.0266 | 10.25 | 25000 | 10250000 | 170 | 2 | 166463.5344 | 0 | 12558.1836 | 911047.8495 | 0 | 255762.3961 | 164196.082 | 21750.4915 | 280.2604 | 0.60566 | 3.3415 | 2.9268 | 15.6829 | 1 | 0 | 0.25829 | 11.4815 | 0 | 3.3188 | 119.4803 | 134.2806 | 0 | 0.87887 | 0.96659 | 0.35772 | 0 | 0 | 0 | 0.5 | 0 | 0.87442 | 0 | 0 | 0.84317 | Y | 0 | 0 | 0 | 0 | 0 | 0 | 0 | 0 | 0 | 0 | 0 | 0 | 0 | 0 | 0 | 0 | 0 |  | 0.77498 | 0 | 0.85156 | 0.91055 | 0.7561 | 0 | 0 | 0 | 0 | 0 | 0 | 1 | 0 | 0.35772 | 0.96659 | 0.87887 | 0.84317 | 0.50476 | 134.2806 | 69575.0266 | Y | 170 | 30 | 33 | 25 | EM | 52 | 0.52562 | 132.0951 | 67005.7187 | 5384.1263 | 25 | EM | 52 | 0.52562 | 132.0951 | 67005.7187 | 5210.0268 | '52'
|  |  | 26 | 172 | 40.5 | 0 | 87383.5519 | 13.5 | 38999.9998 | 13499999.75 | 172 | 3 | 184702.5652 | 0 | 42734.6439 | 1036990.3566 | 0 | 670935.5005 | 458302.0184 | 65166.6596 | 267.2564 | 0.51966 | 0.35185 | 2.7407 | 1.7037 | 0 | 0 | 0.2463 | 12.9619 | 0 | 11.8405 | 125.2942 | 150.0967 | 0 | 0.89607 | 0.99648 | 0.41975 | 0 | 0 | 0 | 0 | 0 | 0.57265 | 0 | 0 | 0.98296 | Z | 0 | 0 | 0 | 0 | 0 | 0 | 0 | 0 | 0 | 0 | 0 | 0 | 0 | 0 | 0 | 0 | 0 |  | 0.73213 | 0 | 0.47032 | 0.54073 | 0.41218 | 0 | 0 | 0 | 0 | 0 | 0 | 0 | 0 | 0.41975 | 0.99648 | 0.89607 | 0.98296 | 0.32964 | 150.0967 | 87383.5519 | Z | 172 | 103 | 105 | 26 | D | 102 | 0.51854 | 131.9886 | 73379.3773 | 5457.5057 | 26 | AX | 232 | 0.49587 | 132.3467 | 216580.8261 | 5426.6076 | '232' |  |  |  | Notes: | wind is including Ag land
|  |  | 27 | 177 | 88.5 | 0 | 191694.1665 | 29.5 | 95000 | 29500000.3 | 177 | 7 | 193655.4951 | 0 | 12835.8346 | 1043769.6166 | 0 | 694107.5758 | 460921.5662 | 51341.7997 | 268.299 | 0.63805 | 0.042373 | 2.8644 | 6.9153 | 0 | 0 | 0.24726 | 13.3622 | 0 | 3.5432 | 124.8069 | 141.7123 | 0 | 0.87239 | 0.99958 | 0.37853 | 0 | 0 | 0 | 0 | 0 | 0.87164 | 0 | 0 | 0.93085 | AA | 0 | 0 | 0 | 0 | 0 | 0 | 0 | 0 | 0 | 0 | 0 | 0 | 0 | 0 | 0 | 0 | 0 |  | 0.72055 | 0 | 0.84152 | 0.57173 | 0.5945 | 0 | 0 | 0 | 0 | 0 | 0 | 0 | 0 | 0.37853 | 0.99958 | 0.87239 | 0.93085 | 0.39687 | 141.7123 | 191694.1665 | AA | 177 | 68 | 64 | 27 | AS | 22 | 0.51765 | 133.4515 | 414006.395 | 5871.5121 | 27 | H | 121 | 0.53083 | 133.0799 | 102474.3227 | 5529.0819 | '121'
|  |  | 28 | 179 | 95.25 | 0 | 210267.3326 | 31.75 | 89999.9998 | 31750000 | 179 | 6 | 162726.8359 | 0 | 9820.6182 | 975571.345 | 0 | 553053.653 | 404197.6798 | 36111.5004 | 273.4389 | 0.46175 | 2.5118 | 2.8661 | 12.9528 | 1 | 0 | 0.252 | 11.5832 | 0 | 2.6608 | 122.461 | 136.705 | 0 | 0.90765 | 0.97488 | 0.37795 | 0 | 0 | 0 | 0.5 | 0 | 0.90179 | 0 | 0 | 0.87047 | AB | 0 | 0 | 0 | 0 | 0 | 0 | 0 | 0 | 0 | 0 | 0 | 0 | 0 | 0 | 0 | 0 | 0 |  | 0.77203 | 0 | 0.881 | 0.72095 | 0.70338 | 0 | 0 | 0 | 0 | 0 | 0 | 1 | 0 | 0.37795 | 0.97488 | 0.90765 | 0.87047 | 0.4879 | 136.705 | 210267.3326 | AB | 179 | 33 | 39 | 28 | FJ | 93 | 0.5118 | 131.8963 | 241190.0369 | 6112.7021 | 28 | BS | 30 | 0.45572 | 133.1636 | 72651.0045 | 5601.7329 | '30' |  |  |  | ACEC LCOE ranges |  |  |  |  | Weights for criteria and data labels - used for chart |  | Drop down list menus
|  |  | 29 | 181.1.1 | 272.25 | 1 | 592223.1384 | 90.75 | 312999.999 | 90749999.8 | 181.1.1 | 26 | 187855.012 | 0 | 36463.8868 | 1022342.7489 | 0 | 631234.2091 | 451729.6683 | 24762.9193 | 269.4455 | 0.66096 | 0.85124 | 2.6584 | 3.4848 | 0 | 0 | 0.24832 | 13.0143 | 0 | 10.0262 | 124.2767 | 147.3172 | 0 | 0.86781 | 0.99149 | 0.4472 | 0 | 0 | 0 | 0 | 0 | 0.63536 | 0 | 0 | 0.96515 | AC | 0 | 0 | 0 | 0 | 0 | 0 | 0 | 0 | 0 | 0 | 0 | 0 | 0 | 0 | 0 | 0 | 0 |  | 0.73062 | 0 | 0.55149 | 0.60545 | 0.47262 | 0 | 0 | 0 | 0 | 0 | 0 | 0 | 0 | 0.4472 | 0.99149 | 0.86781 | 0.96515 | 0.35263 | 147.3172 | 592223.1384 | AC | 181.1.1 | 83 | 91 | 29 | S | 154 | 0.50983 | 134.411 | 162186.875 | 6274.889 | 29 | AS | 22 | 0.51765 | 133.4515 | 414006.395 | 6015.7393 | '22' |  |  |  | Maximum | wind | CSP | PV |  | Data label |  | transmission line
|  |  | 30 | 181.1.2 | 162 | 0 | 350841.4138 | 54 | 144000 | 53999999.5 | 181.1.2 | 7 | 156720.0289 | 0 | 48078.4542 | 1047364.8715 | 0 | 650373.8082 | 474121.1628 | 33894.1035 | 268.2559 | 0.50379 | 1 | 2.7731 | 2.9074 | 0 | 0 | 0.24722 | 11.5045 | 0 | 13.2721 | 124.827 | 149.6036 | 0 | 0.89924 | 0.99 | 0.40895 | 0 | 0 | 0 | 0 | 0 | 0.51922 | 0 | 0 | 0.97093 | AD | 0 | 0 | 0 | 0 | 0 | 0 | 0 | 0 | 0 | 0 | 0 | 0 | 0 | 0 | 0 | 0 | 0 |  | 0.77431 | 0 | 0.40628 | 0.57045 | 0.4229 | 0 | 0 | 0 | 0 | 0 | 0 | 0 | 0 | 0.40895 | 0.99 | 0.89924 | 0.97093 | 0.33262 | 149.6036 | 350841.4138 | AD | 181.1.2 | 101 | 101 | 30 | Y | 170 | 0.50476 | 134.2806 | 69575.0266 | 6344.464 | 30 | EZ | 64 | 0.47143 | 133.6034 | 327285.7176 | 6343.025 | '64' |  |  |  | Total LCOE (using transmission line) | 157 | 283 | 174 |  | Total LCOE | 40% | substation
|  |  | 31 | 183 | 122.25 | 0 | 264645.4548 | 40.75 | 83999.9998 | 40750000.25 | 183 | 4 | 148470.703 | 0 | 4793.502 | 892404.4748 | 0 | 130859.3419 | 131733.8619 | 96953.387 | 268.1446 | 1.1403 | 1.2883 | 2.8037 | 16.865 | 1 | 0 | 0.24712 | 11.0932 | 0 | 1.3236 | 124.8789 | 137.2957 | 0 | 0.77194 | 0.98712 | 0.39877 | 0 | 0 | 0 | 0.5 | 0 | 0.95206 | 0 | 0 | 0.83135 | AE | 0 | 0 | 0 | 0 | 0 | 0 | 0 | 0 | 0 | 0 | 0 | 0 | 0 | 0 | 0 | 0 | 0 |  | 0.78622 | 0 | 0.94082 | 0.56715 | 0.69053 | 0 | 0 | 0 | 0 | 0 | 0 | 1 | 0 | 0.39877 | 0.98712 | 0.77194 | 0.83135 | 0.47567 | 137.2957 | 264645.4548 | AE | 183 | 39 | 44 | 31 | AX | 232 | 0.49587 | 132.3467 | 216580.8261 | 6561.0448 | 31 | AL | 201.1.1 | 0.5282 | 133.7135 | 486034.0617 | 6829.0591 | '201.1.1' |  |  |  | Total LCOE (using substation) | 145 | 244 | 171 |  | Generation LCOE | #N/A
|  |  | 32 | 186 | 63 | 0 | 136212.6723 | 21 | 58000.0002 | 21000000.4 | 186 | 3 | 205950.3842 | 0 | 31750.7646 | 1024584.4214 | 0 | 674738.1606 | 443861.728 | 69648.1283 | 267.8122 | 0.64299 | 0.11905 | 2.8333 | 1.2381 | 0 | 0 | 0.24682 | 14.0067 | 0 | 8.7793 | 125.0338 | 147.8197 | 0 | 0.8714 | 0.99881 | 0.38889 | 0 | 0 | 0 | 0 | 0 | 0.68249 | 0 | 0 | 0.98762 | AF | 0 | 0 | 0 | 0 | 0 | 0 | 0 | 0 | 0 | 0 | 0 | 0 | 0 | 0 | 0 | 0 | 0 |  | 0.7019 | 0 | 0.60727 | 0.55729 | 0.46169 | 0 | 0 | 0 | 0 | 0 | 0 | 0 | 0 | 0.38889 | 0.99881 | 0.8714 | 0.98762 | 0.34701 | 147.8197 | 136212.6723 | AF | 186 | 89 | 96 | 32 | N | 136 | 0.49081 | 135.8809 | 249391.6867 | 6810.4365 | 32 | BA | 238 | 0.47779 | 134.0755 | 75017.5687 | 6904.0767 | '238' |  |  |  | Generation LCOE | 127 | 235 | 155 |  | Transmission LCOE | #N/A | Scoring scale
|  |  | 33 | 189 | 93.75 | 1 | 199746.5998 | 31.25 | 101000 | 31250000.2 | 189 | 8 | 338615.564 | 0 | 4281.4065 | 1242447.3758 | 0 | 1037641.4594 | 659082.9258 | 12961.0547 | 263.9135 | 0.14017 | 1.136 | 2.296 | 16.52 | 0 | 0 | 0.24322 | 21.0051 | 0 | 1.202 | 126.881 | 149.0881 | 0 | 0.97197 | 0.98864 | 0.568 | 0 | 0 | 0 | 0 | 0 | 0.95719 | 0 | 0 | 0.8348 | AG | 0 | 0 | 0 | 0 | 0 | 0 | 0 | 0 | 0 | 0 | 0 | 0 | 0 | 0 | 0 | 0 | 0 |  | 0.49936 | 0 | 0.94626 | 0.43979 | 0.43411 | 0 | 0 | 0 | 0 | 0 | 0 | 0 | 0 | 0.568 | 0.98864 | 0.97197 | 0.8348 | 0.34182 | 149.0881 | 199746.5998 | AG | 189 | 91 | 100 | 33 | AB | 179 | 0.4879 | 136.705 | 210267.3326 | 7020.7039 | 33 | Y | 170 | 0.50476 | 134.2806 | 69575.0266 | 6973.6517 | '170' |  |  |  | Transmission LCOE (using transmission line) | 28 | 17 | 39 |  | Road LCOE | #N/A | country-specific
|  |  | 34 | 191 | 85.5 | 0 | 188748.1487 | 28.5 | 86000.0004 | 28500000.15 | 191 | 6 | 188103.536 | 0 | 14345.9029 | 969282.857 | 0 | 570172.6931 | 401062.6207 | 20033.9575 | 273.445 | 0.2307 | 0.42105 | 2.7368 | 8.8246 | 1 | 0 | 0.25201 | 12.837 | 0 | 3.8833 | 122.4587 | 139.179 | 0 | 0.95386 | 0.99579 | 0.42105 | 0 | 0 | 0 | 0.5 | 0 | 0.85654 | 0 | 0 | 0.91175 | AH | 0 | 0 | 0 | 0 | 0 | 0 | 0 | 0 | 0 | 0 | 0 | 0 | 0 | 0 | 0 | 0 | 0 |  | 0.73575 | 0 | 0.8263 | 0.72109 | 0.64958 | 0 | 0 | 0 | 0 | 0 | 0 | 1 | 0 | 0.42105 | 0.99579 | 0.95386 | 0.91175 | 0.47396 | 139.179 | 188748.1487 | AH | 191 | 41 | 52 | 34 | AM | 201.1.2 | 0.48544 | 136.7749 | 318557.6304 | 7339.2615 | 34 | S | 154 | 0.50983 | 134.411 | 162186.875 | 7135.8386 | '154' |  |  |  | Transmission LCOE (using substation) | 16 | 12 | 26 |  | Capacity value ratio using | #N/A | ACEC-specific
|  |  | 35 | 192 | 31.5 | 0 | 68842.2006 | 10.5 | 27000.0002 | 10500000.05 | 192 | 2 | 128823.555 | 0 | 10436.1144 | 868731.6523 | 0 | 162878.9729 | 103395.157 | 75341.6429 | 270.7058 | 1.6099 | 0.85714 | 2.7619 | 10.7143 | 1 | 0 | 0.24948 | 10.0081 | 0 | 2.8545 | 123.6974 | 136.5599 | 0 | 0.67802 | 0.99143 | 0.4127 | 0 | 0 | 0 | 0.5 | 0 | 0.89564 | 0 | 0 | 0.89286 | AI | 0 | 0 | 0 | 0 | 0 | 0 | 0 | 0 | 0 | 0 | 0 | 0 | 0 | 0 | 0 | 0 | 0 |  | 0.81762 | 0 | 0.87233 | 0.6423 | 0.70653 | 0 | 0 | 0 | 0 | 0 | 0 | 1 | 0 | 0.4127 | 0.99143 | 0.67802 | 0.89286 | 0.48136 | 136.5599 | 68842.2006 | AI | 192 | 37 | 37 | 35 | K | 127 | 0.48506 | 136.8524 | 211305.5696 | 7550.5671 | 35 | N | 136 | 0.49081 | 135.8809 | 249391.6867 | 7385.2302 | '136' |  |  |  | Road LCOE | 37 | 28 | 24 |  | Distance to Load Centers | 15%
|  |  | 36 | 197 | 199.5 | 4 | 425244.3558 | 66.5 | 175000.0002 | 66500000.4 | 197 | 8 | 351977.7524 | 0 | 5299.3561 | 1213185.1445 | 0 | 1016654.6635 | 629962.4318 | 9024.9457 | 264.0275 | 0.13177 | 1.188 | 2.5714 | 18.1429 | 0 | 0 | 0.24333 | 21.6795 | 0 | 1.4867 | 126.8262 | 149.9924 | 0 | 0.97365 | 0.98812 | 0.47619 | 0 | 0 | 0 | 0 | 0 | 0.94701 | 0 | 0 | 0.81857 | AJ | 0 | 0 | 0 | 0 | 0 | 0 | 0 | 0 | 0 | 0 | 0 | 0 | 0 | 0 | 0 | 0 | 0 |  | 0.47985 | 0 | 0.93352 | 0.44328 | 0.41445 | 0 | 0 | 0 | 0 | 0 | 0 | 0 | 0 | 0.47619 | 0.98812 | 0.97365 | 0.81857 | 0.32861 | 149.9924 | 425244.3558 | AJ | 197 | 105 | 104 | 36 | R | 15 | 0.48214 | 137.564 | 144525.216 | 7695.0923 | 36 | AO | 206 | 0.53358 | 136.2605 | 74320.1554 | 7459.5504 | '206' |  |  |  | Minimum |  |  |  |  | Distance to Wind Plant | 10% | Scoring weights for LCOE
|  |  | 37 | 199 | 93.75 | 0 | 201953.0598 | 31.25 | 101000.0004 | 31250000.8 | 199 | 6 | 295410.2532 | 0 | 46754.5963 | 1049427.907 | 0 | 783510.3115 | 457260.2147 | 30404.2859 | 266.8287 | 0.28303 | 0.304 | 2.64 | 1.608 | 0 | 0 | 0.24591 | 18.588 | 0 | 12.9766 | 125.4947 | 157.0593 | 0 | 0.94339 | 0.99696 | 0.45333 | 0 | 0 | 0 | 0 | 0 | 0.53245 | 0 | 0 | 0.98392 | AK | 0 | 0 | 0 | 0 | 0 | 0 | 0 | 0 | 0 | 0 | 0 | 0 | 0 | 0 | 0 | 0 | 0 |  | 0.56931 | 0 | 0.4195 | 0.52798 | 0.26078 | 0 | 0 | 0 | 0 | 0 | 0 | 0 | 0 | 0.45333 | 0.99696 | 0.94339 | 0.98392 | 0.27319 | 157.0593 | 201953.0598 | AK | 199 | 125 | 126 | 37 | AI | 192 | 0.48136 | 136.5599 | 68842.2006 | 7763.9345 | 37 | AI | 192 | 0.48136 | 136.5599 | 68842.2006 | 7528.3926 | '192' |  |  |  | Total LCOE (using transmission line) | 40 | 171 | 117 |  | Distance to Geothermal Plant | 5% | LCOE total
|  |  | 38 | 201.1.1 | 225 | 0 | 486034.0617 | 75 | 213000.0002 | 74999999.9 | 201.1.1 | 13 | 93578.0197 | 0 | 796.4009 | 845839.6833 | 0 | 143701.6234 | 84160.5212 | 55307.0965 | 267.5701 | 1.0757 | 0.97333 | 2.8033 | 17.9233 | 0.94667 | 0 | 0.24659 | 8.3456 | 0 | 0.22063 | 125.1473 | 133.7135 | 0 | 0.78485 | 0.99027 | 0.39889 | 0 | 0 | 0 | 0.47333 | 0.15839 | 0.99204 | 0 | 0.070071 | 0.82077 | AL | 0 | 0 | 0 | 0 | 0 | 0 | 0 | 0 | 0 | 0 | 0 | 0 | 0 | 0 | 0 | 0 | 0 |  | 0.86573 | 0 | 0.99016 | 0.55008 | 0.76843 | 0 | 0 | 0.15839 | 0 | 0 | 0 | 0.94667 | 0 | 0.39889 | 0.99027 | 0.78485 | 0.82077 | 0.5282 | 133.7135 | 486034.0617 | AL | 201.1.1 | 23 | 31 | 38 | BA | 238 | 0.47779 | 134.0755 | 75017.5687 | 7838.952 | 38 | B | 100 | 0.44224 | 136.6716 | 504016.8295 | 8032.4094 | '100' |  |  |  | Total LCOE (using substation) | 40 | 172 | 118 |  | Distance to Any RE Plant | #N/A | LCOE separate components
|  |  | 39 | 201.1.2 | 147 | 0 | 318557.6304 | 49 | 117000 | 48999999.75 | 201.1.2 | 5 | 115592.2213 | 0 | 9424.2468 | 862579.6518 | 0 | 143367.7712 | 99568.6181 | 70663.3928 | 268.4257 | 1.0728 | 0.84694 | 2.8163 | 14.4031 | 1 | 0 | 0.24738 | 9.4271 | 0 | 2.5997 | 124.7481 | 136.7749 | 0 | 0.78545 | 0.99153 | 0.39456 | 0 | 0 | 0 | 0.5 | 0.022174 | 0.90576 | 0 | 0 | 0.85597 | AM | 0 | 0 | 0 | 0 | 0 | 0 | 0 | 0 | 0 | 0 | 0 | 0 | 0 | 0 | 0 | 0 | 0 |  | 0.83443 | 0 | 0.88373 | 0.57547 | 0.70186 | 0 | 0 | 0.022174 | 0 | 0 | 0 | 1 | 0 | 0.39456 | 0.99153 | 0.78545 | 0.85597 | 0.48544 | 136.7749 | 318557.6304 | AM | 201.1.2 | 34 | 40 | 39 | AE | 183 | 0.47567 | 137.2957 | 264645.4548 | 8103.5975 | 39 | AB | 179 | 0.4879 | 136.705 | 210267.3326 | 8242.6768 | '179' |  |  |  | Generation LCOE | 36 | 167 | 112 |  | Colocation Potential with PV | 5%
|  |  | 40 | 202 | 32.25 | 0 | 68819.2575 | 10.75 | 33000.0002 | 10750000.3 | 202 | 2 | 379888.8857 | 0 | 19077.5173 | 1189977.7182 | 0 | 1009093.1281 | 608375.8988 | 17130.2627 | 264.3222 | 0.14337 | 1.1628 | 2.3953 | 4.814 | 0 | 0 | 0.2436 | 23.0818 | 0 | 5.3446 | 126.6846 | 155.111 | 0 | 0.97133 | 0.98837 | 0.53488 | 0 | 0 | 0 | 0 | 0 | 0.80922 | 0 | 0 | 0.95186 | AN | 0 | 0 | 0 | 0 | 0 | 0 | 0 | 0 | 0 | 0 | 0 | 0 | 0 | 0 | 0 | 0 | 0 |  | 0.43926 | 0 | 0.76093 | 0.45228 | 0.30315 | 0 | 0 | 0 | 0 | 0 | 0 | 0 | 0 | 0.53488 | 0.98837 | 0.97133 | 0.95186 | 0.29358 | 155.111 | 68819.2575 | AN | 202 | 117 | 118 | 40 | FI | 9 | 0.47408 | 131.8156 | 174159.5797 | 8277.7571 | 40 | AM | 201.1.2 | 0.48544 | 136.7749 | 318557.6304 | 8561.2344 | '201.1.2' |  |  |  | Transmission LCOE (using transmission line) | 1 | 1 | 3 |  | Colocation Potential with CSP | 5% | Reference on supply curve
|  |  | 41 | 206 | 34.5 | 0 | 74320.1554 | 11.5 | 32000.0002 | 11499999.75 | 206 | 2 | 65839.1237 | 0 | 13700.5772 | 824772.546 | 0 | 146835.4483 | 65074.6515 | 36762.5216 | 266.8339 | 1.6547 | 1.2174 | 2.8913 | 10.6957 | 1 | 0 | 0.24591 | 6.9642 | 0 | 3.8037 | 125.4927 | 136.2605 | 0 | 0.66907 | 0.98783 | 0.36957 | 0 | 0 | 0 | 0.5 | 0.34925 | 0.86299 | 0 | 0.34161 | 0.89304 | AO | 0 | 0 | 0 | 0 | 0 | 0 | 0 | 0 | 0 | 0 | 0 | 0 | 0 | 0 | 0 | 0 | 0 |  | 0.90571 | 0 | 0.82987 | 0.5281 | 0.71304 | 0 | 0 | 0.34925 | 0 | 0 | 0 | 1 | 0 | 0.36957 | 0.98783 | 0.66907 | 0.89304 | 0.53358 | 136.2605 | 74320.1554 | AO | 206 | 19 | 36 | 41 | AH | 191 | 0.47396 | 139.179 | 188748.1487 | 8466.5052 | 41 | K | 127 | 0.48506 | 136.8524 | 211305.5696 | 8772.54 | '127' |  |  |  | Transmission LCOE (using substation) | 1 | 1 | 3 |  | Land Use Land Cover | 5% | demand in 2030
|  |  | 42 | 209 | 59.25 | 0 | 126354.7436 | 19.75 | 57000.0006 | 19749999.8 | 209 | 3 | 405207.1829 | 0 | 22588.9529 | 1199836.5052 | 0 | 1034972.6189 | 621877.9722 | 44293.4589 | 264.1537 | 0.14664 | 1.2785 | 2.3418 | 5.9873 | 0 | 0 | 0.24344 | 24.3914 | 0 | 6.3335 | 126.7655 | 157.4903 | 0 | 0.97067 | 0.98722 | 0.55274 | 0 | 0 | 0 | 0 | 0 | 0.77411 | 0 | 0 | 0.94013 | AP | 0 | 0 | 0 | 0 | 0 | 0 | 0 | 0 | 0 | 0 | 0 | 0 | 0 | 0 | 0 | 0 | 0 |  | 0.40136 | 0 | 0.71669 | 0.44714 | 0.25141 | 0 | 0 | 0 | 0 | 0 | 0 | 0 | 0 | 0.55274 | 0.98722 | 0.97067 | 0.94013 | 0.2731 | 157.4903 | 126354.7436 | AP | 209 | 126 | 128 | 42 | P | 143 | 0.47308 | 137.1072 | 408708.1728 | 8875.2134 | 42 | BE | 257 | 0.43798 | 137.0666 | 139472.4265 | 8912.0124 | '257' |  |  |  | Road LCOE | 0 | 0 | 0 |  | Population Density | 5% | PV generation target
|  |  | 43 | 212 | 43.5 | 0 | 93005.4182 | 14.5 | 51999.9996 | 14499999.6 | 212 | 4 | 397847.6211 | 0 | 16546.2885 | 1180275.9397 | 0 | 1010005.4337 | 600268.1601 | 21504.7555 | 264.8332 | 0.17828 | 1.1207 | 2.5345 | 7.1034 | 0 | 0 | 0.24407 | 23.9535 | 0 | 4.6263 | 126.4402 | 155.0201 | 0 | 0.96434 | 0.98879 | 0.48851 | 0 | 0 | 0 | 0 | 0 | 0.83454 | 0 | 0 | 0.92897 | AQ | 0 | 0 | 0 | 0 | 0 | 0 | 0 | 0 | 0 | 0 | 0 | 0 | 0 | 0 | 0 | 0 | 0 |  | 0.41404 | 0 | 0.79306 | 0.46783 | 0.30512 | 0 | 0 | 0 | 0 | 0 | 0 | 0 | 0 | 0.48851 | 0.98879 | 0.96434 | 0.92897 | 0.29058 | 155.0201 | 93005.4182 | AQ | 212 | 118 | 117 | 43 | EZ | 64 | 0.47143 | 133.6034 | 327285.7176 | 9202.4991 | 43 | P | 143 | 0.47308 | 137.1072 | 408708.1728 | 9320.7206 | '143' | [8 empty] | Human footprint | 5%
|  |  | 44 | 219 | 110.25 | 0 | 235807.046 | 36.75 | 87999.9996 | 36750000.2 | 219 | 5 | 418923.3546 | 0 | 890.495 | 1173723.3899 | 0 | 1017121.362 | 596213.1023 | 22085.2405 | 264.9303 | 0.1288 | 1 | 2.3673 | 14.7551 | 0 | 0 | 0.24416 | 25.0194 | 0 | 0.24907 | 126.394 | 151.6624 | 0 | 0.97424 | 0.99 | 0.54422 | 0 | 0 | 0 | 0 | 0 | 0.9911 | 0 | 0 | 0.85245 | AR | 0 | 0 | 0 | 0 | 0 | 0 | 0 | 0 | 0 | 0 | 0 | 0 | 0 | 0 | 0 | 0 | 0 |  | 0.38319 | 0 | 0.98889 | 0.47077 | 0.37813 | 0 | 0 | 0 | 0 | 0 | 0 | 0 | 0 | 0.54422 | 0.99 | 0.97424 | 0.85245 | 0.3193 | 151.6624 | 235807.046 | AR | 219 | 112 | 112 | 44 | Q | 146 | 0.46995 | 137.558 | 99327.2519 | 9301.8264 | 44 | AE | 183 | 0.47567 | 137.2957 | 264645.4548 | 9585.366 | '183' | [8 empty] | Slope | 5% | Turbine choice
|  |  | 45 | 22 | 189.75 | 1 | 414006.395 | 63.25 | 186999.9988 | 63249999.2 | 22 | 13 | 35845.4093 | 0 | 15194.0341 | 1192887.1979 | 0 | 740882.3391 | 614473.6327 | 24300.7359 | 270.2581 | 0.47105 | 0.20158 | 2.9763 | 8.502 | 1 | 0 | 0.24907 | 5.3786 | 0 | 4.17 | 123.9029 | 133.4515 | 0 | 0.90579 | 0.99798 | 0.34124 | 0 | 0 | 0 | 0.5 | 0 | 0.84806 | 0 | 0.64155 | 0.91498 | AS | 0 | 0 | 0 | 0 | 0 | 0 | 0 | 0 | 0 | 0 | 0 | 0 | 0 | 0 | 0 | 0 | 0 |  | 0.9516 | 0 | 0.81348 | 0.62923 | 0.77412 | 0 | 0 | 0 | 0 | 0 | 0 | 1 | 0 | 0.34124 | 0.99798 | 0.90579 | 0.91498 | 0.51765 | 133.4515 | 414006.395 | AS | 22 | 27 | 29 | 45 | F | 119 | 0.46427 | 139.9356 | 95344.4284 | 9397.1708 | 45 | EY | 62 | 0.43216 | 137.3811 | 79417.3812 | 9664.7834 | '62' | [10 empty] | Optimally chosen
|  |  | 46 | 227 | 62.25 | 0 | 142258.7767 | 20.75 | 55999.9996 | 20750000.2 | 227 | 4 | 35818.5344 | 0 | 1255.5836 | 787123.3159 | 0 | 262966.9061 | 81421.4854 | 81652.5013 | 283.0695 | 1.1503 | 18.0843 | 2.759 | 29.7711 | 1 | 0 | 0.26088 | 5.1322 | 0 | 0.32844 | 118.2945 | 123.7552 | 0 | 0.76993 | 0.81916 | 0.41365 | 0 | 0 | 0 | 0.5 | 0.18579 | 0.98744 | 0 | 0.64181 | 0.70229 | AT | 0 | 0 | 0 | 0 | 0 | 0 | 0 | 0 | 0 | 0 | 0 | 0 | 0 | 0 | 0 | 0 | 0 |  | 0.95873 | 0 | 0.98534 | 0.98598 | 0.98497 | 0 | 0 | 0.18579 | 0 | 0 | 0 | 1 | 0 | 0.41365 | 0.81916 | 0.76993 | 0.70229 | 0.60711 | 123.7552 | 142258.7767 | AT | 227 | 3 | 4 | 46 | V | 168 | 0.45904 | 139.2623 | 69237.8218 | 9466.4086 | 46 | Q | 146 | 0.46995 | 137.558 | 99327.2519 | 9764.1106 | '146' | [10 empty] | Class II
|  |  | 47 | 229 | 31.5 | 0 | 66482.7317 | 10.5 | 26000.0002 | 10500000.5 | 229 | 1 | 0 | 0 | 0 | 775976.1207 | 0 | 144842.6489 | 53633.9518 | 43061.0032 | 261.4278 | 1.3471 | 0.85714 | 3 | 26.2857 | 0 | 0 | 0.24093 | 3.7061 | 0 | 0 | 128.0872 | 131.7933 | 0 | 0.73057 | 0.99143 | 0.33333 | 0 | 0 | 0 | 0 | 0.46366 | 1 | 0 | 1 | 0.73714 | AU | 0 | 0 | 0 | 0 | 0 | 0 | 0 | 0 | 0 | 0 | 0 | 0 | 0 | 0 | 0 | 0 | 0 |  | 1 | 0 | 1 | 0.36307 | 0.81018 | 0 | 0 | 0.46366 | 0 | 0 | 0 | 0 | 0 | 0.33333 | 0.99143 | 0.73057 | 0.73714 | 0.53324 | 131.7933 | 66482.7317 | AU | 229 | 20 | 20 | 47 | BS | 30 | 0.45572 | 133.1636 | 72651.0045 | 9539.0596 | 47 | R | 15 | 0.48214 | 137.564 | 144525.216 | 9908.6359 | '15'
|  |  | 48 | 23 | 111.75 | 0 | 242238.4575 | 37.25 | 122000.0006 | 37250000.7 | 23 | 11 | 61700.7356 | 0 | 51887.3839 | 1209274.5083 | 0 | 781211.3951 | 627680.3196 | 39952.8307 | 268.5029 | 0.23424 | 0.36242 | 2.9396 | 1.7248 | 1 | 0 | 0.24745 | 6.713 | 0 | 14.3106 | 124.7122 | 145.7358 | 0 | 0.95315 | 0.99638 | 0.35347 | 0 | 0 | 0 | 0.5 | 0 | 0.48113 | 0 | 0.38299 | 0.98275 | AV | 0 | 0 | 0 | 0 | 0 | 0 | 0 | 0 | 0 | 0 | 0 | 0 | 0 | 0 | 0 | 0 | 0 |  | 0.91298 | 0 | 0.35982 | 0.57775 | 0.50701 | 0 | 0 | 0 | 0 | 0 | 0 | 1 | 0 | 0.35347 | 0.99638 | 0.95315 | 0.98275 | 0.41709 | 145.7358 | 242238.4575 | AV | 23 | 61 | 83 | 48 | U | 166 | 0.45554 | 141.0185 | 195153.3628 | 9734.213 | 48 | A | 10 | 0.43772 | 137.8037 | 72589.4426 | 9981.2253 | '10' | [8 empty] | Number of projects within 10km of a water body | 0 | Capacity Value
|  |  | 49 | 230 | 79.5 | 0 | 182019.0857 | 26.5 | 70999.9992 | 26499999.4 | 230 | 4 | 20991.5413 | 0 | 3473.9676 | 777462.4323 | 0 | 230315.9788 | 44249.3205 | 50328.2325 | 283.598 | 1.9963 | 26.6981 | 2.9151 | 30.6038 | 1 | 0 | 0.26136 | 4.4164 | 0 | 0.90738 | 118.0741 | 123.3978 | 0 | 0.60075 | 0.73302 | 0.36164 | 0 | 0 | 0 | 0.5 | 0.55751 | 0.96526 | 0 | 0.79008 | 0.69396 | AW | 0 | 0 | 0 | 0 | 0 | 0 | 0 | 0 | 0 | 0 | 0 | 0 | 0 | 0 | 0 | 0 | 0 |  | 0.97944 | 0 | 0.95944 | 1 | 0.99274 | 0 | 0 | 0.55751 | 0 | 0 | 0 | 1 | 0 | 0.36164 | 0.73302 | 0.60075 | 0.69396 | 0.65019 | 123.3978 | 182019.0857 | AW | 230 | 1 | 3 | 49 | T | 162 | 0.45082 | 139.3332 | 158890.8304 | 9893.1038 | 49 | EC | 471 | 0.39755 | 137.8238 | 88657.8118 | 10069.8831 | '471' | [8 empty] | Distance to surface water body | #REF! | Top 10% peak hours
|  |  | 50 | 232 | 102 | 0 | 216580.8261 | 34 | 83000 | 33999999.8 | 232 | 4 | 11407.3763 | 0 | 2695.4851 | 774128.3918 | 0 | 130626.9872 | 72821.7798 | 43924.4005 | 263.0106 | 2.5132 | 0.36029 | 2.6397 | 23.0221 | 0 | 0 | 0.24239 | 4.2695 | 0 | 0.75968 | 127.3176 | 132.3467 | 0 | 0.49736 | 0.9964 | 0.45343 | 0 | 0 | 0 | 0 | 0.27178 | 0.97305 | 0 | 0.88593 | 0.76978 | AX | 0 | 0 | 0 | 0 | 0 | 0 | 0 | 0 | 0 | 0 | 0 | 0 | 0 | 0 | 0 | 0 | 0 |  | 0.9837 | 0 | 0.96605 | 0.41202 | 0.79815 | 0 | 0 | 0.27178 | 0 | 0 | 0 | 0 | 0 | 0.45343 | 0.9964 | 0.49736 | 0.76978 | 0.49587 | 132.3467 | 216580.8261 | AX | 232 | 31 | 26 | 50 | O | 138 | 0.44958 | 142 | 116946.6084 | 10010.0504 | 50 | W | 17.1.1 | 0.4383 | 138.0659 | 835130.143 | 10905.0133 | '17.1.1' | [10 empty] | Chosen 3 hours in a day - 1 year
|  |  | 51 | 234 | 97.5 | 0 | 222838.5611 | 32.5 | 104000 | 32499999.7 | 234 | 6 | 21465.6937 | 0 | 1282.5161 | 776244.3895 | 0 | 282353.7962 | 96179.2544 | 62088.9203 | 283.0995 | 1.2554 | 12.1308 | 2.8 | 29.0462 | 1 | 0 | 0.2609 | 4.4466 | 0 | 0.33487 | 118.2822 | 123.0638 | 0 | 0.74891 | 0.87869 | 0.4 | 0 | 0 | 0 | 0.5 | 0.042631 | 0.98717 | 0 | 0.78534 | 0.70954 | AY | 0 | 0 | 0 | 0 | 0 | 0 | 0 | 0 | 0 | 0 | 0 | 0 | 0 | 0 | 0 | 0 | 0 |  | 0.97857 | 0 | 0.98505 | 0.98676 | 1 | 0 | 0 | 0.042631 | 0 | 0 | 0 | 1 | 0 | 0.4 | 0.87869 | 0.74891 | 0.70954 | 0.59325 | 123.0638 | 222838.5611 | AY | 234 | 5 | 1 | 51 | X | 17.1.2 | 0.44317 | 139.5994 | 330301.1422 | 10340.3516 | 51 | EQ | 530 | 0.4178 | 138.5646 | 100023.2331 | 11005.0365 | '530' | [10 empty] | Chosen 3 hours in a day - 10 years
|  |  | 52 | 235 | 103.5 | 0 | 236099.0762 | 34.5 | 109000.0002 | 34500000.3 | 235 | 6 | 12252.4146 | 0 | 2853.4491 | 769420.9802 | 0 | 254940.2411 | 65034.9524 | 71845.2008 | 282.5578 | 1.0888 | 15.8478 | 2.7029 | 29 | 1 | 0 | 0.26041 | 4.0149 | 0 | 0.7491 | 118.509 | 123.2729 | 0 | 0.78225 | 0.84152 | 0.43237 | 0 | 0 | 0 | 0.5 | 0.34965 | 0.97147 | 0 | 0.87748 | 0.71 | AZ | 0 | 0 | 0 | 0 | 0 | 0 | 0 | 0 | 0 | 0 | 0 | 0 | 0 | 0 | 0 | 0 | 0 |  | 0.99106 | 0 | 0.96652 | 0.97234 | 0.99545 | 0 | 0 | 0.34965 | 0 | 0 | 0 | 1 | 0 | 0.43237 | 0.84152 | 0.78225 | 0.71 | 0.63893 | 123.2729 | 236099.0762 | AZ | 235 | 2 | 2 | 52 | B | 100 | 0.44224 | 136.6716 | 504016.8295 | 10844.3684 | 52 | AH | 191 | 0.47396 | 139.179 | 188748.1487 | 11193.7846 | '191'
|  |  | 53 | 238 | 35.25 | 0 | 75017.5687 | 11.75 | 29000 | 11750000 | 238 | 2 | 41833.0069 | 0 | 4370.9955 | 750817.757 | 0 | 149775.3625 | 77618.5357 | 54123.1328 | 263.6072 | 2.1603 | 0.51064 | 2.8298 | 15.2979 | 0 | 0 | 0.24294 | 5.8194 | 0 | 1.2279 | 127.0282 | 134.0755 | 0 | 0.56793 | 0.99489 | 0.39007 | 0 | 0 | 0 | 0 | 0.22381 | 0.95629 | 0 | 0.58167 | 0.84702 | BA | 0 | 0 | 0 | 0 | 0 | 0 | 0 | 0 | 0 | 0 | 0 | 0 | 0 | 0 | 0 | 0 | 0 |  | 0.93884 | 0 | 0.9451 | 0.43043 | 0.76055 | 0 | 0 | 0.22381 | 0 | 0 | 0 | 0 | 0 | 0.39007 | 0.99489 | 0.56793 | 0.84702 | 0.47779 | 134.0755 | 75017.5687 | BA | 238 | 38 | 32 | 53 | W | 17.1.1 | 0.4383 | 138.0659 | 835130.143 | 11679.4985 | 53 | V | 168 | 0.45904 | 139.2623 | 69237.8218 | 11263.0225 | '168' | [10 empty] | CSP Thermal Storage
|  |  | 54 | 247 | 33 | 0 | 74983.96 | 11 | 19999.9998 | 10999999.95 | 247 | 1 | 14757.2221 | 0 | 3468.5209 | 743373.5774 | 0 | 299310.6625 | 103291.5216 | 53509.345 | 281.4543 | 1.4908 | 2.3182 | 2.1136 | 13.6364 | 1 | 0 | 0.25939 | 4.1507 | 0 | 0.9126 | 118.9733 | 124.0367 | 0 | 0.70184 | 0.97682 | 0.62879 | 0 | 0 | 0 | 0.5 | 0 | 0.96531 | 0 | 0.85243 | 0.86364 | BB | 0 | 0 | 0 | 0 | 0 | 0 | 0 | 0 | 0 | 0 | 0 | 0 | 0 | 0 | 0 | 0 | 0 |  | 0.98713 | 0 | 0.9592 | 0.9428 | 0.97884 | 0 | 0 | 0 | 0 | 0 | 0 | 1 | 0 | 0.62879 | 0.97682 | 0.70184 | 0.86364 | 0.60009 | 124.0367 | 74983.96 | BB | 247 | 4 | 5 | 54 | BE | 257 | 0.43798 | 137.0666 | 139472.4265 | 11818.971 | 54 | T | 162 | 0.45082 | 139.3332 | 158890.8304 | 11421.9133 | '162' | [10 empty] | 6h Storage
|  |  | 55 | 248 | 55.5 | 0 | 125926.5926 | 18.5 | 64000 | 18499999.8 | 248 | 4 | 10729.0326 | 0 | 6893.6529 | 747588.7913 | 0 | 313630.4987 | 118616.6162 | 37970.4534 | 281.0463 | 0.57827 | 8.7297 | 2.2973 | 25.4324 | 1 | 0 | 0.25901 | 3.9631 | 0 | 1.8164 | 119.1461 | 124.9256 | 0 | 0.88435 | 0.9127 | 0.56757 | 0 | 0 | 0 | 0.5 | 0 | 0.93106 | 0 | 0.89271 | 0.74568 | BC | 0 | 0 | 0 | 0 | 0 | 0 | 0 | 0 | 0 | 0 | 0 | 0 | 0 | 0 | 0 | 0 | 0 |  | 0.99256 | 0 | 0.91877 | 0.93181 | 0.95951 | 0 | 0 | 0 | 0 | 0 | 0 | 1 | 0 | 0.56757 | 0.9127 | 0.88435 | 0.74568 | 0.58932 | 124.9256 | 125926.5926 | BC | 248 | 6 | 6 | 55 | A | 10 | 0.43772 | 137.8037 | 72589.4426 | 11891.5604 | 55 | J | 126 | 0.41891 | 139.3429 | 178246.7617 | 11600.1601 | '126' | [10 empty] | 0h Storage
|  |  | 56 | 254 | 112.5 | 2 | 240487.6399 | 37.5 | 122999.9996 | 37499999.75 | 254 | 10 | 527309.7539 | 0 | 11166.5272 | 1136230.0372 | 0 | 1046213.59 | 573707.2776 | 12586.8946 | 264.7852 | 0.13099 | 1.02 | 2.3333 | 10.08 | 0 | 0 | 0.24403 | 30.5627 | 0 | 3.1229 | 126.4632 | 160.1488 | 0 | 0.9738 | 0.9898 | 0.55556 | 0 | 0 | 0 | 0 | 0 | 0.88833 | 0 | 0 | 0.8992 | BD | 0 | 0 | 0 | 0 | 0 | 0 | 0 | 0 | 0 | 0 | 0 | 0 | 0 | 0 | 0 | 0 | 0 |  | 0.22277 | 0 | 0.86032 | 0.46637 | 0.1936 | 0 | 0 | 0 | 0 | 0 | 0 | 0 | 0 | 0.55556 | 0.9898 | 0.9738 | 0.8992 | 0.24836 | 160.1488 | 240487.6399 | BD | 254 | 145 | 144 | 56 | FB | 70 | 0.43543 | 143.5844 | 188966.914 | 12080.5273 | 56 | BL | 280 | 0.39676 | 139.5672 | 105959.963 | 11706.12 | '280'
|  |  | 57 | 257 | 66 | 0 | 139472.4265 | 22 | 65000 | 22000000.15 | 257 | 5 | 75568.5496 | 0 | 5443.8599 | 720957.1971 | 0 | 178752.5076 | 80536.1561 | 46994.5424 | 261.7567 | 2.6812 | 1.0682 | 2.9773 | 18.25 | 0 | 0 | 0.24123 | 7.6031 | 0 | 1.5346 | 127.9289 | 137.0666 | 0 | 0.46376 | 0.98932 | 0.34091 | 0 | 0 | 0 | 0 | 0.19464 | 0.94556 | 0 | 0.24431 | 0.8175 | BE | 0 | 0 | 0 | 0 | 0 | 0 | 0 | 0 | 0 | 0 | 0 | 0 | 0 | 0 | 0 | 0 | 0 |  | 0.88722 | 0 | 0.93138 | 0.37314 | 0.69551 | 0 | 0 | 0.19464 | 0 | 0 | 0 | 0 | 0 | 0.34091 | 0.98932 | 0.46376 | 0.8175 | 0.43798 | 137.0666 | 139472.4265 | BE | 257 | 54 | 42 | 57 | EY | 62 | 0.43216 | 137.3811 | 79417.3812 | 12159.9447 | 57 | X | 17.1.2 | 0.44317 | 139.5994 | 330301.1422 | 12036.4212 | '17.1.2'
|  |  | 58 | 266 | 45 | 2 | 92072.5922 | 15 | 46000 | 15000000.55 | 266 | 2 | 114306.7806 | 0 | 14862.4533 | 697074.2739 | 0 | 186121.2034 | 117973.0394 | 9088.9697 | 253.4377 | 3.1321 | 0.066667 | 1.6667 | 9.1333 | 0 | 0 | 0.23357 | 9.9175 | 0 | 4.3438 | 132.1286 | 146.3898 | 0 | 0.37357 | 0.99933 | 0.77778 | 0 | 0 | 0 | 0 | 0 | 0.85138 | 0 | 0 | 0.90867 | BF | 0 | 0 | 0 | 0 | 0 | 0 | 0 | 0 | 0 | 0 | 0 | 0 | 0 | 0 | 0 | 0 | 0 |  | 0.82024 | 0 | 0.8057 | 0.106 | 0.49278 | 0 | 0 | 0 | 0 | 0 | 0 | 0 | 0 | 0.77778 | 0.99933 | 0.37357 | 0.90867 | 0.35008 | 146.3898 | 92072.5922 | BF | 266 | 86 | 85 | 58 | FH | 85 | 0.42784 | 141.2282 | 130265.5202 | 12290.2102 | 58 | F | 119 | 0.46427 | 139.9356 | 95344.4284 | 12131.7656 | '119'
|  |  | 59 | 267 | 48.75 | 0 | 106525.6388 | 16.25 | 47999.9996 | 16249999.75 | 267 | 4 | 331445.5871 | 0 | 1671.1779 | 865648.7371 | 0 | 704459.2134 | 273279.544 | 32104.159 | 270.6655 | 0.84253 | 0.49231 | 2.4154 | 14.7846 | 0 | 0 | 0.24945 | 20.1229 | 0 | 0.45641 | 123.7158 | 144.2951 | 0 | 0.83149 | 0.99508 | 0.52821 | 0 | 0 | 0 | 0 | 0 | 0.98329 | 0 | 0 | 0.85215 | BG | 0 | 0 | 0 | 0 | 0 | 0 | 0 | 0 | 0 | 0 | 0 | 0 | 0 | 0 | 0 | 0 | 0 |  | 0.5249 | 0 | 0.97961 | 0.64113 | 0.53833 | 0 | 0 | 0 | 0 | 0 | 0 | 0 | 0 | 0.52821 | 0.99508 | 0.83149 | 0.85215 | 0.37568 | 144.2951 | 106525.6388 | BG | 267 | 75 | 74 | 59 | J | 126 | 0.41891 | 139.3429 | 178246.7617 | 12468.457 | 59 | FC | 75 | 0.41405 | 140.507 | 106960.7409 | 12238.7263 | '75'
|  |  | 60 | 270 | 125.25 | 0 | 268591.4309 | 41.75 | 123999.9996 | 41749999.75 | 270 | 10 | 571969.6842 | 0 | 1123.6571 | 1108617.6791 | 0 | 1046420.6182 | 553070.1672 | 37001.4673 | 265.6243 | 0.12349 | 1.3533 | 2.4551 | 14.9401 | 0 | 0 | 0.2448 | 32.738 | 0 | 0.31307 | 126.0636 | 159.1147 | 0 | 0.9753 | 0.98647 | 0.51497 | 0 | 0 | 0 | 0 | 0 | 0.98876 | 0 | 0 | 0.8506 | BH | 0 | 0 | 0 | 0 | 0 | 0 | 0 | 0 | 0 | 0 | 0 | 0 | 0 | 0 | 0 | 0 | 0 |  | 0.15981 | 0 | 0.98603 | 0.49178 | 0.21609 | 0 | 0 | 0 | 0 | 0 | 0 | 0 | 0 | 0.51497 | 0.98647 | 0.9753 | 0.8506 | 0.2528 | 159.1147 | 268591.4309 | BH | 270 | 140 | 135 | 60 | EQ | 530 | 0.4178 | 138.5646 | 100023.2331 | 12568.4802 | 60 | CB | 326 | 0.4008 | 140.5707 | 95580.5423 | 12334.3069 | '326'
|  |  | 61 | 273 | 36 | 0 | 76307.924 | 12 | 40000.0004 | 12000000.1 | 273 | 2 | 120855.1525 | 0 | 12192.1322 | 679906.3585 | 0 | 216396.158 | 100153.2034 | 45455.2732 | 262.5552 | 1.1484 | 1.1458 | 2.9583 | 16.4375 | 0 | 0 | 0.24197 | 9.9088 | 0 | 3.4387 | 127.5373 | 140.8849 | 0 | 0.77032 | 0.98854 | 0.34722 | 0 | 0 | 0 | 0 | 0.0059209 | 0.87808 | 0 | 0 | 0.83563 | BI | 0 | 0 | 0 | 0 | 0 | 0 | 0 | 0 | 0 | 0 | 0 | 0 | 0 | 0 | 0 | 0 | 0 |  | 0.82049 | 0 | 0.84619 | 0.39805 | 0.61249 | 0 | 0 | 0.0059209 | 0 | 0 | 0 | 0 | 0 | 0.34722 | 0.98854 | 0.77032 | 0.83563 | 0.39297 | 140.8849 | 76307.924 | BI | 273 | 70 | 61 | 61 | AV | 23 | 0.41709 | 145.7358 | 242238.4575 | 12810.7187 | 61 | BI | 273 | 0.39297 | 140.8849 | 76307.924 | 12410.6148 | '273'
|  |  | 62 | 275 | 46.5 | 0 | 101737.2255 | 15.5 | 45000 | 15500000.45 | 275 | 3 | 276188.1281 | 0 | 35057.8293 | 823528.3183 | 0 | 663190.4118 | 232853.8936 | 64623.9266 | 271.0069 | 1.112 | 0.20968 | 2.2903 | 1.4194 | 0 | 0 | 0.24976 | 17.3432 | 0 | 9.5799 | 123.5599 | 150.4829 | 0 | 0.7776 | 0.9979 | 0.56989 | 0 | 0 | 0 | 0 | 0 | 0.64942 | 0 | 0 | 0.98581 | BJ | 0 | 0 | 0 | 0 | 0 | 0 | 0 | 0 | 0 | 0 | 0 | 0 | 0 | 0 | 0 | 0 | 0 |  | 0.60534 | 0 | 0.57146 | 0.65105 | 0.40378 | 0 | 0 | 0 | 0 | 0 | 0 | 0 | 0 | 0.56989 | 0.9979 | 0.7776 | 0.98581 | 0.32807 | 150.4829 | 101737.2255 | BJ | 275 | 106 | 107 | 62 | FC | 75 | 0.41405 | 140.507 | 106960.7409 | 12917.6794 | 62 | U | 166 | 0.45554 | 141.0185 | 195153.3628 | 12605.7682 | '166'
|  |  | 63 | 279 | 31.5 | 1 | 64163.6912 | 10.5 | 39999.9998 | 10499999.8 | 279 | 4 | 147450.6715 | 0 | 9525.666 | 674087.1755 | 0 | 212469.2512 | 132518.3387 | 11426.3939 | 252.3087 | 3.0885 | 0 | 1.2143 | 9 | 0 | 0 | 0.23253 | 11.7357 | 0 | 2.798 | 132.7231 | 147.2568 | 0 | 0.3823 | 1 | 0.92857 | 0 | 0 | 0 | 0 | 0 | 0.90474 | 0 | 0 | 0.91 | BK | 0 | 0 | 0 | 0 | 0 | 0 | 0 | 0 | 0 | 0 | 0 | 0 | 0 | 0 | 0 | 0 | 0 |  | 0.76762 | 0 | 0.87486 | 0.068178 | 0.47393 | 0 | 0 | 0 | 0 | 0 | 0 | 0 | 0 | 0.92857 | 1 | 0.3823 | 0.91 | 0.35062 | 147.2568 | 64163.6912 | BK | 279 | 85 | 89 | 63 | CD | 34 | 0.40444 | 147.112 | 151496.6936 | 13069.1761 | 63 | FH | 85 | 0.42784 | 141.2282 | 130265.5202 | 12736.0337 | '85'
|  |  | 64 | 280 | 50.25 | 0 | 105959.963 | 16.75 | 34000.0002 | 16749999.95 | 280 | 2 | 143371.8059 | 0 | 844.1271 | 662254.8882 | 0 | 234097.7381 | 114267.9054 | 42104.6097 | 261.1916 | 1.2368 | 1.194 | 3 | 26.791 | 0 | 0 | 0.24071 | 11.1254 | 0 | 0.23821 | 128.2035 | 139.5672 | 0 | 0.75264 | 0.98806 | 0.33333 | 0 | 0 | 0 | 0 | 0 | 0.99156 | 0 | 0 | 0.73209 | BL | 0 | 0 | 0 | 0 | 0 | 0 | 0 | 0 | 0 | 0 | 0 | 0 | 0 | 0 | 0 | 0 | 0 |  | 0.78528 | 0 | 0.98937 | 0.35567 | 0.64114 | 0 | 0 | 0 | 0 | 0 | 0 | 0 | 0 | 0.33333 | 0.98806 | 0.75264 | 0.73209 | 0.39676 | 139.5672 | 105959.963 | BL | 280 | 69 | 56 | 64 | EB | 47 | 0.40133 | 142.1436 | 124768.3621 | 13193.9445 | 64 | AA | 177 | 0.39687 | 141.7123 | 191694.1665 | 12927.7278 | '177'
|  |  | 65 | 285 | 75.75 | 0 | 165566.4823 | 25.25 | 62000.0008 | 25249999.95 | 285 | 4 | 292928.8939 | 0 | 28708.4923 | 817650.7406 | 0 | 679950.6316 | 225490.3883 | 44076.46 | 270.7343 | 0.58711 | 0.16832 | 2.6535 | 1.3366 | 0 | 0 | 0.24951 | 18.1958 | 0 | 7.8531 | 123.6844 | 149.7333 | 0 | 0.88258 | 0.99832 | 0.44884 | 0 | 0 | 0 | 0 | 0 | 0.71292 | 0 | 0 | 0.98663 | BM | 0 | 0 | 0 | 0 | 0 | 0 | 0 | 0 | 0 | 0 | 0 | 0 | 0 | 0 | 0 | 0 | 0 |  | 0.58066 | 0 | 0.64871 | 0.64313 | 0.42008 | 0 | 0 | 0 | 0 | 0 | 0 | 0 | 0 | 0.44884 | 0.99832 | 0.88258 | 0.98663 | 0.33385 | 149.7333 | 165566.4823 | BM | 285 | 99 | 102 | 65 | CB | 326 | 0.4008 | 140.5707 | 95580.5423 | 13289.525 | 65 | O | 138 | 0.44958 | 142 | 116946.6084 | 13044.6745 | '138'
|  |  | 66 | 286 | 45 | 0 | 94586.3082 | 15 | 44999.9998 | 15000000.2 | 286 | 4 | 158654.1944 | 0 | 9866.2254 | 652203.491 | 0 | 244844.611 | 124990.0592 | 43623.6646 | 260.357 | 1.0251 | 1.1833 | 3 | 15.1667 | 0 | 0 | 0.23994 | 11.9536 | 0 | 2.8065 | 128.6142 | 143.3743 | 0 | 0.79497 | 0.98817 | 0.33333 | 0 | 0 | 0 | 0 | 0 | 0.90134 | 0 | 0 | 0.84833 | BN | 0 | 0 | 0 | 0 | 0 | 0 | 0 | 0 | 0 | 0 | 0 | 0 | 0 | 0 | 0 | 0 | 0 |  | 0.76131 | 0 | 0.87448 | 0.32955 | 0.55836 | 0 | 0 | 0 | 0 | 0 | 0 | 0 | 0 | 0.33333 | 0.98817 | 0.79497 | 0.84833 | 0.37158 | 143.3743 | 94586.3082 | BN | 286 | 79 | 70 | 66 | EC | 471 | 0.39755 | 137.8238 | 88657.8118 | 13378.1828 | 66 | EB | 47 | 0.40133 | 142.1436 | 124768.3621 | 13169.4428 | '47'
|  |  | 67 | 291 | 106.5 | 2 | 218036.6436 | 35.5 | 90000.0002 | 35500000 | 291 | 5 | 165378.8296 | 0 | 244.5485 | 653453.3271 | 0 | 227876.0135 | 141366.6776 | 9987.7621 | 253.5907 | 3.1389 | 0.042254 | 1.1972 | 13.0563 | 0 | 0 | 0.23371 | 12.6328 | 0 | 0.071815 | 132.052 | 144.7567 | 0 | 0.37222 | 0.99958 | 0.93427 | 0 | 0 | 0 | 0 | 0 | 0.99755 | 0 | 0 | 0.86944 | BO | 0 | 0 | 0 | 0 | 0 | 0 | 0 | 0 | 0 | 0 | 0 | 0 | 0 | 0 | 0 | 0 | 0 |  | 0.74166 | 0 | 0.99682 | 0.11087 | 0.5283 | 0 | 0 | 0 | 0 | 0 | 0 | 0 | 0 | 0.93427 | 0.99958 | 0.37222 | 0.86944 | 0.37009 | 144.7567 | 218036.6436 | BO | 291 | 80 | 78 | 67 | EJ | 501 | 0.39736 | 142.2428 | 161431.8873 | 13539.6147 | 67 | EJ | 501 | 0.39736 | 142.2428 | 161431.8873 | 13330.8747 | '501'
|  |  | 68 | 295 | 78 | 0 | 163391.9857 | 26 | 83000.0004 | 26000000.35 | 295 | 5 | 180437.9999 | 0 | 652.765 | 629118.4787 | 0 | 264064.2488 | 138773.1118 | 51100.462 | 259.4714 | 1.7048 | 1.25 | 2.9712 | 24.5385 | 0 | 0 | 0.23913 | 13.129 | 0 | 0.1869 | 129.054 | 142.3699 | 0 | 0.65905 | 0.9875 | 0.34295 | 0 | 0 | 0 | 0 | 0 | 0.99347 | 0 | 0 | 0.75462 | BP | 0 | 0 | 0 | 0 | 0 | 0 | 0 | 0 | 0 | 0 | 0 | 0 | 0 | 0 | 0 | 0 | 0 |  | 0.7273 | 0 | 0.99167 | 0.30157 | 0.5802 | 0 | 0 | 0 | 0 | 0 | 0 | 0 | 0 | 0.34295 | 0.9875 | 0.65905 | 0.75462 | 0.36928 | 142.3699 | 163391.9857 | BP | 295 | 81 | 68 | 68 | AA | 177 | 0.39687 | 141.7123 | 191694.1665 | 13731.3089 | 68 | BP | 295 | 0.36928 | 142.3699 | 163391.9857 | 13494.2667 | '295'
|  |  | 69 | 297 | 119.25 | 0 | 254506.6898 | 39.75 | 111999.9998 | 39750000.8 | 297 | 7 | 625769.1395 | 0 | 7877.7966 | 1060423.446 | 0 | 1045474.883 | 518796.6731 | 40332.5574 | 264.3591 | 0.16663 | 1.1258 | 2.0566 | 11.2516 | 0 | 0 | 0.24363 | 35.644 | 0 | 2.2075 | 126.6671 | 164.5186 | 0 | 0.96667 | 0.98874 | 0.6478 | 0 | 0 | 0 | 0 | 0 | 0.92122 | 0 | 0 | 0.88748 | BQ | 0 | 0 | 0 | 0 | 0 | 0 | 0 | 0 | 0 | 0 | 0 | 0 | 0 | 0 | 0 | 0 | 0 |  | 0.075711 | 0 | 0.90127 | 0.4534 | 0.098583 | 0 | 0 | 0 | 0 | 0 | 0 | 0 | 0 | 0.6478 | 0.98874 | 0.96667 | 0.88748 | 0.21397 | 164.5186 | 254506.6898 | BQ | 297 | 158 | 158 | 69 | BL | 280 | 0.39676 | 139.5672 | 105959.963 | 13837.2688 | 69 | BZ | 313 | 0.37539 | 142.8644 | 522830.6825 | 14017.0974 | '313'
|  |  | 70 | 299 | 160.5 | 0 | 329430.7874 | 53.5 | 164000.0016 | 53500000.3 | 299 | 11 | 185897.6373 | 0 | 5913.9458 | 621684.4682 | 0 | 263542.3952 | 142554.7378 | 41085.6131 | 254.2392 | 2.4901 | 0.014019 | 1.5654 | 9.028 | 0 | 0 | 0.23431 | 13.6901 | 0 | 1.7197 | 131.7143 | 147.1241 | 0 | 0.50198 | 0.99986 | 0.81153 | 0 | 0 | 0 | 0 | 0 | 0.94086 | 0 | 0 | 0.90972 | BR | 0 | 0 | 0 | 0 | 0 | 0 | 0 | 0 | 0 | 0 | 0 | 0 | 0 | 0 | 0 | 0 | 0 |  | 0.71106 | 0 | 0.9231 | 0.13235 | 0.47682 | 0 | 0 | 0 | 0 | 0 | 0 | 0 | 0 | 0.81153 | 0.99986 | 0.50198 | 0.90972 | 0.35188 | 147.1241 | 329430.7874 | BR | 299 | 84 | 88 | 70 | BI | 273 | 0.39297 | 140.8849 | 76307.924 | 13913.5768 | 70 | BN | 286 | 0.37158 | 143.3743 | 94586.3082 | 14111.6837 | '286'
|  |  | 71 | 30 | 33.75 | 3 | 72651.0045 | 11.25 | 30000 | 11249999.75 | 30 | 3 | 77850.668 | 0 | 2.4896 | 1229499.0223 | 0 | 834523.228 | 641884.7432 | 1590.9891 | 266.6375 | 1.3989 | 3.6222 | 2.4667 | 32.3778 | 0 | 0 | 0.24573 | 7.578 | 0 | 0.00069271 | 125.5849 | 133.1636 | 0 | 0.72023 | 0.96378 | 0.51111 | 0 | 0 | 0 | 0 | 0 | 0.99998 | 0 | 0.22149 | 0.67622 | BS | 0 | 0 | 0 | 0 | 0 | 0 | 0 | 0 | 0 | 0 | 0 | 0 | 0 | 0 | 0 | 0 | 0 |  | 0.88794 | 0 | 1 | 0.52224 | 0.78038 | 0 | 0 | 0 | 0 | 0 | 0 | 0 | 0 | 0.51111 | 0.96378 | 0.72023 | 0.67622 | 0.45572 | 133.1636 | 72651.0045 | BS | 30 | 47 | 28 | 71 | FK | 98 | 0.38628 | 143.6148 | 81347.0977 | 13994.9239 | 71 | FB | 70 | 0.43543 | 143.5844 | 188966.914 | 14300.6506 | '70'
|  |  | 72 | 301 | 92.25 | 0 | 197024.8776 | 30.75 | 85000.0004 | 30750000.2 | 301 | 4 | 627480.2399 | 0 | 18966.2116 | 1058865.8052 | 0 | 1054742.8303 | 521720.3558 | 27148.2179 | 264.5502 | 0.11842 | 1.3415 | 2.5772 | 5.5041 | 0 | 0 | 0.24381 | 35.7056 | 0 | 5.3091 | 126.5755 | 167.5902 | 0 | 0.97632 | 0.98659 | 0.47425 | 0 | 0 | 0 | 0 | 0 | 0.81034 | 0 | 0 | 0.94496 | BT | 0 | 0 | 0 | 0 | 0 | 0 | 0 | 0 | 0 | 0 | 0 | 0 | 0 | 0 | 0 | 0 | 0 |  | 0.073927 | 0 | 0.76252 | 0.45923 | 0.031792 | 0 | 0 | 0 | 0 | 0 | 0 | 0 | 0 | 0.47425 | 0.98659 | 0.97632 | 0.94496 | 0.18182 | 167.5902 | 197024.8776 | BT | 301 | 165 | 164 | 72 | I | 123 | 0.38508 | 148.4126 | 82129.4242 | 14077.0533 | 72 | FK | 98 | 0.38628 | 143.6148 | 81347.0977 | 14381.9977 | '98'
|  |  | 73 | 302 | 44.25 | 2 | 95248.718 | 14.75 | 35000 | 14750000.15 | 302 | 2 | 365447.4806 | 0 | 229.2344 | 877529.7216 | 0 | 832411.2197 | 303987.6908 | 0 | 266.624 | 1.5052 | 1.1356 | 2.339 | 20.9661 | 0 | 0 | 0.24572 | 22.1509 | 0 | 0.063699 | 125.5909 | 147.8055 | 0 | 0.69896 | 0.98864 | 0.55367 | 0 | 0 | 0 | 0 | 0 | 0.99771 | 0 | 0 | 0.79034 | BU | 0 | 0 | 0 | 0 | 0 | 0 | 0 | 0 | 0 | 0 | 0 | 0 | 0 | 0 | 0 | 0 | 0 |  | 0.4662 | 0 | 0.99718 | 0.52185 | 0.462 | 0 | 0 | 0 | 0 | 0 | 0 | 0 | 0 | 0.55367 | 0.98864 | 0.69896 | 0.79034 | 0.33638 | 147.8055 | 95248.718 | BU | 302 | 96 | 95 | 73 | EE | 484 | 0.38257 | 144.3038 | 102027.1271 | 14179.0804 | 73 | ET | 539 | 0.34934 | 143.6651 | 82841.7719 | 14464.8395 | '539'
|  |  | 74 | 303 | 35.25 | 0 | 75388.9345 | 11.75 | 39000 | 11749999.95 | 303 | 3 | 605921.4726 | 0 | 12694.9611 | 1042208.5072 | 0 | 1042123.1409 | 505517.807 | 29358.259 | 264.9122 | 0.18028 | 1 | 2.1489 | 10.3191 | 0 | 0 | 0.24414 | 34.5574 | 0 | 3.5487 | 126.4025 | 164.5086 | 0 | 0.96394 | 0.99 | 0.61702 | 0 | 0 | 0 | 0 | 0 | 0.87305 | 0 | 0 | 0.89681 | BV | 0 | 0 | 0 | 0 | 0 | 0 | 0 | 0 | 0 | 0 | 0 | 0 | 0 | 0 | 0 | 0 | 0 |  | 0.10716 | 0 | 0.84127 | 0.47023 | 0.0988 | 0 | 0 | 0 | 0 | 0 | 0 | 0 | 0 | 0.61702 | 0.99 | 0.96394 | 0.89681 | 0.21291 | 164.5086 | 75388.9345 | BV | 303 | 159 | 157 | 74 | FD | 76 | 0.37908 | 150.2289 | 98759.7744 | 14277.8402 | 74 | BG | 267 | 0.37568 | 144.2951 | 106525.6388 | 14571.3651 | '267'
|  |  | 75 | 306 | 75 | 1 | 160350.383 | 25 | 83999.9996 | 25000000 | 306 | 6 | 607145.4453 | 0 | 7546.0679 | 1039029.7454 | 0 | 1039029.7454 | 508460.9008 | 12860.0439 | 264.8269 | 0.1539 | 1.04 | 2.35 | 15.56 | 0 | 0 | 0.24406 | 34.631 | 0 | 2.1099 | 126.4432 | 163.1841 | 0 | 0.96922 | 0.9896 | 0.55 | 0 | 0 | 0 | 0 | 0 | 0.92454 | 0 | 0 | 0.8444 | BW | 0 | 0 | 0 | 0 | 0 | 0 | 0 | 0 | 0 | 0 | 0 | 0 | 0 | 0 | 0 | 0 | 0 |  | 0.10503 | 0 | 0.90564 | 0.46764 | 0.1276 | 0 | 0 | 0 | 0 | 0 | 0 | 0 | 0 | 0.55 | 0.9896 | 0.96922 | 0.8444 | 0.2187 | 163.1841 | 160350.383 | BW | 306 | 156 | 154 | 75 | BG | 267 | 0.37568 | 144.2951 | 106525.6388 | 14384.3658 | 75 | EE | 484 | 0.38257 | 144.3038 | 102027.1271 | 14673.3922 | '484'
|  |  | 76 | 307 | 106.5 | 0 | 219109.8621 | 35.5 | 119000.0006 | 35500000.75 | 307 | 8 | 152771.0908 | 0 | 8879.1825 | 601444.614 | 0 | 288750.1058 | 116284.0152 | 59882.1466 | 254.8389 | 2.2698 | 8.2183 | 2.5775 | 27.1761 | 0 | 0 | 0.23486 | 11.8983 | 0 | 2.5755 | 131.4046 | 145.8783 | 0 | 0.54605 | 0.91782 | 0.47418 | 0 | 0 | 0 | 0 | 0 | 0.91121 | 0 | 0 | 0.72824 | BX | 0 | 0 | 0 | 0 | 0 | 0 | 0 | 0 | 0 | 0 | 0 | 0 | 0 | 0 | 0 | 0 | 0 |  | 0.76292 | 0 | 0.88481 | 0.15205 | 0.50391 | 0 | 0 | 0 | 0 | 0 | 0 | 0 | 0 | 0.47418 | 0.91782 | 0.54605 | 0.72824 | 0.33488 | 145.8783 | 219109.8621 | BX | 307 | 97 | 84 | 76 | BZ | 313 | 0.37539 | 142.8644 | 522830.6825 | 14907.1965 | 76 | EA | 466 | 0.37321 | 144.4318 | 75987.2405 | 14749.3795 | '466'
|  |  | 77 | 310 | 56.25 | 1 | 120331.3828 | 18.75 | 63999.9996 | 18750000 | 310 | 5 | 576525.8036 | 0 | 2657.7128 | 1015467.5095 | 0 | 1015467.5095 | 485524.7691 | 11405.3792 | 264.978 | 0.16181 | 1.1733 | 2.0533 | 17.1067 | 0 | 0 | 0.2442 | 33.0497 | 0 | 0.74246 | 126.3712 | 160.1634 | 0 | 0.96764 | 0.98827 | 0.64889 | 0 | 0 | 0 | 0 | 0 | 0.97342 | 0 | 0 | 0.82893 | BY | 0 | 0 | 0 | 0 | 0 | 0 | 0 | 0 | 0 | 0 | 0 | 0 | 0 | 0 | 0 | 0 | 0 |  | 0.15079 | 0 | 0.96682 | 0.47222 | 0.19329 | 0 | 0 | 0 | 0 | 0 | 0 | 0 | 0 | 0.64889 | 0.98827 | 0.96764 | 0.82893 | 0.249 | 160.1634 | 120331.3828 | BY | 310 | 143 | 145 | 77 | EA | 466 | 0.37321 | 144.4318 | 75987.2405 | 14983.1838 | 77 | EF | 489 | 0.35511 | 144.6753 | 83317.4736 | 14832.6969 | '489'
|  |  | 78 | 313 | 255.75 | 0 | 522830.6825 | 85.25 | 227999.9998 | 85250000.65 | 313 | 11 | 111709.7329 | 0 | 2817.2427 | 574143.7411 | 0 | 316503.3215 | 84705.4247 | 33755.2721 | 253.2205 | 2.8057 | 6.7889 | 2.8387 | 26.4575 | 0 | 0 | 0.23337 | 9.7854 | 0 | 0.82427 | 132.2547 | 142.8644 | 0 | 0.43886 | 0.93211 | 0.3871 | 0 | 0 | 0 | 0 | 0.15295 | 0.97183 | 0 | 0 | 0.73543 | BZ | 0 | 0 | 0 | 0 | 0 | 0 | 0 | 0 | 0 | 0 | 0 | 0 | 0 | 0 | 0 | 0 | 0 |  | 0.82406 | 0 | 0.96316 | 0.097971 | 0.56944 | 0 | 0 | 0.15295 | 0 | 0 | 0 | 0 | 0 | 0.3871 | 0.93211 | 0.43886 | 0.73543 | 0.37539 | 142.8644 | 522830.6825 | BZ | 313 | 76 | 69 | 78 | EK | 511 | 0.37227 | 145.1885 | 64550.9224 | 15047.7347 | 78 | BO | 291 | 0.37009 | 144.7567 | 218036.6436 | 15050.7336 | '291'
|  |  | 79 | 324 | 32.25 | 0 | 68524.4574 | 10.75 | 27999.9994 | 10749999.75 | 324 | 1 | 620137.2739 | 0 | 3588.613 | 1034795.511 | 0 | 1034795.511 | 524184.2273 | 30786.2891 | 263.19 | 0.10622 | 1.1395 | 2 | 11.2791 | 0 | 0 | 0.24256 | 35.5132 | 0 | 1.0097 | 127.2296 | 163.7525 | 0 | 0.97876 | 0.9886 | 0.66667 | 0 | 0 | 0 | 0 | 0 | 0.96411 | 0 | 0 | 0.88721 | CA | 0 | 0 | 0 | 0 | 0 | 0 | 0 | 0 | 0 | 0 | 0 | 0 | 0 | 0 | 0 | 0 | 0 |  | 0.079497 | 0 | 0.95486 | 0.41762 | 0.11524 | 0 | 0 | 0 | 0 | 0 | 0 | 0 | 0 | 0.66667 | 0.9886 | 0.97876 | 0.88721 | 0.22216 | 163.7525 | 68524.4574 | CA | 324 | 154 | 155 | 79 | BN | 286 | 0.37158 | 143.3743 | 94586.3082 | 15142.321 | 79 | EV | 551 | 0.33901 | 145.1276 | 65668.4233 | 15116.402 | '551'
|  |  | 80 | 326 | 44.25 | 3 | 95580.5423 | 14.75 | 39000 | 14749999.9 | 326 | 3 | 200769.8126 | 0 | 5985.1164 | 751321.5246 | 0 | 750595.3056 | 173954.5305 | 868.5372 | 267.5529 | 1.906 | 1.0678 | 2.1186 | 17.3729 | 0 | 0 | 0.24658 | 13.7591 | 0 | 1.6565 | 125.1551 | 140.5707 | 0 | 0.61879 | 0.98932 | 0.62712 | 0 | 0 | 0 | 0 | 0 | 0.94015 | 0 | 0 | 0.82627 | CB | 0 | 0 | 0 | 0 | 0 | 0 | 0 | 0 | 0 | 0 | 0 | 0 | 0 | 0 | 0 | 0 | 0 |  | 0.70906 | 0 | 0.92592 | 0.54958 | 0.61932 | 0 | 0 | 0 | 0 | 0 | 0 | 0 | 0 | 0.62712 | 0.98932 | 0.61879 | 0.82627 | 0.4008 | 140.5707 | 95580.5423 | CB | 326 | 65 | 60 | 80 | BO | 291 | 0.37009 | 144.7567 | 218036.6436 | 15360.3576 | 80 | EK | 511 | 0.37227 | 145.1885 | 64550.9224 | 15180.9529 | '511'
|  |  | 81 | 33 | 61.5 | 3 | 137949.789 | 20.5 | 51000.0002 | 20500000.05 | 33 | 3 | 14355.3849 | 0 | 3670.3215 | 1044726.1967 | 0 | 313880.0622 | 290243.692 | 306.4386 | 277.8429 | 1.8393 | 6.5488 | 2.6341 | 28.439 | 1 | 0 | 0.25606 | 4.1852 | 0 | 0.97779 | 120.5199 | 125.6829 | 0 | 0.63215 | 0.93451 | 0.45528 | 0 | 0 | 0 | 0.5 | 0 | 0.9633 | 0 | 0.85645 | 0.71561 | CC | 0 | 0 | 0 | 0 | 0 | 0 | 0 | 0 | 0 | 0 | 0 | 0 | 0 | 0 | 0 | 0 | 0 |  | 0.98614 | 0 | 0.95629 | 0.84442 | 0.94305 | 0 | 0 | 0 | 0 | 0 | 0 | 1 | 0 | 0.45528 | 0.93451 | 0.63215 | 0.71561 | 0.5641 | 125.6829 | 137949.789 | CC | 33 | 9 | 7 | 81 | BP | 295 | 0.36928 | 142.3699 | 163391.9857 | 15523.7496 | 81 | EN | 520 | 0.34796 | 145.4546 | 121279.671 | 15302.2326 | '520'
|  |  | 82 | 34 | 69 | 0 | 151496.6936 | 23 | 71000.0004 | 23000000.55 | 34 | 4 | 81405.0607 | 0 | 60154.4082 | 1129666.4441 | 0 | 631680.8826 | 517140.8593 | 49126.894 | 271.9615 | 0.13617 | 0.043478 | 3 | 3.3478 | 1 | 0 | 0.25064 | 7.6063 | 0 | 16.3796 | 123.1261 | 147.112 | 0 | 0.97277 | 0.99957 | 0.33333 | 0 | 0 | 0 | 0.5 | 0 | 0.39846 | 0 | 0.18595 | 0.96652 | CD | 0 | 0 | 0 | 0 | 0 | 0 | 0 | 0 | 0 | 0 | 0 | 0 | 0 | 0 | 0 | 0 | 0 |  | 0.88713 | 0 | 0.26726 | 0.67864 | 0.47708 | 0 | 0 | 0 | 0 | 0 | 0 | 1 | 0 | 0.33333 | 0.99957 | 0.97277 | 0.96652 | 0.40444 | 147.112 | 151496.6936 | CD | 34 | 63 | 87 | 82 | EF | 489 | 0.35511 | 144.6753 | 83317.4736 | 15607.0671 | 82 | EU | 541 | 0.33837 | 145.7125 | 90371.2874 | 15392.6039 | '541'
|  |  | 83 | 341.1.1 | 547.5 | 8 | 1153770.8987 | 182.5 | 504999.9994 | 182499999.5 | 341.1.1 | 24 | 667520.9843 | 0 | 8845.5149 | 1058271.5362 | 0 | 1058271.5362 | 563930.9727 | 17899.7154 | 261.0291 | 0.24605 | 0.98082 | 2.0918 | 12.737 | 0 | 0 | 0.24056 | 38.2601 | 0 | 2.509 | 128.2831 | 169.0523 | 0 | 0.95079 | 0.99019 | 0.63607 | 0 | 0 | 0 | 0 | 0 | 0.91154 | 0 | 0 | 0.87263 | CE | 0 | 0 | 0 | 0 | 0 | 0 | 0 | 0 | 0 | 0 | 0 | 0 | 0 | 0 | 0 | 0 | 0 |  | 0 | 0 | 0.88779 | 0.3506 | 0 | 0 | 0 | 0 | 0 | 0 | 0 | 0 | 0 | 0.63607 | 0.99019 | 0.95079 | 0.87263 | 0.17248 | 169.0523 | 1153770.8987 | CE | 341.1.1 | 167 | 167 | 83 | AC | 181.1.1 | 0.35263 | 147.3172 | 592223.1384 | 16199.2902 | 83 | AV | 23 | 0.41709 | 145.7358 | 242238.4575 | 15634.8423 | '23'
|  |  | 84 | 341.1.2 | 126.75 | 0 | 268534.1141 | 42.25 | 111999.9996 | 42249998.95 | 341.1.2 | 7 | 648915.825 | 0 | 10616.0641 | 1050487.5446 | 0 | 1050487.5446 | 547992.9432 | 39553.7959 | 262.4248 | 0.13483 | 0.93491 | 2.3728 | 9.7337 | 0 | 0 | 0.24185 | 37.0984 | 0 | 2.9938 | 127.6009 | 167.693 | 0 | 0.97303 | 0.99065 | 0.54241 | 0 | 0 | 0 | 0 | 0 | 0.89384 | 0 | 0 | 0.90266 | CF | 0 | 0 | 0 | 0 | 0 | 0 | 0 | 0 | 0 | 0 | 0 | 0 | 0 | 0 | 0 | 0 | 0 |  | 0.03362 | 0 | 0.8661 | 0.394 | 0.029556 | 0 | 0 | 0 | 0 | 0 | 0 | 0 | 0 | 0.54241 | 0.99065 | 0.97303 | 0.90266 | 0.18226 | 167.693 | 268534.1141 | CF | 341.1.2 | 164 | 165 | 84 | BR | 299 | 0.35188 | 147.1241 | 329430.7874 | 16528.721 | 84 | BX | 307 | 0.33488 | 145.8783 | 219109.8621 | 15853.9522 | '307'
|  |  | 85 | 352 | 32.25 | 1 | 67879.5744 | 10.75 | 36999.9994 | 10749999.65 | 352 | 3 | 663922.9304 | 0 | 5999.5328 | 1046868.9647 | 0 | 1046868.9647 | 564512.8436 | 10510.5605 | 260.7131 | 0.17198 | 1.0465 | 2.0233 | 19.093 | 0 | 0 | 0.24027 | 38.1195 | 0 | 1.7041 | 128.4384 | 168.262 | 0 | 0.9656 | 0.98953 | 0.65891 | 0 | 0 | 0 | 0 | 0 | 0.94 | 0 | 0 | 0.80907 | CG | 0 | 0 | 0 | 0 | 0 | 0 | 0 | 0 | 0 | 0 | 0 | 0 | 0 | 0 | 0 | 0 | 0 |  | 0.0040693 | 0 | 0.9238 | 0.34073 | 0.017185 | 0 | 0 | 0 | 0 | 0 | 0 | 0 | 0 | 0.65891 | 0.98953 | 0.9656 | 0.80907 | 0.17803 | 168.262 | 67879.5744 | CG | 352 | 166 | 166 | 85 | BK | 279 | 0.35062 | 147.2568 | 64163.6912 | 16592.8847 | 85 | BF | 266 | 0.35008 | 146.3898 | 92072.5922 | 15946.0248 | '266'
|  |  | 86 | 357 | 39 | 1 | 83572.238 | 13 | 27000.0002 | 13000000.15 | 357 | 1 | 304835.0776 | 0 | 7273.5549 | 802069.6584 | 0 | 802069.6584 | 286388.7674 | 5870.6976 | 265.4305 | 2.2872 | 0.076923 | 3 | 17.1538 | 0 | 0 | 0.24462 | 19.1654 | 0 | 2.0293 | 126.1556 | 147.3503 | 0 | 0.54256 | 0.99923 | 0.33333 | 0 | 0 | 0 | 0 | 0 | 0.92726 | 0 | 0 | 0.82846 | CH | 0 | 0 | 0 | 0 | 0 | 0 | 0 | 0 | 0 | 0 | 0 | 0 | 0 | 0 | 0 | 0 | 0 |  | 0.5526 | 0 | 0.90925 | 0.48593 | 0.4719 | 0 | 0 | 0 | 0 | 0 | 0 | 0 | 0 | 0.33333 | 0.99923 | 0.54256 | 0.82846 | 0.32394 | 147.3503 | 83572.238 | CH | 357 | 109 | 92 | 86 | BF | 266 | 0.35008 | 146.3898 | 92072.5922 | 16684.9573 | 86 | ED | 483 | 0.33464 | 147.0603 | 315700.9401 | 16261.7257 | '483'
|  |  | 87 | 361.1.2 | 550.5 | 20 | 1172007.6312 | 183.5 | 552000.0022 | 183500001 | 361.1.2 | 34 | 523913.3944 | 0 | 9009.2961 | 962971.1534 | 0 | 962971.1534 | 451171.7818 | 9718.3765 | 263.71 | 0.1321 | 0.76567 | 2.0845 | 15.5886 | 0 | 0 | 0.24304 | 30.5122 | 0 | 2.53 | 126.9793 | 160.0215 | 0 | 0.97358 | 0.99234 | 0.63851 | 0 | 0 | 0 | 0 | 0 | 0.90991 | 0 | 0 | 0.84411 | CI | 0 | 0 | 0 | 0 | 0 | 0 | 0 | 0 | 0 | 0 | 0 | 0 | 0 | 0 | 0 | 0 | 0 |  | 0.22423 | 0 | 0.88684 | 0.43354 | 0.19637 | 0 | 0 | 0 | 0 | 0 | 0 | 0 | 0 | 0.63851 | 0.99234 | 0.97358 | 0.84411 | 0.25098 | 160.0215 | 1172007.6312 | CI | 361.1.2 | 141 | 143 | 87 | ET | 539 | 0.34934 | 143.6651 | 82841.7719 | 16767.7991 | 87 | CD | 34 | 0.40444 | 147.112 | 151496.6936 | 16413.2224 | '34'
|  |  | 88 | 361.1.3 | 453.75 | 15 | 968027.1355 | 151.25 | 461000.0012 | 151250001.35 | 361.1.3 | 30 | 602147.2151 | 0 | 5396.8014 | 1027851.3992 | 0 | 1027851.3992 | 508014.0244 | 9848.1903 | 264.2557 | 0.1413 | 0.96694 | 2.1752 | 16.7058 | 0 | 0 | 0.24354 | 34.4502 | 0 | 1.5128 | 126.7166 | 162.6796 | 0 | 0.97174 | 0.99033 | 0.60826 | 0 | 0 | 0 | 0 | 0 | 0.94603 | 0 | 0 | 0.83294 | CJ | 0 | 0 | 0 | 0 | 0 | 0 | 0 | 0 | 0 | 0 | 0 | 0 | 0 | 0 | 0 | 0 | 0 |  | 0.11026 | 0 | 0.93235 | 0.45025 | 0.13857 | 0 | 0 | 0 | 0 | 0 | 0 | 0 | 0 | 0.60826 | 0.99033 | 0.97174 | 0.83294 | 0.22559 | 162.6796 | 968027.1355 | CJ | 361.1.3 | 153 | 152 | 88 | EN | 520 | 0.34796 | 145.4546 | 121279.671 | 16889.0787 | 88 | BR | 299 | 0.35188 | 147.1241 | 329430.7874 | 16742.6532 | '299'
|  |  | 89 | 361.1.4 | 442.5 | 0 | 940180.3184 | 147.5 | 430000 | 147499998.95 | 361.1.4 | 26 | 580487.3238 | 0 | 14084.586 | 1005540.7834 | 0 | 1005540.7834 | 493843.4507 | 25551.4745 | 263.179 | 0.12686 | 0.84915 | 2.0678 | 7.6 | 0 | 0 | 0.24255 | 33.4798 | 0 | 3.9634 | 127.2351 | 164.6783 | 0 | 0.97463 | 0.99151 | 0.64407 | 0 | 0 | 0 | 0 | 0 | 0.85915 | 0 | 0 | 0.924 | CK | 0 | 0 | 0 | 0 | 0 | 0 | 0 | 0 | 0 | 0 | 0 | 0 | 0 | 0 | 0 | 0 | 0 |  | 0.13834 | 0 | 0.82272 | 0.41727 | 0.095109 | 0 | 0 | 0 | 0 | 0 | 0 | 0 | 0 | 0.64407 | 0.99151 | 0.97463 | 0.924 | 0.21475 | 164.6783 | 940180.3184 | CK | 361.1.4 | 157 | 159 | 89 | AF | 186 | 0.34701 | 147.8197 | 136212.6723 | 17025.2914 | 89 | BK | 279 | 0.35062 | 147.2568 | 64163.6912 | 16806.8169 | '279'
|  |  | 90 | 361.1.5 | 357 | 0 | 756264.8213 | 119 | 352000 | 119000001 | 361.1.5 | 22 | 521939.3559 | 0 | 1794.6458 | 953478.916 | 0 | 953478.916 | 452412.5843 | 28332.3122 | 262.3971 | 0.13021 | 1.2731 | 2.0651 | 14.3151 | 0 | 0 | 0.24183 | 30.5649 | 0 | 0.50651 | 127.6144 | 158.6858 | 0 | 0.97396 | 0.98727 | 0.64496 | 0 | 0 | 0 | 0 | 0 | 0.98205 | 0 | 0 | 0.85685 | CL | 0 | 0 | 0 | 0 | 0 | 0 | 0 | 0 | 0 | 0 | 0 | 0 | 0 | 0 | 0 | 0 | 0 |  | 0.2227 | 0 | 0.97737 | 0.39314 | 0.22541 | 0 | 0 | 0 | 0 | 0 | 0 | 0 | 0 | 0.64496 | 0.98727 | 0.97396 | 0.85685 | 0.26332 | 158.6858 | 756264.8213 | CL | 361.1.5 | 132 | 133 | 90 | ER | 533 | 0.34235 | 147.5304 | 72827.1241 | 17098.1185 | 90 | DY | 452 | 0.32947 | 147.3115 | 68934.2077 | 16875.7511 | '452'
|  |  | 91 | 361.2.1 | 798.75 | 1 | 1687288.866 | 266.25 | 756999.9984 | 266249999.8 | 361.2.1 | 39 | 492379.4713 | 0 | 6019.1695 | 925367.0857 | 0 | 925367.0857 | 431935.4003 | 37401.6952 | 261.6568 | 0.11981 | 1.0188 | 2.0394 | 11.8376 | 0 | 0 | 0.24114 | 29.1257 | 0 | 1.7045 | 127.9753 | 158.8055 | 0 | 0.97604 | 0.98981 | 0.65352 | 0 | 0 | 0 | 0 | 0 | 0.93981 | 0 | 0 | 0.88162 | CM | 0 | 0 | 0 | 0 | 0 | 0 | 0 | 0 | 0 | 0 | 0 | 0 | 0 | 0 | 0 | 0 | 0 |  | 0.26435 | 0 | 0.92378 | 0.37019 | 0.22281 | 0 | 0 | 0 | 0 | 0 | 0 | 0 | 0 | 0.65352 | 0.98981 | 0.97604 | 0.88162 | 0.26417 | 158.8055 | 1687288.866 | CM | 361.2.1 | 131 | 134 | 91 | AG | 189 | 0.34182 | 149.0881 | 199746.5998 | 17297.8651 | 91 | AC | 181.1.1 | 0.35263 | 147.3172 | 592223.1384 | 17467.9743 | '181.1.1'
|  |  | 92 | 364.1.2 | 294 | 0 | 620117.9352 | 98 | 294999.9998 | 98000000.05 | 364.1.2 | 18 | 618322.5231 | 0 | 2988.2005 | 1015842.1963 | 0 | 1015842.1963 | 528173.2122 | 45153.3584 | 261.2645 | 0.10398 | 1.3265 | 2.0153 | 13.949 | 0 | 0 | 0.24078 | 35.6814 | 0 | 0.84665 | 128.1673 | 164.6954 | 0 | 0.9792 | 0.98673 | 0.66156 | 0 | 0 | 0 | 0 | 0 | 0.97012 | 0 | 0 | 0.86051 | CN | 0 | 0 | 0 | 0 | 0 | 0 | 0 | 0 | 0 | 0 | 0 | 0 | 0 | 0 | 0 | 0 | 0 |  | 0.074629 | 0 | 0.96215 | 0.35797 | 0.094738 | 0 | 0 | 0 | 0 | 0 | 0 | 0 | 0 | 0.66156 | 0.98673 | 0.9792 | 0.86051 | 0.2123 | 164.6954 | 620117.9352 | CN | 364.1.2 | 161 | 160 | 92 | EV | 551 | 0.33901 | 145.1276 | 65668.4233 | 17363.5336 | 92 | CH | 357 | 0.32394 | 147.3503 | 83572.238 | 17551.5465 | '357'
|  |  | 93 | 364.2.1 | 756 | 0 | 1598439.2011 | 252 | 789999.998 | 252000000.8 | 364.2.1 | 56 | 578786.7823 | 0 | 6008.4144 | 987190.493 | 0 | 987190.493 | 497946.5476 | 63469.5721 | 261.8953 | 0.12801 | 1.1845 | 2.0714 | 11.2679 | 0 | 0 | 0.24136 | 33.5558 | 0 | 1.6988 | 127.8587 | 163.1134 | 0 | 0.9744 | 0.98815 | 0.64286 | 0 | 0 | 0 | 0 | 0 | 0.93992 | 0 | 0 | 0.88732 | CO | 0 | 0 | 0 | 0 | 0 | 0 | 0 | 0 | 0 | 0 | 0 | 0 | 0 | 0 | 0 | 0 | 0 |  | 0.13614 | 0 | 0.92403 | 0.3776 | 0.12914 | 0 | 0 | 0 | 0 | 0 | 0 | 0 | 0 | 0.64286 | 0.98815 | 0.9744 | 0.88732 | 0.22629 | 163.1134 | 1598439.2011 | CO | 364.2.1 | 152 | 153 | 93 | EU | 541 | 0.33837 | 145.7125 | 90371.2874 | 17453.9048 | 93 | ER | 533 | 0.34235 | 147.5304 | 72827.1241 | 17624.3736 | '533'
|  |  | 94 | 367 | 133.5 | 0 | 282269.242 | 44.5 | 126000.0004 | 44499999.75 | 367 | 6 | 446740.3953 | 0 | 12844.2469 | 886296.8618 | 0 | 886296.8618 | 399177.2107 | 38712.5956 | 261.9001 | 0.17756 | 0.96067 | 2.0281 | 6.5393 | 0 | 0 | 0.24137 | 26.7436 | 0 | 3.6306 | 127.8563 | 158.2304 | 0 | 0.96449 | 0.99039 | 0.6573 | 0 | 0 | 0 | 0 | 0 | 0.87156 | 0 | 0 | 0.93461 | CP | 0 | 0 | 0 | 0 | 0 | 0 | 0 | 0 | 0 | 0 | 0 | 0 | 0 | 0 | 0 | 0 | 0 |  | 0.33329 | 0 | 0.83761 | 0.37776 | 0.23532 | 0 | 0 | 0 | 0 | 0 | 0 | 0 | 0 | 0.6573 | 0.99039 | 0.96449 | 0.93461 | 0.27147 | 158.2304 | 282269.242 | CP | 367 | 127 | 131 | 94 | EH | 491 | 0.33744 | 149.8378 | 114023.1581 | 17567.928 | 94 | DZ | 456 | 0.33663 | 147.6875 | 83700.419 | 17708.074 | '456'
|  |  | 95 | 369 | 39.75 | 2 | 83710.2303 | 13.25 | 49000.0008 | 13250000.5 | 369 | 5 | 636213.6749 | 0 | 3710.3738 | 1058269.361 | 0 | 1058269.361 | 597916.1406 | 9331.8258 | 260.8524 | 0.13772 | 0.96226 | 2 | 19.3774 | 0 | 0 | 0.2404 | 36.664 | 0 | 1.0533 | 128.3698 | 166.0871 | 0 | 0.97246 | 0.99038 | 0.66667 | 0 | 0 | 0 | 0 | 0 | 0.9629 | 0 | 0 | 0.80623 | CQ | 0 | 0 | 0 | 0 | 0 | 0 | 0 | 0 | 0 | 0 | 0 | 0 | 0 | 0 | 0 | 0 | 0 |  | 0.046192 | 0 | 0.95291 | 0.34509 | 0.064476 | 0 | 0 | 0 | 0 | 0 | 0 | 0 | 0 | 0.66667 | 0.99038 | 0.97246 | 0.80623 | 0.19758 | 166.0871 | 83710.2303 | CQ | 369 | 163 | 163 | 95 | DZ | 456 | 0.33663 | 147.6875 | 83700.419 | 17651.6284 | 95 | BU | 302 | 0.33638 | 147.8055 | 95248.718 | 17803.3228 | '302'
|  |  | 96 | 370 | 33.75 | 1 | 71155.6543 | 11.25 | 32999.9996 | 11249999.95 | 370 | 1 | 615376.3357 | 0 | 6386.9243 | 1036139.4897 | 0 | 1036139.4897 | 578023.8947 | 4747.0638 | 261.1494 | 0.082365 | 0.95556 | 2 | 18.9111 | 0 | 0 | 0.24068 | 35.5444 | 0 | 1.8111 | 128.2237 | 165.5793 | 0 | 0.98353 | 0.99044 | 0.66667 | 0 | 0 | 0 | 0 | 0 | 0.93613 | 0 | 0 | 0.81089 | CR | 0 | 0 | 0 | 0 | 0 | 0 | 0 | 0 | 0 | 0 | 0 | 0 | 0 | 0 | 0 | 0 | 0 |  | 0.078594 | 0 | 0.91901 | 0.35438 | 0.075519 | 0 | 0 | 0 | 0 | 0 | 0 | 0 | 0 | 0.66667 | 0.99044 | 0.98353 | 0.81089 | 0.20278 | 165.5793 | 71155.6543 | CR | 370 | 162 | 162 | 96 | BU | 302 | 0.33638 | 147.8055 | 95248.718 | 17746.8771 | 96 | AF | 186 | 0.34701 | 147.8197 | 136212.6723 | 17939.5354 | '186'
|  |  | 97 | 371 | 44.25 | 0 | 93702.6238 | 14.75 | 40000.0004 | 14749999.6 | 371 | 2 | 452029.9846 | 0 | 18672.9641 | 881000.7261 | 0 | 881000.7261 | 405457.1986 | 24206.3918 | 262.2961 | 0.17704 | 0.67797 | 2.2034 | 5.6102 | 0 | 0 | 0.24173 | 26.9757 | 0 | 5.2723 | 127.6632 | 159.9112 | 0 | 0.96459 | 0.99322 | 0.59887 | 0 | 0 | 0 | 0 | 0 | 0.81327 | 0 | 0 | 0.9439 | CS | 0 | 0 | 0 | 0 | 0 | 0 | 0 | 0 | 0 | 0 | 0 | 0 | 0 | 0 | 0 | 0 | 0 |  | 0.32657 | 0 | 0.76416 | 0.39004 | 0.19877 | 0 | 0 | 0 | 0 | 0 | 0 | 0 | 0 | 0.59887 | 0.99322 | 0.96459 | 0.9439 | 0.25454 | 159.9112 | 93702.6238 | CS | 371 | 138 | 142 | 97 | BX | 307 | 0.33488 | 145.8783 | 219109.8621 | 17965.987 | 97 | EL | 514 | 0.32748 | 148.0806 | 384305.9017 | 18323.8413 | '514'
|  |  | 98 | 374 | 148.5 | 1 | 313946.1376 | 49.5 | 144000.0014 | 49500001.3 | 374 | 10 | 436131.4119 | 0 | 12760.8813 | 866933.5671 | 0 | 866933.5671 | 393969.1658 | 17332.1742 | 261.8678 | 0.20173 | 0.90909 | 2.1111 | 8.5758 | 0 | 0 | 0.24134 | 26.1995 | 0 | 3.6069 | 127.8722 | 157.6786 | 0 | 0.95965 | 0.99091 | 0.62963 | 0 | 0 | 0 | 0 | 0 | 0.87239 | 0 | 0 | 0.91424 | CT | 0 | 0 | 0 | 0 | 0 | 0 | 0 | 0 | 0 | 0 | 0 | 0 | 0 | 0 | 0 | 0 | 0 |  | 0.34904 | 0 | 0.83867 | 0.37674 | 0.24732 | 0 | 0 | 0 | 0 | 0 | 0 | 0 | 0 | 0.62963 | 0.99091 | 0.95965 | 0.91424 | 0.27365 | 157.6786 | 313946.1376 | CT | 374 | 124 | 130 | 98 | ED | 483 | 0.33464 | 147.0603 | 315700.9401 | 18281.6879 | 98 | I | 123 | 0.38508 | 148.4126 | 82129.4242 | 18405.9708 | '123'
|  |  | 99 | 380 | 228.75 | 0 | 481253.0646 | 76.25 | 204999.9976 | 76249998.15 | 380 | 9 | 544221.2022 | 0 | 5464.2143 | 982724.8267 | 0 | 982724.8267 | 543122.8738 | 25098.2904 | 260.5949 | 0.12335 | 0.40984 | 2.0066 | 9.8131 | 0 | 0 | 0.24016 | 31.9305 | 0 | 1.5528 | 128.4968 | 161.9801 | 0 | 0.97533 | 0.9959 | 0.66448 | 0 | 0 | 0 | 0 | 0 | 0.94536 | 0 | 0 | 0.90187 | CU | 0 | 0 | 0 | 0 | 0 | 0 | 0 | 0 | 0 | 0 | 0 | 0 | 0 | 0 | 0 | 0 | 0 |  | 0.18318 | 0 | 0.93056 | 0.33701 | 0.15378 | 0 | 0 | 0 | 0 | 0 | 0 | 0 | 0 | 0.66448 | 0.9959 | 0.97533 | 0.90187 | 0.23839 | 161.9801 | 481253.0646 | CU | 380 | 150 | 151 | 99 | BM | 285 | 0.33385 | 149.7333 | 165566.4823 | 18447.2544 | 99 | EW | 552 | 0.33151 | 149.0411 | 151539.509 | 18557.5103 | '552'
|  |  | 100 | 381.1.1 | 387 | 0 | 811751.3857 | 129 | 335999.9994 | 128999999.7 | 381.1.1 | 17 | 548399.5315 | 0 | 2302.0372 | 1001216.7004 | 0 | 1001216.7004 | 565309.7762 | 31263.7512 | 259.8158 | 0.13649 | 0.35465 | 2.0407 | 11.7946 | 0 | 0 | 0.23945 | 32.244 | 0 | 0.65573 | 128.8821 | 161.7819 | 0 | 0.9727 | 0.99645 | 0.6531 | 0 | 0 | 0 | 0 | 0 | 0.97698 | 0 | 0 | 0.88205 | CV | 0 | 0 | 0 | 0 | 0 | 0 | 0 | 0 | 0 | 0 | 0 | 0 | 0 | 0 | 0 | 0 | 0 |  | 0.17411 | 0 | 0.9707 | 0.3125 | 0.15809 | 0 | 0 | 0 | 0 | 0 | 0 | 0 | 0 | 0.6531 | 0.99645 | 0.9727 | 0.88205 | 0.23845 | 161.7819 | 811751.3857 | CV | 381.1.1 | 149 | 150 | 100 | EG | 49 | 0.33348 | 154.5777 | 72571.5249 | 18519.8259 | 100 | AG | 189 | 0.34182 | 149.0881 | 199746.5998 | 18757.2569 | '189'
|  |  | 101 | 381.1.2 | 440.25 | 5 | 926013.6427 | 146.75 | 387999.9994 | 146750000 | 381.1.2 | 19 | 586474.041 | 0 | 7278.449 | 1024996.2856 | 0 | 1024996.2856 | 577905.6433 | 16020.4029 | 260.5382 | 0.10903 | 0.7755 | 2.0256 | 13.1881 | 0 | 0 | 0.24011 | 34.129 | 0 | 2.0686 | 128.5247 | 164.7224 | 0 | 0.97819 | 0.99225 | 0.65813 | 0 | 0 | 0 | 0 | 0 | 0.92722 | 0 | 0 | 0.86812 | CW | 0 | 0 | 0 | 0 | 0 | 0 | 0 | 0 | 0 | 0 | 0 | 0 | 0 | 0 | 0 | 0 | 0 |  | 0.11955 | 0 | 0.90749 | 0.33524 | 0.094152 | 0 | 0 | 0 | 0 | 0 | 0 | 0 | 0 | 0.65813 | 0.99225 | 0.97819 | 0.86812 | 0.2125 | 164.7224 | 926013.6427 | CW | 381.1.2 | 160 | 161 | 101 | AD | 181.1.2 | 0.33262 | 149.6036 | 350841.4138 | 18870.6674 | 101 | AD | 181.1.2 | 0.33262 | 149.6036 | 350841.4138 | 19108.0983 | '181.1.2'
|  |  | 102 | 385 | 181.5 | 0 | 381052.0488 | 60.5 | 168999.9996 | 60500000.2 | 385 | 8 | 563400.3564 | 0 | 7097.3843 | 1030955.37 | 0 | 1030955.37 | 599621.9418 | 21524.6645 | 260.0525 | 0.17793 | 0.32231 | 2.0289 | 11.3471 | 0 | 0 | 0.23966 | 32.994 | 0 | 2.0205 | 128.7646 | 163.7791 | 0 | 0.96441 | 0.99678 | 0.65702 | 0 | 0 | 0 | 0 | 0 | 0.92903 | 0 | 0 | 0.88653 | CX | 0 | 0 | 0 | 0 | 0 | 0 | 0 | 0 | 0 | 0 | 0 | 0 | 0 | 0 | 0 | 0 | 0 |  | 0.1524 | 0 | 0.90964 | 0.31998 | 0.11466 | 0 | 0 | 0 | 0 | 0 | 0 | 0 | 0 | 0.65702 | 0.99678 | 0.96441 | 0.88653 | 0.2211 | 163.7791 | 381052.0488 | CX | 385 | 155 | 156 | 102 | EW | 552 | 0.33151 | 149.0411 | 151539.509 | 19022.2069 | 102 | BM | 285 | 0.33385 | 149.7333 | 165566.4823 | 19273.6648 | '285'
|  |  | 103 | 386 | 31.5 | 0 | 65821.7005 | 10.5 | 24000 | 10500000.1 | 386 | 1 | 523686.1302 | 0 | 3130.3433 | 990208.6925 | 0 | 990208.6925 | 564510.1134 | 24046.8293 | 258.8284 | 0.38512 | 0.16667 | 2.2143 | 9.3333 | 0 | 0 | 0.23854 | 31.0773 | 0 | 0.89562 | 129.3736 | 161.3465 | 0 | 0.92298 | 0.99833 | 0.59524 | 0 | 0 | 0 | 0 | 0 | 0.9687 | 0 | 0 | 0.90667 | CY | 0 | 0 | 0 | 0 | 0 | 0 | 0 | 0 | 0 | 0 | 0 | 0 | 0 | 0 | 0 | 0 | 0 |  | 0.20787 | 0 | 0.95996 | 0.28124 | 0.16756 | 0 | 0 | 0 | 0 | 0 | 0 | 0 | 0 | 0.59524 | 0.99833 | 0.92298 | 0.90667 | 0.23818 | 161.3465 | 65821.7005 | CY | 386 | 151 | 149 | 103 | Z | 172 | 0.32964 | 150.0967 | 87383.5519 | 19109.5904 | 103 | EH | 491 | 0.33744 | 149.8378 | 114023.1581 | 19387.6879 | '491'
|  |  | 104 | 387 | 43.5 | 3 | 91092.9447 | 14.5 | 45000.0002 | 14499999.85 | 387 | 3 | 507773.8607 | 0 | 267.2076 | 959387.6027 | 0 | 959387.6027 | 531935.2769 | 3019.3961 | 259.3874 | 0.34301 | 0.81034 | 2.1207 | 14.7586 | 0 | 0 | 0.23905 | 30.1815 | 0 | 0.076282 | 129.0948 | 159.3526 | 0 | 0.9314 | 0.9919 | 0.62644 | 0 | 0 | 0 | 0 | 0 | 0.99733 | 0 | 0 | 0.85241 | CZ | 0 | 0 | 0 | 0 | 0 | 0 | 0 | 0 | 0 | 0 | 0 | 0 | 0 | 0 | 0 | 0 | 0 |  | 0.2338 | 0 | 0.99662 | 0.29898 | 0.21092 | 0 | 0 | 0 | 0 | 0 | 0 | 0 | 0 | 0.62644 | 0.9919 | 0.9314 | 0.85241 | 0.25447 | 159.3526 | 91092.9447 | CZ | 387 | 139 | 139 | 104 | DY | 452 | 0.32947 | 147.3115 | 68934.2077 | 19178.5246 | 104 | AJ | 197 | 0.32861 | 149.9924 | 425244.3558 | 19812.9323 | '197'
|  |  | 105 | 388 | 61.5 | 0 | 129445.9542 | 20.5 | 65000.0006 | 20500000.25 | 388 | 6 | 451680.543 | 0 | 1671.3477 | 844210.8439 | 0 | 844210.8439 | 411792.5921 | 23029.4039 | 260.7155 | 0.29555 | 4.4268 | 2.2317 | 24.6585 | 0 | 0 | 0.24028 | 27.1216 | 0 | 0.47514 | 128.4373 | 156.034 | 0 | 0.94089 | 0.95573 | 0.58943 | 0 | 0 | 0 | 0 | 0 | 0.98329 | 0 | 0 | 0.75341 | DA | 0 | 0 | 0 | 0 | 0 | 0 | 0 | 0 | 0 | 0 | 0 | 0 | 0 | 0 | 0 | 0 | 0 |  | 0.32235 | 0 | 0.97877 | 0.3408 | 0.28308 | 0 | 0 | 0 | 0 | 0 | 0 | 0 | 0 | 0.58943 | 0.95573 | 0.94089 | 0.75341 | 0.2752 | 156.034 | 129445.9542 | DA | 388 | 123 | 123 | 105 | AJ | 197 | 0.32861 | 149.9924 | 425244.3558 | 19603.769 | 105 | Z | 172 | 0.32964 | 150.0967 | 87383.5519 | 19900.3158 | '172'
|  |  | 106 | 392 | 116.25 | 0 | 243728.0783 | 38.75 | 103000 | 38750000.7 | 392 | 7 | 467791.9003 | 0 | 7386.6616 | 873324.2108 | 0 | 873324.2108 | 446915.554 | 44358.7875 | 259.6965 | 0.10481 | 0.69677 | 2.0129 | 15.4258 | 0 | 0 | 0.23934 | 28.0655 | 0 | 2.1081 | 128.9416 | 159.1152 | 0 | 0.97904 | 0.99303 | 0.66237 | 0 | 0 | 0 | 0 | 0 | 0.92613 | 0 | 0 | 0.84574 | DB | 0 | 0 | 0 | 0 | 0 | 0 | 0 | 0 | 0 | 0 | 0 | 0 | 0 | 0 | 0 | 0 | 0 |  | 0.29503 | 0 | 0.90572 | 0.30872 | 0.21608 | 0 | 0 | 0 | 0 | 0 | 0 | 0 | 0 | 0.66237 | 0.99303 | 0.97904 | 0.84574 | 0.26044 | 159.1152 | 243728.0783 | DB | 392 | 135 | 136 | 106 | BJ | 275 | 0.32807 | 150.4829 | 101737.2255 | 19705.5062 | 106 | FD | 76 | 0.37908 | 150.2289 | 98759.7744 | 19999.0756 | '76'
|  |  | 107 | 40 | 190.5 | 7 | 422849.4562 | 63.5 | 176000.0014 | 63499999.5 | 40 | 10 | 8937.5254 | 0 | 4071.2532 | 1042350.0018 | 0 | 292826.2308 | 282912.7224 | 5243.9513 | 274.944 | 1.6759 | 1.2126 | 2.689 | 19.8819 | 1 | 0 | 0.25339 | 3.9622 | 0 | 1.0946 | 121.7912 | 126.848 | 0 | 0.66482 | 0.98787 | 0.43701 | 0 | 0 | 0 | 0.5 | 0 | 0.95929 | 0 | 0.91062 | 0.80118 | DC | 0 | 0 | 0 | 0 | 0 | 0 | 0 | 0 | 0 | 0 | 0 | 0 | 0 | 0 | 0 | 0 | 0 |  | 0.99259 | 0 | 0.95106 | 0.76355 | 0.91771 | 0 | 0 | 0 | 0 | 0 | 0 | 1 | 0 | 0.43701 | 0.98787 | 0.66482 | 0.80118 | 0.56163 | 126.848 | 422849.4562 | DC | 40 | 10 | 9 | 107 | EL | 514 | 0.32748 | 148.0806 | 384305.9017 | 20089.8121 | 107 | BJ | 275 | 0.32807 | 150.4829 | 101737.2255 | 20100.8128 | '275'
|  |  | 108 | 402 | 30 | 0 | 62681.1756 | 10 | 36000.0006 | 10000000.7 | 402 | 4 | 447242.0792 | 0 | 2021.3573 | 872721.3164 | 0 | 872721.3164 | 458251.8448 | 61640.4622 | 258.803 | 0.25276 | 11.15 | 2.1 | 24.8 | 0 | 0 | 0.23851 | 27.09 | 0 | 0.57812 | 129.3864 | 157.0545 | 0 | 0.94945 | 0.8885 | 0.63333 | 0 | 0 | 0 | 0 | 0 | 0.97979 | 0 | 0 | 0.752 | DD | 0 | 0 | 0 | 0 | 0 | 0 | 0 | 0 | 0 | 0 | 0 | 0 | 0 | 0 | 0 | 0 | 0 |  | 0.32327 | 0 | 0.97417 | 0.28043 | 0.26089 | 0 | 0 | 0 | 0 | 0 | 0 | 0 | 0 | 0.63333 | 0.8885 | 0.94945 | 0.752 | 0.26552 | 157.0545 | 62681.1756 | DD | 402 | 130 | 125 | 108 | DT | 426 | 0.32458 | 151.1286 | 66681.5026 | 20156.4936 | 108 | EI | 497 | 0.29664 | 150.7964 | 77517.6941 | 20178.3305 | '497'
|  |  | 109 | 403 | 157.5 | 0 | 329156.6922 | 52.5 | 149999.9988 | 52499999.7 | 403 | 10 | 451104.3847 | 0 | 2640.2119 | 889707.8426 | 0 | 889707.8426 | 475337.0532 | 64769.628 | 258.8663 | 0.091116 | 0.92381 | 2.0286 | 13.4571 | 0 | 0 | 0.23857 | 27.2845 | 0 | 0.75521 | 129.3549 | 157.3946 | 0 | 0.98178 | 0.99076 | 0.65714 | 0 | 0 | 0 | 0 | 0 | 0.9736 | 0 | 0 | 0.86543 | DE | 0 | 0 | 0 | 0 | 0 | 0 | 0 | 0 | 0 | 0 | 0 | 0 | 0 | 0 | 0 | 0 | 0 |  | 0.31764 | 0 | 0.96624 | 0.28243 | 0.25349 | 0 | 0 | 0 | 0 | 0 | 0 | 0 | 0 | 0.65714 | 0.99076 | 0.98178 | 0.86543 | 0.27615 | 157.3946 | 329156.6922 | DE | 403 | 121 | 127 | 109 | CH | 357 | 0.32394 | 147.3503 | 83572.238 | 20240.0659 | 109 | ES | 537 | 0.31979 | 150.8496 | 132640.8079 | 20310.9713 | '537'
|  |  | 110 | 404 | 57 | 0 | 118989.5037 | 19 | 50000.001 | 19000000.2 | 404 | 4 | 432233.195 | 0 | 16740.0056 | 860308.6515 | 0 | 860308.6515 | 452001.3702 | 63240.7572 | 258.5754 | 0.32057 | 1 | 2.2895 | 8.3684 | 0 | 0 | 0.2383 | 26.3297 | 0 | 4.7938 | 129.5002 | 160.6237 | 0 | 0.93589 | 0.99 | 0.57018 | 0 | 0 | 0 | 0 | 0 | 0.8326 | 0 | 0 | 0.91632 | DF | 0 | 0 | 0 | 0 | 0 | 0 | 0 | 0 | 0 | 0 | 0 | 0 | 0 | 0 | 0 | 0 | 0 |  | 0.34527 | 0 | 0.78557 | 0.27319 | 0.18328 | 0 | 0 | 0 | 0 | 0 | 0 | 0 | 0 | 0.57018 | 0.99 | 0.93589 | 0.91632 | 0.24393 | 160.6237 | 118989.5037 | DF | 404 | 147 | 147 | 110 | DN | 417 | 0.32258 | 151.3974 | 65461.0015 | 20305.5269 | 110 | DT | 426 | 0.32458 | 151.1286 | 66681.5026 | 20377.6528 | '426'
|  |  | 111 | 405 | 33 | 0 | 69450.7172 | 11 | 35999.9998 | 10999999.8 | 405 | 2 | 427051.5536 | 0 | 17379.4715 | 812444.2737 | 0 | 812444.2737 | 403968.9552 | 34945.4053 | 260.6851 | 0.23334 | 1 | 2.1136 | 6.0909 | 0 | 0 | 0.24025 | 25.848 | 0 | 4.937 | 128.4521 | 159.2371 | 0 | 0.95333 | 0.99 | 0.62879 | 0 | 0 | 0 | 0 | 0 | 0.82621 | 0 | 0 | 0.93909 | DG | 0 | 0 | 0 | 0 | 0 | 0 | 0 | 0 | 0 | 0 | 0 | 0 | 0 | 0 | 0 | 0 | 0 |  | 0.35921 | 0 | 0.77917 | 0.33985 | 0.21343 | 0 | 0 | 0 | 0 | 0 | 0 | 0 | 0 | 0.62879 | 0.99 | 0.95333 | 0.93909 | 0.26093 | 159.2371 | 69450.7172 | DG | 405 | 133 | 138 | 111 | ES | 537 | 0.31979 | 150.8496 | 132640.8079 | 20438.1677 | 111 | DN | 417 | 0.32258 | 151.3974 | 65461.0015 | 20443.1138 | '417'
|  |  | 112 | 406 | 31.5 | 1 | 65806.1984 | 10.5 | 27999.9996 | 10499999.65 | 406 | 2 | 478425.8991 | 0 | 565.3007 | 978779.4418 | 0 | 978779.4418 | 576563.4033 | 11846.2765 | 258.7675 | 0.3388 | 2.0476 | 2.0238 | 23.0476 | 0 | 0 | 0.23848 | 28.7217 | 0 | 0.16173 | 129.4041 | 158.2875 | 0 | 0.93224 | 0.97952 | 0.65873 | 0 | 0 | 0 | 0 | 0 | 0.99435 | 0 | 0 | 0.76952 | DH | 0 | 0 | 0 | 0 | 0 | 0 | 0 | 0 | 0 | 0 | 0 | 0 | 0 | 0 | 0 | 0 | 0 |  | 0.27604 | 0 | 0.9928 | 0.2793 | 0.23408 | 0 | 0 | 0 | 0 | 0 | 0 | 0 | 0 | 0.65873 | 0.97952 | 0.93224 | 0.76952 | 0.26063 | 158.2875 | 65806.1984 | DH | 406 | 134 | 132 | 112 | AR | 219 | 0.3193 | 151.6624 | 235807.046 | 20673.9747 | 112 | AR | 219 | 0.3193 | 151.6624 | 235807.046 | 20678.9209 | '219'
|  |  | 113 | 407 | 97.5 | 0 | 203861.6946 | 32.5 | 109999.9988 | 32499999.6 | 407 | 9 | 493781.2645 | 0 | 3469.603 | 993505.7925 | 0 | 993505.7925 | 587963.7586 | 26324.9879 | 258.9909 | 0.44694 | 1.1385 | 2.2385 | 13.4 | 0 | 0 | 0.23869 | 29.4979 | 0 | 0.99264 | 129.2925 | 159.7831 | 0 | 0.91061 | 0.98862 | 0.58718 | 0 | 0 | 0 | 0 | 0 | 0.9653 | 0 | 0 | 0.866 | DI | 0 | 0 | 0 | 0 | 0 | 0 | 0 | 0 | 0 | 0 | 0 | 0 | 0 | 0 | 0 | 0 | 0 |  | 0.25358 | 0 | 0.95562 | 0.2864 | 0.20155 | 0 | 0 | 0 | 0 | 0 | 0 | 0 | 0 | 0.58718 | 0.98862 | 0.91061 | 0.866 | 0.24824 | 159.7831 | 203861.6946 | DI | 407 | 146 | 141 | 113 | DS | 425 | 0.31814 | 151.8496 | 90376.1797 | 20764.3509 | 113 | DS | 425 | 0.31814 | 151.8496 | 90376.1797 | 20769.2971 | '425'
|  |  | 114 | 41 | 167.25 | 2 | 374285.1552 | 55.75 | 156000.0006 | 55750000.95 | 41 | 9 | 28632.4928 | 0 | 4338.4216 | 1046991.5809 | 0 | 345937.5869 | 303165.7014 | 11714.7435 | 277.1979 | 0.18124 | 2.7578 | 2.2108 | 16.3722 | 1 | 0 | 0.25547 | 4.8906 | 0 | 1.1584 | 120.8003 | 126.8494 | 0 | 0.96375 | 0.97242 | 0.59641 | 0 | 0 | 0 | 0.5 | 0 | 0.95662 | 0 | 0.71368 | 0.83628 | DJ | 0 | 0 | 0 | 0 | 0 | 0 | 0 | 0 | 0 | 0 | 0 | 0 | 0 | 0 | 0 | 0 | 0 |  | 0.96572 | 0 | 0.94821 | 0.82658 | 0.91768 | 0 | 0 | 0 | 0 | 0 | 0 | 1 | 0 | 0.59641 | 0.97242 | 0.96375 | 0.83628 | 0.58552 | 126.8494 | 374285.1552 | DJ | 41 | 7 | 10 | 114 | DL | 414 | 0.30852 | 152.9809 | 163137.9672 | 20927.4889 | 114 | DL | 414 | 0.30852 | 152.9809 | 163137.9672 | 20932.435 | '414'
|  |  | 115 | 413 | 195.75 | 0 | 410443.3318 | 65.25 | 176000.0006 | 65250000.5 | 413 | 6 | 421410.7443 | 0 | 4989.5578 | 836740.7255 | 0 | 836740.7255 | 429988.2554 | 55648.1473 | 259.7197 | 0.23366 | 0.95019 | 2.1801 | 11.4215 | 0 | 0 | 0.23936 | 25.6506 | 0 | 1.4244 | 128.9298 | 156.0048 | 0 | 0.95327 | 0.9905 | 0.60664 | 0 | 0 | 0 | 0 | 0 | 0.9501 | 0 | 0 | 0.88579 | DK | 0 | 0 | 0 | 0 | 0 | 0 | 0 | 0 | 0 | 0 | 0 | 0 | 0 | 0 | 0 | 0 | 0 |  | 0.36492 | 0 | 0.93631 | 0.30947 | 0.28371 | 0 | 0 | 0 | 0 | 0 | 0 | 0 | 0 | 0.60664 | 0.9905 | 0.95327 | 0.88579 | 0.28529 | 156.0048 | 410443.3318 | DK | 413 | 120 | 122 | 115 | EI | 497 | 0.29664 | 150.7964 | 77517.6941 | 21005.0066 | 115 | DX | 451 | 0.29371 | 153.5213 | 114313.4242 | 21046.7485 | '451'
|  |  | 116 | 414 | 77.25 | 0 | 163137.9672 | 25.75 | 54999.9998 | 25749999.95 | 414 | 2 | 411764.177 | 0 | 0 | 787438.3691 | 0 | 787438.3691 | 386309.4012 | 38724.5692 | 261.5833 | 0.24749 | 1.3689 | 2.1068 | 19.3107 | 0 | 0 | 0.24108 | 24.9698 | 0 | 0 | 128.0111 | 152.9809 | 0 | 0.9505 | 0.98631 | 0.63107 | 0 | 0 | 0 | 0 | 0 | 1 | 0 | 0 | 0.80689 | DL | 0 | 0 | 0 | 0 | 0 | 0 | 0 | 0 | 0 | 0 | 0 | 0 | 0 | 0 | 0 | 0 | 0 |  | 0.38463 | 0 | 1 | 0.36791 | 0.34946 | 0 | 0 | 0 | 0 | 0 | 0 | 0 | 0 | 0.63107 | 0.98631 | 0.9505 | 0.80689 | 0.30852 | 152.9809 | 163137.9672 | DL | 414 | 114 | 114 | 116 | DX | 451 | 0.29371 | 153.5213 | 114313.4242 | 21119.32 | 116 | EG | 49 | 0.33348 | 154.5777 | 72571.5249 | 21119.32 | '49'
|  |  | 117 | 416 | 33.75 | 0 | 70379.3121 | 11.25 | 34000 | 11249999.55 | 416 | 2 | 416495.3067 | 0 | 17869.8365 | 870863.7679 | 0 | 870863.7679 | 473004.3204 | 83025.6868 | 258.3002 | 0.25219 | 1 | 2.2444 | 7.8 | 0 | 0 | 0.23805 | 25.5345 | 0 | 5.1229 | 129.6382 | 160.2956 | 0 | 0.94956 | 0.99 | 0.58519 | 0 | 0 | 0 | 0 | 0 | 0.8213 | 0 | 0 | 0.922 | DM | 0 | 0 | 0 | 0 | 0 | 0 | 0 | 0 | 0 | 0 | 0 | 0 | 0 | 0 | 0 | 0 | 0 |  | 0.36828 | 0 | 0.77085 | 0.26441 | 0.19041 | 0 | 0 | 0 | 0 | 0 | 0 | 0 | 0 | 0.58519 | 0.99 | 0.94956 | 0.922 | 0.2485 | 160.2956 | 70379.3121 | DM | 416 | 144 | 146 | 117 | AN | 202 | 0.29358 | 155.111 | 68819.2575 | 21188.1392 | 117 | AQ | 212 | 0.29058 | 155.0201 | 93005.4182 | 21212.3254 | '212'
|  |  | 118 | 417 | 30.75 | 0 | 65461.0015 | 10.25 | 23000 | 10249999.85 | 417 | 1 | 333393.9713 | 0 | 13007.5517 | 723236.2159 | 0 | 723236.2159 | 326180.7876 | 44198.5588 | 263.6884 | 0.30251 | 1 | 2.3171 | 11 | 0 | 0 | 0.24302 | 20.7552 | 0 | 3.653 | 126.9891 | 151.3974 | 0 | 0.9395 | 0.99 | 0.56098 | 0 | 0 | 0 | 0 | 0 | 0.86992 | 0 | 0 | 0.89 | DN | 0 | 0 | 0 | 0 | 0 | 0 | 0 | 0 | 0 | 0 | 0 | 0 | 0 | 0 | 0 | 0 | 0 |  | 0.50659 | 0 | 0.83661 | 0.43291 | 0.3839 | 0 | 0 | 0 | 0 | 0 | 0 | 0 | 0 | 0.56098 | 0.99 | 0.9395 | 0.89 | 0.32258 | 151.3974 | 65461.0015 | DN | 417 | 110 | 111 | 118 | AQ | 212 | 0.29058 | 155.0201 | 93005.4182 | 21281.1447 | 118 | AN | 202 | 0.29358 | 155.111 | 68819.2575 | 21281.1447 | '202'
|  |  | 119 | 418.1.1 | 471.75 | 8 | 984016.1879 | 157.25 | 492000.001 | 157250000.75 | 418.1.1 | 37 | 455491.9591 | 0 | 1664.7913 | 936358.1341 | 0 | 936358.1341 | 532213.1011 | 27236.2418 | 258.371 | 0.28677 | 1.0922 | 2.2289 | 17.2258 | 0 | 0 | 0.23811 | 27.566 | 0 | 0.47742 | 129.6028 | 157.6462 | 0 | 0.94265 | 0.98908 | 0.59036 | 0 | 0 | 0 | 0 | 0 | 0.98335 | 0 | 0 | 0.82774 | DO | 0 | 0 | 0 | 0 | 0 | 0 | 0 | 0 | 0 | 0 | 0 | 0 | 0 | 0 | 0 | 0 | 0 |  | 0.30949 | 0 | 0.97867 | 0.26666 | 0.24802 | 0 | 0 | 0 | 0 | 0 | 0 | 0 | 0 | 0.59036 | 0.98908 | 0.94265 | 0.82774 | 0.2667 | 157.6462 | 984016.1879 | DO | 418.1.1 | 128 | 129 | 119 | DR | 422 | 0.28653 | 155.2441 | 209472.2655 | 21490.6169 | 119 | DR | 422 | 0.28653 | 155.2441 | 209472.2655 | 21490.6169 | '422'
|  |  | 120 | 418.1.2 | 109.5 | 3 | 228695.5618 | 36.5 | 112000.0002 | 36499999.8 | 418.1.2 | 7 | 485985.9318 | 0 | 3519.689 | 944942.8645 | 0 | 944942.8645 | 525509.518 | 12223.8257 | 258.7004 | 0.2649 | 0.72603 | 2.1164 | 12.0137 | 0 | 0 | 0.23842 | 29.124 | 0 | 1.0075 | 129.4376 | 159.5691 | 0 | 0.94702 | 0.99274 | 0.62785 | 0 | 0 | 0 | 0 | 0 | 0.9648 | 0 | 0 | 0.87986 | DP | 0 | 0 | 0 | 0 | 0 | 0 | 0 | 0 | 0 | 0 | 0 | 0 | 0 | 0 | 0 | 0 | 0 |  | 0.2644 | 0 | 0.95496 | 0.27717 | 0.20621 | 0 | 0 | 0 | 0 | 0 | 0 | 0 | 0 | 0.62785 | 0.99274 | 0.94702 | 0.87986 | 0.25486 | 159.5691 | 228695.5618 | DP | 418.1.2 | 137 | 140 | 120 | DK | 413 | 0.28529 | 156.0048 | 410443.3318 | 21901.0602 | 120 | DV | 442 | 0.27595 | 155.2645 | 71041.9092 | 21561.6588 | '442'
|  |  | 121 | 419 | 36.75 | 0 | 76874.1976 | 12.25 | 30000 | 12250000.2 | 419 | 2 | 470859.4768 | 0 | 12541.8393 | 987802.1398 | 0 | 987802.1398 | 593680.0895 | 26501.1621 | 259.1055 | 0.23134 | 1.3265 | 2.1837 | 11.4898 | 0 | 0 | 0.23879 | 28.2897 | 0 | 3.585 | 129.2352 | 161.11 | 0 | 0.95373 | 0.98673 | 0.60544 | 0 | 0 | 0 | 0 | 0 | 0.87458 | 0 | 0 | 0.8851 | DQ | 0 | 0 | 0 | 0 | 0 | 0 | 0 | 0 | 0 | 0 | 0 | 0 | 0 | 0 | 0 | 0 | 0 |  | 0.28855 | 0 | 0.83965 | 0.29004 | 0.1727 | 0 | 0 | 0 | 0 | 0 | 0 | 0 | 0 | 0.60544 | 0.98673 | 0.95373 | 0.8851 | 0.24063 | 161.11 | 76874.1976 | DQ | 419 | 148 | 148 | 121 | DE | 403 | 0.27615 | 157.3946 | 329156.6922 | 22230.2169 | 121 | EO | 522 | 0.26552 | 155.7251 | 129398.9034 | 21691.0577 | '522'
|  |  | 122 | 422 | 100.5 | 0 | 209472.2655 | 33.5 | 99000 | 33500000.1 | 422 | 7 | 406974.4752 | 0 | 1723.5018 | 877599.4727 | 0 | 877599.4727 | 486690.5038 | 77598.8453 | 258.1748 | 0.18988 | 0.97015 | 2.4627 | 13.6269 | 0 | 0 | 0.23793 | 25.0487 | 0 | 0.49429 | 129.7011 | 155.2441 | 0 | 0.96202 | 0.9903 | 0.51244 | 0 | 0 | 0 | 0 | 0 | 0.98276 | 0 | 0 | 0.86373 | DR | 0 | 0 | 0 | 0 | 0 | 0 | 0 | 0 | 0 | 0 | 0 | 0 | 0 | 0 | 0 | 0 | 0 |  | 0.38234 | 0 | 0.97792 | 0.26041 | 0.30025 | 0 | 0 | 0 | 0 | 0 | 0 | 0 | 0 | 0.51244 | 0.9903 | 0.96202 | 0.86373 | 0.28653 | 155.2441 | 209472.2655 | DR | 422 | 119 | 119 | 122 | DV | 442 | 0.27595 | 155.2645 | 71041.9092 | 22301.2588 | 122 | DK | 413 | 0.28529 | 156.0048 | 410443.3318 | 22101.5011 | '413'
|  |  | 123 | 425 | 42.75 | 0 | 90376.1797 | 14.25 | 49999.9998 | 14249999.8 | 425 | 4 | 378627.3629 | 0 | 2620.9639 | 752430.7466 | 0 | 752430.7466 | 377902.3221 | 75232.7074 | 261.8613 | 0.41322 | 1.7544 | 2.1754 | 13.7719 | 0 | 0 | 0.24133 | 23.2335 | 0 | 0.74084 | 127.8753 | 151.8496 | 0 | 0.91736 | 0.98246 | 0.60819 | 0 | 0 | 0 | 0 | 0 | 0.97379 | 0 | 0 | 0.86228 | DS | 0 | 0 | 0 | 0 | 0 | 0 | 0 | 0 | 0 | 0 | 0 | 0 | 0 | 0 | 0 | 0 | 0 |  | 0.43487 | 0 | 0.96689 | 0.37654 | 0.37406 | 0 | 0 | 0 | 0 | 0 | 0 | 0 | 0 | 0.60819 | 0.98246 | 0.91736 | 0.86228 | 0.31814 | 151.8496 | 90376.1797 | DS | 425 | 113 | 113 | 123 | DA | 388 | 0.2752 | 156.034 | 129445.9542 | 22430.7048 | 123 | DA | 388 | 0.2752 | 156.034 | 129445.9542 | 22230.947 | '388'
|  |  | 124 | 426 | 31.5 | 0 | 66681.5026 | 10.5 | 34000.0002 | 10500000.6 | 426 | 3 | 370379.9669 | 0 | 2280.6696 | 723048.0881 | 0 | 723048.0881 | 355593.3631 | 46543.7611 | 262.2094 | 0.27935 | 1 | 2.2143 | 15.5714 | 0 | 0 | 0.24165 | 22.7782 | 0 | 0.64486 | 127.7056 | 151.1286 | 0 | 0.94413 | 0.99 | 0.59524 | 0 | 0 | 0 | 0 | 0 | 0.97719 | 0 | 0 | 0.84429 | DT | 0 | 0 | 0 | 0 | 0 | 0 | 0 | 0 | 0 | 0 | 0 | 0 | 0 | 0 | 0 | 0 | 0 |  | 0.44805 | 0 | 0.97118 | 0.38734 | 0.38974 | 0 | 0 | 0 | 0 | 0 | 0 | 0 | 0 | 0.59524 | 0.99 | 0.94413 | 0.84429 | 0.32458 | 151.1286 | 66681.5026 | DT | 426 | 108 | 110 | 124 | CT | 374 | 0.27365 | 157.6786 | 313946.1376 | 22744.6509 | 124 | EP | 526 | 0.25075 | 156.0981 | 400457.6639 | 22631.4047 | '526'
|  |  | 125 | 436 | 90.75 | 0 | 191362.2943 | 30.25 | 88000.0006 | 30250000.35 | 436 | 5 | 353971.1066 | 0 | 31676.0466 | 687382.9033 | 0 | 687382.9033 | 349998.6048 | 15844.7337 | 261.194 | 0.27249 | 1 | 2.2314 | 3.0661 | 0 | 0 | 0.24072 | 22.0176 | 0 | 8.9813 | 128.202 | 159.2009 | 0 | 0.9455 | 0.99 | 0.58953 | 0 | 0 | 0 | 0 | 0 | 0.68324 | 0 | 0 | 0.96934 | DU | 0 | 0 | 0 | 0 | 0 | 0 | 0 | 0 | 0 | 0 | 0 | 0 | 0 | 0 | 0 | 0 | 0 |  | 0.47006 | 0 | 0.59823 | 0.35576 | 0.21421 | 0 | 0 | 0 | 0 | 0 | 0 | 0 | 0 | 0.58953 | 0.99 | 0.9455 | 0.96934 | 0.2604 | 159.2009 | 191362.2943 | DU | 436 | 136 | 137 | 125 | AK | 199 | 0.27319 | 157.0593 | 201953.0598 | 22946.604 | 125 | DD | 402 | 0.26552 | 157.0545 | 62681.1756 | 22694.0859 | '402'
|  |  | 126 | 442 | 34.5 | 1 | 71041.9092 | 11.5 | 31999.9996 | 11499999.4 | 442 | 2 | 301689.4755 | 0 | 14478.1303 | 558286.8246 | 0 | 558286.8246 | 323354.3421 | 10604.9123 | 255.0639 | 0.19131 | 1.0217 | 3 | 16.4348 | 0 | 0 | 0.23507 | 19.7778 | 0 | 4.2037 | 131.2831 | 155.2645 | 0 | 0.96174 | 0.98978 | 0.33333 | 0 | 0 | 0 | 0 | 0 | 0.85522 | 0 | 0 | 0.83565 | DV | 0 | 0 | 0 | 0 | 0 | 0 | 0 | 0 | 0 | 0 | 0 | 0 | 0 | 0 | 0 | 0 | 0 |  | 0.53488 | 0 | 0.81197 | 0.15978 | 0.29981 | 0 | 0 | 0 | 0 | 0 | 0 | 0 | 0 | 0.33333 | 0.98978 | 0.96174 | 0.83565 | 0.27595 | 155.2645 | 71041.9092 | DV | 442 | 122 | 120 | 126 | AP | 209 | 0.2731 | 157.4903 | 126354.7436 | 23072.9587 | 126 | AK | 199 | 0.27319 | 157.0593 | 201953.0598 | 22896.0389 | '199'
|  |  | 127 | 45 | 109.5 | 0 | 238348.5506 | 36.5 | 133000.0002 | 36500000.45 | 45 | 12 | 39412.702 | 0 | 8251.5204 | 1171183.5127 | 0 | 725761.3501 | 595534.1513 | 26699.4643 | 269.6198 | 0.17459 | 0.33562 | 2.9589 | 10.7123 | 1 | 0 | 0.24848 | 5.5691 | 0 | 2.2659 | 124.1958 | 132.0308 | 0 | 0.96508 | 0.99664 | 0.34703 | 0 | 0 | 0 | 0.5 | 0 | 0.91748 | 0 | 0.60587 | 0.89288 | DW | 0 | 0 | 0 | 0 | 0 | 0 | 0 | 0 | 0 | 0 | 0 | 0 | 0 | 0 | 0 | 0 | 0 |  | 0.94608 | 0 | 0.89866 | 0.6106 | 0.80502 | 0 | 0 | 0 | 0 | 0 | 0 | 1 | 0 | 0.34703 | 0.99664 | 0.96508 | 0.89288 | 0.53209 | 132.0308 | 238348.5506 | DW | 45 | 21 | 24 | 127 | CP | 367 | 0.27147 | 158.2304 | 282269.242 | 23355.228 | 127 | DE | 403 | 0.27615 | 157.3946 | 329156.6922 | 23225.1956 | '403'
|  |  | 128 | 451 | 55.5 | 0 | 114313.4242 | 18.5 | 47000.0006 | 18500000 | 451 | 3 | 259467.9247 | 0 | 16308.8224 | 522396.5379 | 0 | 522396.5379 | 339113.698 | 17227.1639 | 255.1277 | 0.41772 | 1.0541 | 2.9189 | 9.3784 | 0 | 0 | 0.23513 | 17.5374 | 0 | 4.7336 | 131.2503 | 153.5213 | 0 | 0.91646 | 0.98946 | 0.36036 | 0 | 0 | 0 | 0 | 0 | 0.83691 | 0 | 0 | 0.90622 | DX | 0 | 0 | 0 | 0 | 0 | 0 | 0 | 0 | 0 | 0 | 0 | 0 | 0 | 0 | 0 | 0 | 0 |  | 0.59972 | 0 | 0.78826 | 0.16186 | 0.33771 | 0 | 0 | 0 | 0 | 0 | 0 | 0 | 0 | 0.36036 | 0.98946 | 0.91646 | 0.90622 | 0.29371 | 153.5213 | 114313.4242 | DX | 451 | 116 | 115 | 128 | DO | 418.1.1 | 0.2667 | 157.6462 | 984016.1879 | 24339.2442 | 128 | AP | 209 | 0.2731 | 157.4903 | 126354.7436 | 23351.5504 | '209'
|  |  | 129 | 452 | 33.75 | 0 | 68934.2077 | 11.25 | 38999.9996 | 11249999.7 | 452 | 2 | 160069.2064 | 0 | 8803.2535 | 449849.6551 | 0 | 449849.6551 | 273876.1032 | 46710.5588 | 252.9965 | 1.4003 | 10.3111 | 2.6222 | 26.8667 | 0 | 0 | 0.23316 | 12.3769 | 0 | 2.5784 | 132.3561 | 147.3115 | 0 | 0.71994 | 0.89689 | 0.45926 | 0 | 0 | 0 | 0 | 0 | 0.91197 | 0 | 0 | 0.73133 | DY | 0 | 0 | 0 | 0 | 0 | 0 | 0 | 0 | 0 | 0 | 0 | 0 | 0 | 0 | 0 | 0 | 0 |  | 0.74906 | 0 | 0.88468 | 0.091522 | 0.47274 | 0 | 0 | 0 | 0 | 0 | 0 | 0 | 0 | 0.45926 | 0.89689 | 0.71994 | 0.73133 | 0.32947 | 147.3115 | 68934.2077 | DY | 452 | 104 | 90 | 129 | EO | 522 | 0.26552 | 155.7251 | 129398.9034 | 24468.6431 | 129 | DO | 418.1.1 | 0.2667 | 157.6462 | 984016.1879 | 24335.5665 | '418.1.1'
|  |  | 130 | 456 | 40.5 | 0 | 83700.419 | 13.5 | 43999.9998 | 13499999.9 | 456 | 3 | 222632.2322 | 0 | 4658.4415 | 494955.8898 | 0 | 494955.8898 | 321746.1001 | 39512.2252 | 255.9918 | 0.86275 | 1.9259 | 2.9444 | 14.4074 | 0 | 0 | 0.23592 | 15.5344 | 0 | 1.3454 | 130.8078 | 147.6875 | 0 | 0.82745 | 0.98074 | 0.35185 | 0 | 0 | 0 | 0 | 0 | 0.95342 | 0 | 0 | 0.85593 | DZ | 0 | 0 | 0 | 0 | 0 | 0 | 0 | 0 | 0 | 0 | 0 | 0 | 0 | 0 | 0 | 0 | 0 |  | 0.65769 | 0 | 0.93984 | 0.19001 | 0.46457 | 0 | 0 | 0 | 0 | 0 | 0 | 0 | 0 | 0.35185 | 0.98074 | 0.82745 | 0.85593 | 0.33663 | 147.6875 | 83700.419 | DZ | 456 | 95 | 94 | 130 | DD | 402 | 0.26552 | 157.0545 | 62681.1756 | 24531.3243 | 130 | CT | 374 | 0.27365 | 157.6786 | 313946.1376 | 24649.5127 | '374'
|  |  | 131 | 466 | 36.75 | 0 | 75987.2405 | 12.25 | 41000.0002 | 12250000.05 | 466 | 4 | 178123.0466 | 0 | 1763.8198 | 741384.4436 | 0 | 741384.4436 | 493742.5542 | 100493.3834 | 256.116 | 0.451 | 3.898 | 2.4694 | 19.9796 | 0 | 0 | 0.23604 | 13.1786 | 0 | 0.50948 | 130.7437 | 144.4318 | 0 | 0.9098 | 0.96102 | 0.5102 | 0 | 0 | 0 | 0 | 0 | 0.98236 | 0 | 0 | 0.8002 | EA | 0 | 0 | 0 | 0 | 0 | 0 | 0 | 0 | 0 | 0 | 0 | 0 | 0 | 0 | 0 | 0 | 0 |  | 0.72587 | 0 | 0.97724 | 0.19408 | 0.53536 | 0 | 0 | 0 | 0 | 0 | 0 | 0 | 0 | 0.5102 | 0.96102 | 0.9098 | 0.8002 | 0.37321 | 144.4318 | 75987.2405 | EA | 466 | 77 | 76 | 131 | CM | 361.2.1 | 0.26417 | 158.8055 | 1687288.866 | 26218.6131 | 131 | CP | 367 | 0.27147 | 158.2304 | 282269.242 | 24931.7819 | '367'
|  |  | 132 | 47 | 57.75 | 0 | 124768.3621 | 19.25 | 67999.9996 | 19250000.35 | 47 | 6 | 91997.9337 | 0 | 31624.1264 | 1187448.918 | 0 | 773460.5415 | 604797.6783 | 29688.9555 | 267.6122 | 0.11299 | 0.23377 | 2.8442 | 1.4675 | 0 | 0 | 0.24663 | 8.2648 | 0 | 8.7515 | 125.1273 | 142.1436 | 0 | 0.9774 | 0.99766 | 0.38528 | 0 | 0 | 0 | 0 | 0 | 0.68376 | 0 | 0.080021 | 0.98532 | EB | 0 | 0 | 0 | 0 | 0 | 0 | 0 | 0 | 0 | 0 | 0 | 0 | 0 | 0 | 0 | 0 | 0 |  | 0.86807 | 0 | 0.60851 | 0.55135 | 0.58512 | 0 | 0 | 0 | 0 | 0 | 0 | 0 | 0 | 0.38528 | 0.99766 | 0.9774 | 0.98532 | 0.40133 | 142.1436 | 124768.3621 | EB | 47 | 64 | 66 | 132 | CL | 361.1.5 | 0.26332 | 158.6858 | 756264.8213 | 26974.8779 | 132 | DH | 406 | 0.26063 | 158.2875 | 65806.1984 | 24997.5881 | '406'
|  |  | 133 | 471 | 42.75 | 0 | 88657.8118 | 14.25 | 46999.9998 | 14250000.3 | 471 | 4 | 46251.7535 | 0 | 4388.6801 | 360552.6602 | 0 | 360552.6602 | 185110.0112 | 28253.5598 | 256.8824 | 1.555 | 21.6842 | 2.9825 | 29.2807 | 0 | 0 | 0.23674 | 6.2037 | 0 | 1.2661 | 130.354 | 137.8238 | 0 | 0.689 | 0.78316 | 0.33918 | 0 | 0 | 0 | 0 | 0 | 0.95611 | 0 | 0.53748 | 0.70719 | EC | 0 | 0 | 0 | 0 | 0 | 0 | 0 | 0 | 0 | 0 | 0 | 0 | 0 | 0 | 0 | 0 | 0 |  | 0.92772 | 0 | 0.94339 | 0.21887 | 0.67905 | 0 | 0 | 0 | 0 | 0 | 0 | 0 | 0 | 0.33918 | 0.78316 | 0.689 | 0.70719 | 0.39755 | 137.8238 | 88657.8118 | EC | 471 | 66 | 49 | 133 | DG | 405 | 0.26093 | 159.2371 | 69450.7172 | 27044.3287 | 133 | CL | 361.1.5 | 0.26332 | 158.6858 | 756264.8213 | 25753.8529 | '361.1.5'
|  |  | 134 | 483 | 153.75 | 0 | 315700.9401 | 51.25 | 143999.9986 | 51249999.5 | 483 | 9 | 199352.6085 | 0 | 3446.7449 | 468707.343 | 0 | 468707.343 | 301141.6083 | 29029.3579 | 254.3397 | 1.3304 | 6.8683 | 2.8341 | 18.6683 | 0 | 0 | 0.2344 | 14.3986 | 0 | 1.0046 | 131.6571 | 147.0603 | 0 | 0.73392 | 0.93132 | 0.38862 | 0 | 0 | 0 | 0 | 0 | 0.96553 | 0 | 0 | 0.81332 | ED | 0 | 0 | 0 | 0 | 0 | 0 | 0 | 0 | 0 | 0 | 0 | 0 | 0 | 0 | 0 | 0 | 0 |  | 0.69056 | 0 | 0.95509 | 0.13598 | 0.4782 | 0 | 0 | 0 | 0 | 0 | 0 | 0 | 0 | 0.38862 | 0.93132 | 0.73392 | 0.81332 | 0.33464 | 147.0603 | 315700.9401 | ED | 483 | 98 | 86 | 134 | DH | 406 | 0.26063 | 158.2875 | 65806.1984 | 27110.1349 | 134 | CM | 361.2.1 | 0.26417 | 158.8055 | 1687288.866 | 27441.1418 | '361.2.1'
|  |  | 135 | 484 | 49.5 | 0 | 102027.1271 | 16.5 | 56000.0004 | 16500000.1 | 484 | 5 | 150730.7702 | 0 | 4732.1282 | 748247.0245 | 0 | 748247.0245 | 514958.0807 | 113586.9639 | 255.3077 | 0.56274 | 2.1818 | 2.1515 | 13.5455 | 0 | 0 | 0.23529 | 11.7704 | 0 | 1.3748 | 131.1587 | 144.3038 | 0 | 0.88745 | 0.97818 | 0.61616 | 0 | 0 | 0 | 0 | 0 | 0.95268 | 0 | 0 | 0.86455 | EE | 0 | 0 | 0 | 0 | 0 | 0 | 0 | 0 | 0 | 0 | 0 | 0 | 0 | 0 | 0 | 0 | 0 |  | 0.76662 | 0 | 0.93853 | 0.16769 | 0.53814 | 0 | 0 | 0 | 0 | 0 | 0 | 0 | 0 | 0.61616 | 0.97818 | 0.88745 | 0.86455 | 0.38257 | 144.3038 | 102027.1271 | EE | 484 | 73 | 75 | 135 | DB | 392 | 0.26044 | 159.1152 | 243728.0783 | 27353.8629 | 135 | BH | 270 | 0.2528 | 159.1147 | 268591.4309 | 27709.7332 | '270'
|  |  | 136 | 489 | 40.5 | 0 | 83317.4736 | 13.5 | 40999.9998 | 13499999.65 | 489 | 3 | 161272.5804 | 0 | 3149.5007 | 701448.8178 | 0 | 701448.8178 | 484438.6647 | 69486.0126 | 254.8206 | 1.4066 | 6.5556 | 2.8889 | 16.1852 | 0 | 0 | 0.23484 | 12.3521 | 0 | 0.91475 | 131.4086 | 144.6753 | 0 | 0.71869 | 0.93444 | 0.37037 | 0 | 0 | 0 | 0 | 0 | 0.9685 | 0 | 0 | 0.83815 | EF | 0 | 0 | 0 | 0 | 0 | 0 | 0 | 0 | 0 | 0 | 0 | 0 | 0 | 0 | 0 | 0 | 0 |  | 0.74978 | 0 | 0.95911 | 0.1518 | 0.53007 | 0 | 0 | 0 | 0 | 0 | 0 | 0 | 0 | 0.37037 | 0.93444 | 0.71869 | 0.83815 | 0.35511 | 144.6753 | 83317.4736 | EF | 489 | 82 | 77 | 136 | DU | 436 | 0.2604 | 159.2009 | 191362.2943 | 27545.2252 | 136 | DB | 392 | 0.26044 | 159.1152 | 243728.0783 | 27953.4613 | '392'
|  |  | 137 | 49 | 33 | 0 | 72571.5249 | 11 | 32000 | 11000000.25 | 49 | 2 | 115719.2963 | 0 | 82226.0181 | 1092754.6241 | 0 | 558674.7713 | 450218.5312 | 100607.5766 | 272.3991 | 0.38139 | 3.4318 | 2.9773 | 7.8636 | 1 | 0 | 0.25104 | 9.2959 | 0 | 22.3535 | 122.9283 | 154.5777 | 0 | 0.92372 | 0.96568 | 0.34091 | 0 | 0 | 0 | 0.5 | 0 | 0.17774 | 0 | 0 | 0.92136 | EG | 0 | 0 | 0 | 0 | 0 | 0 | 0 | 0 | 0 | 0 | 0 | 0 | 0 | 0 | 0 | 0 | 0 |  | 0.83823 | 0 | 0 | 0.69122 | 0.31474 | 0 | 0 | 0 | 0 | 0 | 0 | 1 | 0 | 0.34091 | 0.96568 | 0.92372 | 0.92136 | 0.33348 | 154.5777 | 72571.5249 | EG | 49 | 100 | 116 | 137 | DP | 418.1.2 | 0.25486 | 159.5691 | 228695.5618 | 27773.9208 | 137 | DU | 436 | 0.2604 | 159.2009 | 191362.2943 | 28144.8236 | '436'
|  |  | 138 | 491 | 55.5 | 0 | 114023.1581 | 18.5 | 56000.0006 | 18500000.7 | 491 | 4 | 139735.7533 | 0 | 24154.0095 | 769063.7039 | 0 | 769063.7039 | 535565.6596 | 97664.3526 | 254.4799 | 0.65129 | 1 | 2.2703 | 3 | 0 | 0 | 0.23453 | 11.2252 | 0 | 7.0279 | 131.5847 | 149.8378 | 0 | 0.86974 | 0.99 | 0.57658 | 0 | 0 | 0 | 0 | 0 | 0.75846 | 0 | 0 | 0.97 | EH | 0 | 0 | 0 | 0 | 0 | 0 | 0 | 0 | 0 | 0 | 0 | 0 | 0 | 0 | 0 | 0 | 0 |  | 0.78239 | 0 | 0.68562 | 0.14059 | 0.41781 | 0 | 0 | 0 | 0 | 0 | 0 | 0 | 0 | 0.57658 | 0.99 | 0.86974 | 0.97 | 0.33744 | 149.8378 | 114023.1581 | EH | 491 | 94 | 103 | 138 | CS | 371 | 0.25454 | 159.9112 | 93702.6238 | 27867.6234 | 138 | DG | 405 | 0.26093 | 159.2371 | 69450.7172 | 28214.2743 | '405'
|  |  | 139 | 497 | 38.25 | 2 | 77517.6941 | 12.75 | 31000 | 12750000.05 | 497 | 2 | 234378.9906 | 0 | 3151.742 | 485200.8994 | 0 | 485200.8994 | 324229.6213 | 0 | 251.0284 | 2.1171 | 1.2549 | 3 | 14.0196 | 0 | 0 | 0.23135 | 16.4733 | 0 | 0.92965 | 133.3935 | 150.7964 | 0 | 0.57657 | 0.98745 | 0.33333 | 0 | 0 | 0 | 0 | 0 | 0.96848 | 0 | 0 | 0.8598 | EI | 0 | 0 | 0 | 0 | 0 | 0 | 0 | 0 | 0 | 0 | 0 | 0 | 0 | 0 | 0 | 0 | 0 |  | 0.63052 | 0 | 0.95844 | 0.025533 | 0.39696 | 0 | 0 | 0 | 0 | 0 | 0 | 0 | 0 | 0.33333 | 0.98745 | 0.57657 | 0.8598 | 0.29664 | 150.7964 | 77517.6941 | EI | 497 | 115 | 108 | 139 | CZ | 387 | 0.25447 | 159.3526 | 91092.9447 | 27958.7164 | 139 | CZ | 387 | 0.25447 | 159.3526 | 91092.9447 | 28305.3673 | '387'
|  |  | 140 | 501 | 78.75 | 0 | 161431.8873 | 26.25 | 72999.9998 | 26250000.05 | 501 | 3 | 114172.9509 | 0 | 1634.0025 | 746374.7376 | 0 | 746374.7376 | 533932.2114 | 117316.7643 | 253.9172 | 0.82273 | 1.2381 | 2.1714 | 14.9048 | 0 | 0 | 0.23401 | 9.89 | 0 | 0.47682 | 131.876 | 142.2428 | 0 | 0.83545 | 0.98762 | 0.60952 | 0 | 0 | 0 | 0 | 0 | 0.98366 | 0 | 0 | 0.85095 | EJ | 0 | 0 | 0 | 0 | 0 | 0 | 0 | 0 | 0 | 0 | 0 | 0 | 0 | 0 | 0 | 0 | 0 |  | 0.82104 | 0 | 0.9787 | 0.12206 | 0.58296 | 0 | 0 | 0 | 0 | 0 | 0 | 0 | 0 | 0.60952 | 0.98762 | 0.83545 | 0.85095 | 0.39736 | 142.2428 | 161431.8873 | EJ | 501 | 67 | 67 | 140 | BH | 270 | 0.2528 | 159.1147 | 268591.4309 | 28227.3078 | 140 | DP | 418.1.2 | 0.25486 | 159.5691 | 228695.5618 | 28534.0628 | '418.1.2'
|  |  | 141 | 511 | 31.5 | 0 | 64550.9224 | 10.5 | 31000 | 10500000.05 | 511 | 2 | 155080.6114 | 0 | 4098.1137 | 654140.3437 | 0 | 654140.3437 | 493240.515 | 37305.519 | 253.8314 | 0.62399 | 1.619 | 2.1905 | 16.8095 | 0 | 0 | 0.23393 | 12.0706 | 0 | 1.1972 | 131.9207 | 145.1885 | 0 | 0.8752 | 0.98381 | 0.60317 | 0 | 0 | 0 | 0 | 0 | 0.95902 | 0 | 0 | 0.8319 | EK | 0 | 0 | 0 | 0 | 0 | 0 | 0 | 0 | 0 | 0 | 0 | 0 | 0 | 0 | 0 | 0 | 0 |  | 0.75793 | 0 | 0.94647 | 0.11922 | 0.51891 | 0 | 0 | 0 | 0 | 0 | 0 | 0 | 0 | 0.60317 | 0.98381 | 0.8752 | 0.8319 | 0.37227 | 145.1885 | 64550.9224 | EK | 511 | 78 | 80 | 141 | CI | 361.1.2 | 0.25098 | 160.0215 | 1172007.6312 | 29399.3154 | 141 | DI | 407 | 0.24824 | 159.7831 | 203861.6946 | 28737.9245 | '407'
|  |  | 142 | 514 | 189.75 | 8 | 384305.9017 | 63.25 | 196000.0004 | 63250000.7 | 514 | 13 | 142815.9784 | 0 | 10323.168 | 393651.0245 | 0 | 393651.0245 | 238752.7208 | 8700.136 | 250.87 | 1.1588 | 12.6522 | 2.4585 | 25.4111 | 0 | 0 | 0.2312 | 11.5534 | 0 | 3.0489 | 133.4784 | 148.0806 | 0 | 0.76824 | 0.87348 | 0.51383 | 0 | 0 | 0 | 0 | 0 | 0.89677 | 0 | 0 | 0.74589 | EL | 0 | 0 | 0 | 0 | 0 | 0 | 0 | 0 | 0 | 0 | 0 | 0 | 0 | 0 | 0 | 0 | 0 |  | 0.7729 | 0 | 0.86363 | 0.020135 | 0.45602 | 0 | 0 | 0 | 0 | 0 | 0 | 0 | 0 | 0.51383 | 0.87348 | 0.76824 | 0.74589 | 0.32748 | 148.0806 | 384305.9017 | EL | 514 | 107 | 97 | 142 | EP | 526 | 0.25075 | 156.0981 | 400457.6639 | 29799.7731 | 142 | CS | 371 | 0.25454 | 159.9112 | 93702.6238 | 28831.6271 | '371'
|  |  | 143 | 52 | 30.75 | 2 | 67005.7187 | 10.25 | 29999.9998 | 10250000 | 52 | 2 | 30179.2034 | 0 | 10690.9883 | 1143107.1626 | 0 | 688266.3396 | 563959.9839 | 4396.717 | 269.9107 | 0.38853 | 0.073171 | 3 | 17.1463 | 1 | 0 | 0.24875 | 5.1002 | 0 | 2.9331 | 124.0617 | 132.0951 | 0 | 0.92229 | 0.99927 | 0.33333 | 0 | 0 | 0 | 0.5 | 0 | 0.89309 | 0 | 0.69821 | 0.82854 | EM | 0 | 0 | 0 | 0 | 0 | 0 | 0 | 0 | 0 | 0 | 0 | 0 | 0 | 0 | 0 | 0 | 0 |  | 0.95965 | 0 | 0.86881 | 0.61913 | 0.80362 | 0 | 0 | 0 | 0 | 0 | 0 | 1 | 0 | 0.33333 | 0.99927 | 0.92229 | 0.82854 | 0.52562 | 132.0951 | 67005.7187 | EM | 52 | 25 | 25 | 143 | BY | 310 | 0.249 | 160.1634 | 120331.3828 | 29920.1045 | 143 | CI | 361.1.2 | 0.25098 | 160.0215 | 1172007.6312 | 30003.6348 | '361.1.2'
|  |  | 144 | 520 | 60 | 0 | 121279.671 | 20 | 65999.9996 | 19999999.55 | 520 | 5 | 129779.5534 | 0 | 2842.2393 | 359023.5811 | 0 | 359023.5811 | 210972.6558 | 41741.069 | 250.3746 | 0.8931 | 11.75 | 2.75 | 26.625 | 0 | 0 | 0.23075 | 10.8724 | 0 | 0.84019 | 133.742 | 145.4546 | 0 | 0.82138 | 0.8825 | 0.41667 | 0 | 0 | 0 | 0 | 0 | 0.97158 | 0 | 0 | 0.73375 | EN | 0 | 0 | 0 | 0 | 0 | 0 | 0 | 0 | 0 | 0 | 0 | 0 | 0 | 0 | 0 | 0 | 0 |  | 0.79261 | 0 | 0.96244 | 0.0033652 | 0.51312 | 0 | 0 | 0 | 0 | 0 | 0 | 0 | 0 | 0.41667 | 0.8825 | 0.82138 | 0.73375 | 0.34796 | 145.4546 | 121279.671 | EN | 520 | 88 | 81 | 144 | DM | 416 | 0.2485 | 160.2956 | 70379.3121 | 29990.4838 | 144 | BD | 254 | 0.24836 | 160.1488 | 240487.6399 | 30244.1224 | '254'
|  |  | 145 | 522 | 63.75 | 0 | 129398.9034 | 21.25 | 71000.0012 | 21250000.7 | 522 | 5 | 299597.3367 | 0 | 8788.9745 | 524833.3084 | 0 | 524833.3084 | 377908.0924 | 53651.0486 | 251.4223 | 2.0377 | 1.1294 | 2.4353 | 11.0706 | 0 | 0 | 0.23171 | 19.9518 | 0 | 2.5887 | 133.1846 | 155.7251 | 0 | 0.59247 | 0.98871 | 0.52157 | 0 | 0 | 0 | 0 | 0 | 0.91211 | 0 | 0 | 0.88929 | EO | 0 | 0 | 0 | 0 | 0 | 0 | 0 | 0 | 0 | 0 | 0 | 0 | 0 | 0 | 0 | 0 | 0 |  | 0.52985 | 0 | 0.88422 | 0.038823 | 0.28979 | 0 | 0 | 0 | 0 | 0 | 0 | 0 | 0 | 0.52157 | 0.98871 | 0.59247 | 0.88929 | 0.26552 | 155.7251 | 129398.9034 | EO | 522 | 129 | 121 | 145 | BD | 254 | 0.24836 | 160.1488 | 240487.6399 | 30230.9714 | 145 | BY | 310 | 0.249 | 160.1634 | 120331.3828 | 30364.4538 | '310'
|  |  | 146 | 526 | 198 | 0 | 400457.6639 | 66 | 195999.999 | 65999999.6 | 526 | 13 | 278170.6662 | 0 | 12063.5011 | 536574.0989 | 0 | 536574.0989 | 393622.7258 | 63055.3363 | 250.5214 | 2.3418 | 2.25 | 2.9659 | 9.2273 | 0 | 0 | 0.23088 | 18.8681 | 0 | 3.5663 | 133.6636 | 156.0981 | 0 | 0.53164 | 0.9775 | 0.3447 | 0 | 0 | 0 | 0 | 0 | 0.87936 | 0 | 0 | 0.90773 | EP | 0 | 0 | 0 | 0 | 0 | 0 | 0 | 0 | 0 | 0 | 0 | 0 | 0 | 0 | 0 | 0 | 0 |  | 0.56121 | 0 | 0.84048 | 0.0083519 | 0.28168 | 0 | 0 | 0 | 0 | 0 | 0 | 0 | 0 | 0.3447 | 0.9775 | 0.53164 | 0.90773 | 0.25075 | 156.0981 | 400457.6639 | EP | 526 | 142 | 124 | 146 | DI | 407 | 0.24824 | 159.7831 | 203861.6946 | 30434.8331 | 146 | DM | 416 | 0.2485 | 160.2956 | 70379.3121 | 30434.8331 | '416'
|  |  | 147 | 530 | 49.5 | 0 | 100023.2331 | 16.5 | 44000.0004 | 16500000 | 530 | 2 | 14316.0695 | 0 | 458.4317 | 744044.9691 | 0 | 744044.9691 | 594023.1392 | 75865.1942 | 250.2932 | 0.82733 | 3.2879 | 2.5455 | 23.3939 | 0 | 0 | 0.23067 | 4.6437 | 0 | 0.13565 | 133.7853 | 138.5646 | 0 | 0.83453 | 0.96712 | 0.48485 | 0 | 0 | 0 | 0 | 0 | 0.99542 | 0 | 0.85684 | 0.76606 | EQ | 0 | 0 | 0 | 0 | 0 | 0 | 0 | 0 | 0 | 0 | 0 | 0 | 0 | 0 | 0 | 0 | 0 |  | 0.97287 | 0 | 0.99396 | 0.00061152 | 0.66294 | 0 | 0 | 0 | 0 | 0 | 0 | 0 | 0 | 0.48485 | 0.96712 | 0.83453 | 0.76606 | 0.4178 | 138.5646 | 100023.2331 | EQ | 530 | 60 | 51 | 147 | DF | 404 | 0.24393 | 160.6237 | 118989.5037 | 30553.8226 | 147 | DF | 404 | 0.24393 | 160.6237 | 118989.5037 | 30553.8226 | '404'
|  |  | 148 | 533 | 36 | 0 | 72827.1241 | 12 | 39000.0004 | 12000000.25 | 533 | 3 | 95716.4338 | 0 | 16481.5315 | 678358.5572 | 0 | 678358.5572 | 535211.551 | 64888.125 | 250.5787 | 0.58964 | 1.1875 | 3 | 10.0417 | 0 | 0 | 0.23093 | 9.0269 | 0 | 4.8704 | 133.6331 | 147.5304 | 0 | 0.88207 | 0.98813 | 0.33333 | 0 | 0 | 0 | 0 | 0 | 0.83518 | 0 | 0.046218 | 0.89958 | ER | 0 | 0 | 0 | 0 | 0 | 0 | 0 | 0 | 0 | 0 | 0 | 0 | 0 | 0 | 0 | 0 | 0 |  | 0.84601 | 0 | 0.78215 | 0.010292 | 0.46798 | 0 | 0 | 0 | 0 | 0 | 0 | 0 | 0 | 0.33333 | 0.98813 | 0.88207 | 0.89958 | 0.34235 | 147.5304 | 72827.1241 | ER | 533 | 90 | 93 | 148 | DQ | 419 | 0.24063 | 161.11 | 76874.1976 | 30630.6968 | 148 | DQ | 419 | 0.24063 | 161.11 | 76874.1976 | 30630.6968 | '419'
|  |  | 149 | 537 | 65.25 | 5 | 132640.8079 | 21.75 | 63000 | 21750000.25 | 537 | 5 | 181583.152 | 0 | 14521.2238 | 611165.8822 | 0 | 611165.8822 | 470307.9265 | 957.4566 | 251.7967 | 0.91569 | 1.2989 | 2.2184 | 16.8391 | 0 | 0 | 0.23206 | 13.5906 | 0 | 4.2714 | 132.9877 | 150.8496 | 0 | 0.81686 | 0.98701 | 0.59387 | 0 | 0 | 0 | 0 | 0 | 0.85479 | 0 | 0 | 0.83161 | ES | 0 | 0 | 0 | 0 | 0 | 0 | 0 | 0 | 0 | 0 | 0 | 0 | 0 | 0 | 0 | 0 | 0 |  | 0.71394 | 0 | 0.80894 | 0.05135 | 0.39581 | 0 | 0 | 0 | 0 | 0 | 0 | 0 | 0 | 0.59387 | 0.98701 | 0.81686 | 0.83161 | 0.31979 | 150.8496 | 132640.8079 | ES | 537 | 111 | 109 | 149 | CV | 381.1.1 | 0.23845 | 161.7819 | 811751.3857 | 31442.4482 | 149 | CY | 386 | 0.23818 | 161.3465 | 65821.7005 | 30696.5185 | '386'
|  |  | 150 | 539 | 40.5 | 0 | 82841.7719 | 13.5 | 41999.9994 | 13499999.7 | 539 | 4 | 121556.9595 | 0 | 4084.2353 | 211972.1507 | 0 | 211972.1507 | 120067.0551 | 20706.7123 | 253.3657 | 2.0424 | 11.5741 | 2.8889 | 27.5556 | 0 | 0 | 0.2335 | 10.3058 | 0 | 1.1954 | 132.1638 | 143.6651 | 0 | 0.59153 | 0.88426 | 0.37037 | 0 | 0 | 0 | 0 | 0 | 0.95916 | 0 | 0 | 0.72444 | ET | 0 | 0 | 0 | 0 | 0 | 0 | 0 | 0 | 0 | 0 | 0 | 0 | 0 | 0 | 0 | 0 | 0 |  | 0.809 | 0 | 0.94655 | 0.10376 | 0.55203 | 0 | 0 | 0 | 0 | 0 | 0 | 0 | 0 | 0.37037 | 0.88426 | 0.59153 | 0.72444 | 0.34934 | 143.6651 | 82841.7719 | ET | 539 | 87 | 73 | 150 | CU | 380 | 0.23839 | 161.9801 | 481253.0646 | 31923.7013 | 150 | CV | 381.1.1 | 0.23845 | 161.7819 | 811751.3857 | 31508.2699 | '381.1.1'
|  |  | 151 | 541 | 44.25 | 3 | 90371.2874 | 14.75 | 47000 | 14750000 | 541 | 3 | 154723.6969 | 0 | 4273.6338 | 238754.2166 | 0 | 238754.2166 | 140460.8461 | 2961.0521 | 252.9709 | 1.7046 | 6 | 2.8814 | 26.4576 | 0 | 0 | 0.23314 | 12.0931 | 0 | 1.2498 | 132.3696 | 145.7125 | 0 | 0.65908 | 0.94 | 0.37288 | 0 | 0 | 0 | 0 | 0 | 0.95726 | 0 | 0 | 0.73542 | EU | 0 | 0 | 0 | 0 | 0 | 0 | 0 | 0 | 0 | 0 | 0 | 0 | 0 | 0 | 0 | 0 | 0 |  | 0.75728 | 0 | 0.94412 | 0.090664 | 0.50751 | 0 | 0 | 0 | 0 | 0 | 0 | 0 | 0 | 0.37288 | 0.94 | 0.65908 | 0.73542 | 0.33837 | 145.7125 | 90371.2874 | EU | 541 | 93 | 82 | 151 | CY | 386 | 0.23818 | 161.3465 | 65821.7005 | 31989.523 | 151 | CU | 380 | 0.23839 | 161.9801 | 481253.0646 | 31989.523 | '380'
|  |  | 152 | 551 | 32.25 | 4 | 65668.4233 | 10.75 | 42000.0002 | 10750000.15 | 551 | 4 | 147235.763 | 0 | 2165.625 | 224137.1989 | 0 | 224137.1989 | 158056.4745 | 5331.3492 | 252.2205 | 1.5195 | 13.2326 | 2.7209 | 37.186 | 0 | 0 | 0.23245 | 11.7272 | 0 | 0.63665 | 132.7637 | 145.1276 | 0 | 0.6961 | 0.86767 | 0.42636 | 0 | 0 | 0 | 0 | 0 | 0.97834 | 0 | 0 | 0.62814 | EV | 0 | 0 | 0 | 0 | 0 | 0 | 0 | 0 | 0 | 0 | 0 | 0 | 0 | 0 | 0 | 0 | 0 |  | 0.76787 | 0 | 0.97155 | 0.065593 | 0.52023 | 0 | 0 | 0 | 0 | 0 | 0 | 0 | 0 | 0.42636 | 0.86767 | 0.6961 | 0.62814 | 0.33901 | 145.1276 | 65668.4233 | EV | 551 | 92 | 79 | 152 | CO | 364.2.1 | 0.22629 | 163.1134 | 1598439.2011 | 33587.9622 | 152 | CJ | 361.1.3 | 0.22559 | 162.6796 | 968027.1355 | 32957.5501 | '361.1.3'
|  |  | 153 | 552 | 75 | 0 | 151539.509 | 25 | 85000.0002 | 25000000.3 | 552 | 6 | 124358.3628 | 0 | 15757.5545 | 660673.8222 | 0 | 660673.8222 | 527339.8696 | 35966.2256 | 250.2753 | 0.81442 | 1.05 | 2.8 | 7.74 | 0 | 0 | 0.23065 | 10.584 | 0 | 4.6622 | 133.7949 | 149.0411 | 0 | 0.83712 | 0.9895 | 0.4 | 0 | 0 | 0 | 0 | 0 | 0.84242 | 0 | 0 | 0.9226 | EW | 0 | 0 | 0 | 0 | 0 | 0 | 0 | 0 | 0 | 0 | 0 | 0 | 0 | 0 | 0 | 0 | 0 |  | 0.80095 | 0 | 0.79146 | 0 | 0.43513 | 0 | 0 | 0 | 0 | 0 | 0 | 0 | 0 | 0.4 | 0.9895 | 0.83712 | 0.9226 | 0.33151 | 149.0411 | 151539.509 | EW | 552 | 102 | 99 | 153 | CJ | 361.1.3 | 0.22559 | 162.6796 | 968027.1355 | 34555.9893 | 153 | CO | 364.2.1 | 0.22629 | 163.1134 | 1598439.2011 | 34555.9893 | '364.2.1'
|  |  | 154 | 59 | 184.5 | 0 | 409355.6475 | 61.5 | 172000.0008 | 61500000.35 | 59 | 8 | 22878.1263 | 0 | 6631.2756 | 1020387.3397 | 0 | 257828.6189 | 257148.4857 | 17780.3508 | 274.826 | 1.5412 | 1.5488 | 2.3293 | 15.0407 | 1 | 0 | 0.25328 | 4.6501 | 0 | 1.7865 | 121.843 | 128.2796 | 0 | 0.69176 | 0.98451 | 0.55691 | 0 | 0 | 0 | 0.5 | 0 | 0.93369 | 0 | 0.77122 | 0.84959 | EX | 0 | 0 | 0 | 0 | 0 | 0 | 0 | 0 | 0 | 0 | 0 | 0 | 0 | 0 | 0 | 0 | 0 |  | 0.97268 | 0 | 0.92011 | 0.76026 | 0.88658 | 0 | 0 | 0 | 0 | 0 | 0 | 1 | 0 | 0.55691 | 0.98451 | 0.69176 | 0.84959 | 0.55877 | 128.2796 | 409355.6475 | EX | 59 | 13 | 13 | 154 | CA | 324 | 0.22216 | 163.7525 | 68524.4574 | 34624.5138 | 154 | BW | 306 | 0.2187 | 163.1841 | 160350.383 | 34716.3397 | '306'
|  |  | 155 | 62 | 36.75 | 1 | 79417.3812 | 12.25 | 32999.9996 | 12249999.85 | 62 | 1 | 113237.4102 | 0 | 10662.347 | 1176742.7432 | 0 | 778447.3043 | 592277.1354 | 7452.1426 | 267.6774 | 0.1334 | 0.93878 | 2.9388 | 18.3878 | 0 | 0 | 0.24669 | 9.3346 | 0 | 2.9497 | 125.0967 | 137.3811 | 0 | 0.97332 | 0.99061 | 0.35374 | 0 | 0 | 0 | 0 | 0 | 0.89338 | 0 | 0 | 0.81612 | EY | 0 | 0 | 0 | 0 | 0 | 0 | 0 | 0 | 0 | 0 | 0 | 0 | 0 | 0 | 0 | 0 | 0 |  | 0.83711 | 0 | 0.86807 | 0.55329 | 0.68868 | 0 | 0 | 0 | 0 | 0 | 0 | 0 | 0 | 0.35374 | 0.99061 | 0.97332 | 0.81612 | 0.43216 | 137.3811 | 79417.3812 | EY | 62 | 57 | 45 | 155 | CX | 385 | 0.2211 | 163.7791 | 381052.0488 | 35005.5658 | 155 | CA | 324 | 0.22216 | 163.7525 | 68524.4574 | 34784.8641 | '324'
|  |  | 156 | 64 | 151.5 | 0 | 327285.7176 | 50.5 | 147999.9994 | 50500000.55 | 64 | 10 | 75595.7763 | 0 | 3711.2002 | 1162676.083 | 0 | 741544.3605 | 583052.4363 | 40485.2368 | 267.5887 | 0.36561 | 0.69307 | 2.6139 | 11.9901 | 0 | 0 | 0.24661 | 7.4375 | 0 | 1.0277 | 125.1382 | 133.6034 | 0 | 0.92688 | 0.99307 | 0.46205 | 0 | 0 | 0 | 0 | 0 | 0.96289 | 0 | 0.24404 | 0.8801 | EZ | 0 | 0 | 0 | 0 | 0 | 0 | 0 | 0 | 0 | 0 | 0 | 0 | 0 | 0 | 0 | 0 | 0 |  | 0.89201 | 0 | 0.95406 | 0.55065 | 0.77082 | 0 | 0 | 0 | 0 | 0 | 0 | 0 | 0 | 0.46205 | 0.99307 | 0.92688 | 0.8801 | 0.47143 | 133.6034 | 327285.7176 | EZ | 64 | 43 | 30 | 156 | BW | 306 | 0.2187 | 163.1841 | 160350.383 | 35165.9162 | 156 | CX | 385 | 0.2211 | 163.7791 | 381052.0488 | 35165.9162 | '385'
|  |  | 157 | 65 | 37.5 | 0 | 83103.2139 | 12.5 | 34999.9994 | 12499999.8 | 65 | 2 | 38724.2845 | 0 | 961.6526 | 1010137.3459 | 0 | 260404.1371 | 248307.8678 | 31773.7201 | 274.4985 | 1.2854 | 2.08 | 2.58 | 17.96 | 1 | 0 | 0.25298 | 5.4357 | 0 | 0.26008 | 121.9885 | 127.6842 | 0 | 0.74292 | 0.9792 | 0.47333 | 0 | 0 | 0 | 0.5 | 0 | 0.99038 | 0 | 0.61276 | 0.8204 | FA | 0 | 0 | 0 | 0 | 0 | 0 | 0 | 0 | 0 | 0 | 0 | 0 | 0 | 0 | 0 | 0 | 0 |  | 0.94995 | 0 | 0.9884 | 0.75101 | 0.89953 | 0 | 0 | 0 | 0 | 0 | 0 | 1 | 0 | 0.47333 | 0.9792 | 0.74292 | 0.8204 | 0.56061 | 127.6842 | 83103.2139 | FA | 65 | 12 | 11 | 157 | CK | 361.1.4 | 0.21475 | 164.6783 | 940180.3184 | 36106.0965 | 157 | BV | 303 | 0.21291 | 164.5086 | 75388.9345 | 35241.3051 | '303'
|  |  | 158 | 70 | 86.25 | 0 | 188966.914 | 28.75 | 70000.0008 | 28750000.25 | 70 | 3 | 107482.6735 | 0 | 41317.7246 | 1096387.124 | 0 | 616013.9461 | 493606.4088 | 34892.5805 | 271.3814 | 0.10795 | 0.97391 | 2.9826 | 2.9478 | 1 | 0 | 0.25011 | 8.9207 | 0 | 11.2743 | 123.3893 | 143.5844 | 0 | 0.97841 | 0.99026 | 0.33913 | 0 | 0 | 0 | 0.5 | 0 | 0.58682 | 0 | 0 | 0.97052 | FB | 0 | 0 | 0 | 0 | 0 | 0 | 0 | 0 | 0 | 0 | 0 | 0 | 0 | 0 | 0 | 0 | 0 |  | 0.84909 | 0 | 0.49565 | 0.6619 | 0.55379 | 0 | 0 | 0 | 0 | 0 | 0 | 1 | 0 | 0.33913 | 0.99026 | 0.97841 | 0.97052 | 0.43543 | 143.5844 | 188966.914 | FB | 70 | 56 | 71 | 158 | BQ | 297 | 0.21397 | 164.5186 | 254506.6898 | 36360.6032 | 158 | BQ | 297 | 0.21397 | 164.5186 | 254506.6898 | 35495.8118 | '297'
|  |  | 159 | 75 | 49.5 | 0 | 106960.7409 | 16.5 | 48999.9998 | 16499999.3 | 75 | 4 | 112347.2443 | 0 | 22077.6752 | 1168173.5169 | 0 | 766940.6522 | 584648.5009 | 16231.7632 | 267.6533 | 0.2054 | 0.54545 | 2.8333 | 2.697 | 0 | 0 | 0.24667 | 9.2905 | 0 | 6.1085 | 125.108 | 140.507 | 0 | 0.95892 | 0.99455 | 0.38889 | 0 | 0 | 0 | 0 | 0 | 0.77922 | 0 | 0 | 0.97303 | FC | 0 | 0 | 0 | 0 | 0 | 0 | 0 | 0 | 0 | 0 | 0 | 0 | 0 | 0 | 0 | 0 | 0 |  | 0.83839 | 0 | 0.72675 | 0.55258 | 0.6207 | 0 | 0 | 0 | 0 | 0 | 0 | 0 | 0 | 0.38889 | 0.99455 | 0.95892 | 0.97303 | 0.41405 | 140.507 | 106960.7409 | FC | 75 | 62 | 59 | 159 | BV | 303 | 0.21291 | 164.5086 | 75388.9345 | 36435.9921 | 159 | CK | 361.1.4 | 0.21475 | 164.6783 | 940180.3184 | 36435.9921 | '361.1.4'
|  |  | 160 | 76 | 45 | 0 | 98759.7744 | 15 | 49000.0002 | 15000000.2 | 76 | 4 | 136437.631 | 0 | 61326.4322 | 1083755.8557 | 0 | 594505.351 | 472818.8996 | 49840.596 | 271.8448 | 0.11666 | 0.13333 | 2.9667 | 1.2667 | 1 | 0 | 0.25053 | 10.3446 | 0 | 16.7053 | 123.1791 | 150.2289 | 0 | 0.97667 | 0.99867 | 0.34444 | 0 | 0 | 0 | 0.5 | 0 | 0.38674 | 0 | 0 | 0.98733 | FD | 0 | 0 | 0 | 0 | 0 | 0 | 0 | 0 | 0 | 0 | 0 | 0 | 0 | 0 | 0 | 0 | 0 |  | 0.80788 | 0 | 0.25269 | 0.67527 | 0.4093 | 0 | 0 | 0 | 0 | 0 | 0 | 1 | 0 | 0.34444 | 0.99867 | 0.97667 | 0.98733 | 0.37908 | 150.2289 | 98759.7744 | FD | 76 | 74 | 106 | 160 | CW | 381.1.2 | 0.2125 | 164.7224 | 926013.6427 | 37362.0058 | 160 | CN | 364.1.2 | 0.2123 | 164.6954 | 620117.9352 | 37056.1101 | '364.1.2'
|  |  | 161 | 78 | 177.75 | 4 | 392429.3741 | 59.25 | 174999.9994 | 59249999.4 | 78 | 9 | 42209.5766 | 0 | 10525.5591 | 1012801.5007 | 0 | 237196.3816 | 247803.4538 | 8927.4661 | 273.4673 | 1.8812 | 2.097 | 2.4219 | 22.1519 | 1 | 0 | 0.25203 | 5.6281 | 0 | 2.8492 | 122.4485 | 130.9258 | 0 | 0.62375 | 0.97903 | 0.52602 | 0 | 0 | 0 | 0.5 | 0 | 0.89474 | 0 | 0.5779 | 0.77848 | FE | 0 | 0 | 0 | 0 | 0 | 0 | 0 | 0 | 0 | 0 | 0 | 0 | 0 | 0 | 0 | 0 | 0 |  | 0.94438 | 0 | 0.87257 | 0.72174 | 0.82904 | 0 | 0 | 0 | 0 | 0 | 0 | 1 | 0 | 0.52602 | 0.97903 | 0.62375 | 0.77848 | 0.52698 | 130.9258 | 392429.3741 | FE | 78 | 24 | 19 | 161 | CN | 364.1.2 | 0.2123 | 164.6954 | 620117.9352 | 37982.1237 | 161 | CW | 381.1.2 | 0.2125 | 164.7224 | 926013.6427 | 37982.1237 | '381.1.2'
|  |  | 162 | 8 | 246 | 12 | 532417.6668 | 82 | 225999.9994 | 82000000.2 | 8 | 12 | 7521.9426 | 0 | 2832.5157 | 1246908.0855 | 0 | 793289.293 | 667342.7339 | 2036.6438 | 268.0839 | 0.69233 | 4.8598 | 2.8079 | 24.5183 | 1 | 0 | 0.24707 | 3.9931 | 0 | 0.78193 | 124.9076 | 129.6827 | 0 | 0.86153 | 0.9514 | 0.39736 | 0 | 0 | 0 | 0.5 | 0 | 0.97167 | 0 | 0.92478 | 0.75482 | FF | 0 | 0 | 0 | 0 | 0 | 0 | 0 | 0 | 0 | 0 | 0 | 0 | 0 | 0 | 0 | 0 | 0 |  | 0.99169 | 0 | 0.96505 | 0.56532 | 0.85607 | 0 | 0 | 0 | 0 | 0 | 0 | 1 | 0 | 0.39736 | 0.9514 | 0.86153 | 0.75482 | 0.54069 | 129.6827 | 532417.6668 | FF | 8 | 17 | 17 | 162 | CR | 370 | 0.20278 | 165.5793 | 71155.6543 | 38053.2794 | 162 | CR | 370 | 0.20278 | 165.5793 | 71155.6543 | 38053.2794 | '370'
|  |  | 163 | 82 | 32.25 | 0 | 72555.895 | 10.75 | 37000.0002 | 10750000.15 | 82 | 3 | 60263.7332 | 0 | 0 | 996447.6309 | 0 | 284663.7031 | 243095.9109 | 36723.4438 | 278.674 | 0.47324 | 2.093 | 2.814 | 23.2326 | 1 | 0 | 0.25683 | 6.3982 | 0 | 0 | 120.1604 | 126.5586 | 0 | 0.90535 | 0.97907 | 0.39535 | 0 | 0 | 0 | 0.5 | 0 | 1 | 0 | 0.39736 | 0.76767 | FG | 0 | 0 | 0 | 0 | 0 | 0 | 0 | 0 | 0 | 0 | 0 | 0 | 0 | 0 | 0 | 0 | 0 |  | 0.92209 | 0 | 1 | 0.86729 | 0.92401 | 0 | 0 | 0 | 0 | 0 | 0 | 1 | 0 | 0.39535 | 0.97907 | 0.90535 | 0.76767 | 0.57198 | 126.5586 | 72555.895 | FG | 82 | 8 | 8 | 163 | CQ | 369 | 0.19758 | 166.0871 | 83710.2303 | 38136.9896 | 163 | CQ | 369 | 0.19758 | 166.0871 | 83710.2303 | 38136.9896 | '369'
|  |  | 164 | 85 | 60 | 0 | 130265.5202 | 20 | 55000.0002 | 19999999.85 | 85 | 3 | 66417.0005 | 0 | 35484.9547 | 1118373.5707 | 0 | 686231.8816 | 545460.2023 | 24328.6978 | 268.9253 | 0.095038 | 0.5625 | 2.9875 | 2.125 | 0.425 | 0 | 0.24784 | 6.9395 | 0 | 9.7724 | 124.5163 | 141.2282 | 0 | 0.98099 | 0.99438 | 0.3375 | 0 | 0 | 0 | 0.2125 | 0 | 0.64515 | 0 | 0.33583 | 0.97875 | FH | 0 | 0 | 0 | 0 | 0 | 0 | 0 | 0 | 0 | 0 | 0 | 0 | 0 | 0 | 0 | 0 | 0 |  | 0.90643 | 0 | 0.56284 | 0.59021 | 0.60502 | 0 | 0 | 0 | 0 | 0 | 0 | 0.425 | 0 | 0.3375 | 0.99438 | 0.98099 | 0.97875 | 0.42784 | 141.2282 | 130265.5202 | FH | 85 | 58 | 63 | 164 | CF | 341.1.2 | 0.18226 | 167.693 | 268534.1141 | 38405.5237 | 164 | BT | 301 | 0.18182 | 167.5902 | 197024.8776 | 38334.0145 | '301'
|  |  | 165 | 9 | 81 | 7 | 174159.5797 | 27 | 92000.0012 | 27000000.55 | 9 | 7 | 11749.7633 | 0 | 6662.0077 | 1293199.1823 | 0 | 879063.785 | 705521.3381 | 3549.9533 | 266.3274 | 0.58069 | 2.7593 | 2.8796 | 22.5741 | 0 | 0 | 0.24545 | 4.2335 | 0 | 1.8511 | 125.731 | 131.8156 | 0 | 0.88386 | 0.97241 | 0.37346 | 0 | 0 | 0 | 0 | 0 | 0.93338 | 0 | 0.8825 | 0.77426 | FI | 0 | 0 | 0 | 0 | 0 | 0 | 0 | 0 | 0 | 0 | 0 | 0 | 0 | 0 | 0 | 0 | 0 |  | 0.98474 | 0 | 0.91722 | 0.51294 | 0.8097 | 0 | 0 | 0 | 0 | 0 | 0 | 0 | 0 | 0.37346 | 0.97241 | 0.88386 | 0.77426 | 0.47408 | 131.8156 | 174159.5797 | FI | 9 | 40 | 21 | 165 | BT | 301 | 0.18182 | 167.5902 | 197024.8776 | 38602.5486 | 165 | CF | 341.1.2 | 0.18226 | 167.693 | 268534.1141 | 38602.5486 | '341.1.2'
|  |  | 166 | 93 | 109.5 | 3 | 241190.0369 | 36.5 | 97999.9996 | 36499999.4 | 93 | 5 | 86050.5124 | 0 | 4975.0242 | 986758.5808 | 0 | 202358.8853 | 221372.1337 | 9614.0943 | 272.8341 | 1.8269 | 2 | 2.637 | 29.6438 | 1 | 0 | 0.25144 | 7.8123 | 0 | 1.3513 | 122.7327 | 131.8963 | 0 | 0.63463 | 0.98 | 0.45434 | 0 | 0 | 0 | 0.5 | 0 | 0.95025 | 0 | 0.13949 | 0.70356 | FJ | 0 | 0 | 0 | 0 | 0 | 0 | 0 | 0 | 0 | 0 | 0 | 0 | 0 | 0 | 0 | 0 | 0 |  | 0.88117 | 0 | 0.93958 | 0.70367 | 0.80794 | 0 | 0 | 0 | 0 | 0 | 0 | 1 | 0 | 0.45434 | 0.98 | 0.63463 | 0.70356 | 0.5118 | 131.8963 | 241190.0369 | FJ | 93 | 28 | 22 | 166 | CG | 352 | 0.17803 | 168.262 | 67879.5744 | 38670.4282 | 166 | CG | 352 | 0.17803 | 168.262 | 67879.5744 | 38670.4282 | '352'
|  |  | 167 | 98 | 37.5 | 0 | 81347.0977 | 12.5 | 32999.9998 | 12499999.9 | 98 | 2 | 85902.108 | 0 | 40160.2951 | 1103095.6735 | 0 | 679047.0398 | 530079.4011 | 27859.9715 | 268.6979 | 0.07483 | 0.26 | 3 | 1.52 | 0 | 0 | 0.24763 | 7.9248 | 0 | 11.0683 | 124.6216 | 143.6148 | 0 | 0.98503 | 0.9974 | 0.33333 | 0 | 0 | 0 | 0 | 0 | 0.5984 | 0 | 0.14098 | 0.9848 | FK | 0 | 0 | 0 | 0 | 0 | 0 | 0 | 0 | 0 | 0 | 0 | 0 | 0 | 0 | 0 | 0 | 0 |  | 0.87791 | 0 | 0.50487 | 0.58351 | 0.55313 | 0 | 0 | 0 | 0 | 0 | 0 | 0 | 0 | 0.33333 | 0.9974 | 0.98503 | 0.9848 | 0.38628 | 143.6148 | 81347.0977 | FK | 98 | 71 | 72 | 167 | CE | 341.1.1 | 0.17248 | 169.0523 | 1153770.8987 | 39824.1991 | 167 | CE | 341.1.1 | 0.17248 | 169.0523 | 1153770.8987 | 39824.1991 | '341.1.1'
|  |  | 0 | 0 | 0 | 0 | 0 | 0 | 0 | 0 | 0 | 0 | 0 | 0 | 0 | 0 | 0 | 0 | 0 | 0 | 0 | 0 | 0 | 0 | 0 | 0 | 0 | 0 | 0 | 0 | 0 | 0 | 0 | 0 | 0 | 0 | 0 | 0 | 0 | 0 | 0 | 0 | 0 | 0 | 0 | 0 | 0 | 0 | 0 | 0 | 0 | 0 | 0 | 0 | 0 | 0 | 0 | 0 | 0 | 0 | 0 | 0 | 0 | 0 |  | 1.1073 | 0 | 1 | 8.5107 | 3.676 | 0 | 0 | 0 | 0 | 0 | 0 | 0 | 0 | 0 | 0 | 0 | 0 | 0 | 0 | 0 | 0 | 0 |  |  | 168 | #N/A | #N/A | #N/A | #N/A | #N/A | #N/A | 168 | #N/A | #N/A | #N/A | #N/A | #N/A | #N/A | #N/A
|  |  | 0 | 0 | 0 | 0 | 0 | 0 | 0 | 0 | 0 | 0 | 0 | 0 | 0 | 0 | 0 | 0 | 0 | 0 | 0 | 0 | 0 | 0 | 0 | 0 | 0 | 0 | 0 | 0 | 0 | 0 | 0 | 0 | 0 | 0 | 0 | 0 | 0 | 0 | 0 | 0 | 0 | 0 | 0 | 0 | 0 | 0 | 0 | 0 | 0 | 0 | 0 | 0 | 0 | 0 | 0 | 0 | 0 | 0 | 0 | 0 | 0 | 0 |  | 1.1073 | 0 | 1 | 8.5107 | 3.676 | 0 | 0 | 0 | 0 | 0 | 0 | 0 | 0 | 0 | 0 | 0 | 0 | 0 | 0 | 0 | 0 | 0 |  |  | 169 | #N/A | #N/A | #N/A | #N/A | #N/A | #N/A | 169 | #N/A | #N/A | #N/A | #N/A | #N/A | #N/A | #N/A
|  |  | 0 | 0 | 0 | 0 | 0 | 0 | 0 | 0 | 0 | 0 | 0 | 0 | 0 | 0 | 0 | 0 | 0 | 0 | 0 | 0 | 0 | 0 | 0 | 0 | 0 | 0 | 0 | 0 | 0 | 0 | 0 | 0 | 0 | 0 | 0 | 0 | 0 | 0 | 0 | 0 | 0 | 0 | 0 | 0 | 0 | 0 | 0 | 0 | 0 | 0 | 0 | 0 | 0 | 0 | 0 | 0 | 0 | 0 | 0 | 0 | 0 | 0 |  | 1.1073 | 0 | 1 | 8.5107 | 3.676 | 0 | 0 | 0 | 0 | 0 | 0 | 0 | 0 | 0 | 0 | 0 | 0 | 0 | 0 | 0 | 0 | 0 |  |  | 170 | #N/A | #N/A | #N/A | #N/A | #N/A | #N/A | 170 | #N/A | #N/A | #N/A | #N/A | #N/A | #N/A | #N/A
|  |  | 0 | 0 | 0 | 0 | 0 | 0 | 0 | 0 | 0 | 0 | 0 | 0 | 0 | 0 | 0 | 0 | 0 | 0 | 0 | 0 | 0 | 0 | 0 | 0 | 0 | 0 | 0 | 0 | 0 | 0 | 0 | 0 | 0 | 0 | 0 | 0 | 0 | 0 | 0 | 0 | 0 | 0 | 0 | 0 | 0 | 0 | 0 | 0 | 0 | 0 | 0 | 0 | 0 | 0 | 0 | 0 | 0 | 0 | 0 | 0 | 0 | 0 |  | 1.1073 | 0 | 1 | 8.5107 | 3.676 | 0 | 0 | 0 | 0 | 0 | 0 | 0 | 0 | 0 | 0 | 0 | 0 | 0 | 0 | 0 | 0 | 0 |  |  | 171 | #N/A | #N/A | #N/A | #N/A | #N/A | #N/A | 171 | #N/A | #N/A | #N/A | #N/A | #N/A | #N/A | #N/A
|  |  | 0 | 0 | 0 | 0 | 0 | 0 | 0 | 0 | 0 | 0 | 0 | 0 | 0 | 0 | 0 | 0 | 0 | 0 | 0 | 0 | 0 | 0 | 0 | 0 | 0 | 0 | 0 | 0 | 0 | 0 | 0 | 0 | 0 | 0 | 0 | 0 | 0 | 0 | 0 | 0 | 0 | 0 | 0 | 0 | 0 | 0 | 0 | 0 | 0 | 0 | 0 | 0 | 0 | 0 | 0 | 0 | 0 | 0 | 0 | 0 | 0 | 0 |  | 1.1073 | 0 | 1 | 8.5107 | 3.676 | 0 | 0 | 0 | 0 | 0 | 0 | 0 | 0 | 0 | 0 | 0 | 0 | 0 | 0 | 0 | 0 | 0 |  |  | 172 | #N/A | #N/A | #N/A | #N/A | #N/A | #N/A | 172 | #N/A | #N/A | #N/A | #N/A | #N/A | #N/A | #N/A
|  |  | 0 | 0 | 0 | 0 | 0 | 0 | 0 | 0 | 0 | 0 | 0 | 0 | 0 | 0 | 0 | 0 | 0 | 0 | 0 | 0 | 0 | 0 | 0 | 0 | 0 | 0 | 0 | 0 | 0 | 0 | 0 | 0 | 0 | 0 | 0 | 0 | 0 | 0 | 0 | 0 | 0 | 0 | 0 | 0 | 0 | 0 | 0 | 0 | 0 | 0 | 0 | 0 | 0 | 0 | 0 | 0 | 0 | 0 | 0 | 0 | 0 | 0 |  | 1.1073 | 0 | 1 | 8.5107 | 3.676 | 0 | 0 | 0 | 0 | 0 | 0 | 0 | 0 | 0 | 0 | 0 | 0 | 0 | 0 | 0 | 0 | 0 |  |  | 173 | #N/A | #N/A | #N/A | #N/A | #N/A | #N/A | 173 | #N/A | #N/A | #N/A | #N/A | #N/A | #N/A | #N/A
|  |  | 0 | 0 | 0 | 0 | 0 | 0 | 0 | 0 | 0 | 0 | 0 | 0 | 0 | 0 | 0 | 0 | 0 | 0 | 0 | 0 | 0 | 0 | 0 | 0 | 0 | 0 | 0 | 0 | 0 | 0 | 0 | 0 | 0 | 0 | 0 | 0 | 0 | 0 | 0 | 0 | 0 | 0 | 0 | 0 | 0 | 0 | 0 | 0 | 0 | 0 | 0 | 0 | 0 | 0 | 0 | 0 | 0 | 0 | 0 | 0 | 0 | 0 |  | 1.1073 | 0 | 1 | 8.5107 | 3.676 | 0 | 0 | 0 | 0 | 0 | 0 | 0 | 0 | 0 | 0 | 0 | 0 | 0 | 0 | 0 | 0 | 0 |  |  | 174 | #N/A | #N/A | #N/A | #N/A | #N/A | #N/A | 174 | #N/A | #N/A | #N/A | #N/A | #N/A | #N/A | #N/A
|  |  | 0 | 0 | 0 | 0 | 0 | 0 | 0 | 0 | 0 | 0 | 0 | 0 | 0 | 0 | 0 | 0 | 0 | 0 | 0 | 0 | 0 | 0 | 0 | 0 | 0 | 0 | 0 | 0 | 0 | 0 | 0 | 0 | 0 | 0 | 0 | 0 | 0 | 0 | 0 | 0 | 0 | 0 | 0 | 0 | 0 | 0 | 0 | 0 | 0 | 0 | 0 | 0 | 0 | 0 | 0 | 0 | 0 | 0 | 0 | 0 | 0 | 0 |  | 1.1073 | 0 | 1 | 8.5107 | 3.676 | 0 | 0 | 0 | 0 | 0 | 0 | 0 | 0 | 0 | 0 | 0 | 0 | 0 | 0 | 0 | 0 | 0 |  |  | 175 | #N/A | #N/A | #N/A | #N/A | #N/A | #N/A | 175 | #N/A | #N/A | #N/A | #N/A | #N/A | #N/A | #N/A
|  |  | 0 | 0 | 0 | 0 | 0 | 0 | 0 | 0 | 0 | 0 | 0 | 0 | 0 | 0 | 0 | 0 | 0 | 0 | 0 | 0 | 0 | 0 | 0 | 0 | 0 | 0 | 0 | 0 | 0 | 0 | 0 | 0 | 0 | 0 | 0 | 0 | 0 | 0 | 0 | 0 | 0 | 0 | 0 | 0 | 0 | 0 | 0 | 0 | 0 | 0 | 0 | 0 | 0 | 0 | 0 | 0 | 0 | 0 | 0 | 0 | 0 | 0 |  | 1.1073 | 0 | 1 | 8.5107 | 3.676 | 0 | 0 | 0 | 0 | 0 | 0 | 0 | 0 | 0 | 0 | 0 | 0 | 0 | 0 | 0 | 0 | 0 |  |  | 176 | #N/A | #N/A | #N/A | #N/A | #N/A | #N/A | 176 | #N/A | #N/A | #N/A | #N/A | #N/A | #N/A | #N/A
|  |  | 0 | 0 | 0 | 0 | 0 | 0 | 0 | 0 | 0 | 0 | 0 | 0 | 0 | 0 | 0 | 0 | 0 | 0 | 0 | 0 | 0 | 0 | 0 | 0 | 0 | 0 | 0 | 0 | 0 | 0 | 0 | 0 | 0 | 0 | 0 | 0 | 0 | 0 | 0 | 0 | 0 | 0 | 0 | 0 | 0 | 0 | 0 | 0 | 0 | 0 | 0 | 0 | 0 | 0 | 0 | 0 | 0 | 0 | 0 | 0 | 0 | 0 |  | 1.1073 | 0 | 1 | 8.5107 | 3.676 | 0 | 0 | 0 | 0 | 0 | 0 | 0 | 0 | 0 | 0 | 0 | 0 | 0 | 0 | 0 | 0 | 0 |  |  | 177 | #N/A | #N/A | #N/A | #N/A | #N/A | #N/A | 177 | #N/A | #N/A | #N/A | #N/A | #N/A | #N/A | #N/A
|  |  | 0 | 0 | 0 | 0 | 0 | 0 | 0 | 0 | 0 | 0 | 0 | 0 | 0 | 0 | 0 | 0 | 0 | 0 | 0 | 0 | 0 | 0 | 0 | 0 | 0 | 0 | 0 | 0 | 0 | 0 | 0 | 0 | 0 | 0 | 0 | 0 | 0 | 0 | 0 | 0 | 0 | 0 | 0 | 0 | 0 | 0 | 0 | 0 | 0 | 0 | 0 | 0 | 0 | 0 | 0 | 0 | 0 | 0 | 0 | 0 | 0 | 0 |  | 1.1073 | 0 | 1 | 8.5107 | 3.676 | 0 | 0 | 0 | 0 | 0 | 0 | 0 | 0 | 0 | 0 | 0 | 0 | 0 | 0 | 0 | 0 | 0 |  |  | 178 | #N/A | #N/A | #N/A | #N/A | #N/A | #N/A | 178 | #N/A | #N/A | #N/A | #N/A | #N/A | #N/A | #N/A
|  |  | 0 | 0 | 0 | 0 | 0 | 0 | 0 | 0 | 0 | 0 | 0 | 0 | 0 | 0 | 0 | 0 | 0 | 0 | 0 | 0 | 0 | 0 | 0 | 0 | 0 | 0 | 0 | 0 | 0 | 0 | 0 | 0 | 0 | 0 | 0 | 0 | 0 | 0 | 0 | 0 | 0 | 0 | 0 | 0 | 0 | 0 | 0 | 0 | 0 | 0 | 0 | 0 | 0 | 0 | 0 | 0 | 0 | 0 | 0 | 0 | 0 | 0 |  | 1.1073 | 0 | 1 | 8.5107 | 3.676 | 0 | 0 | 0 | 0 | 0 | 0 | 0 | 0 | 0 | 0 | 0 | 0 | 0 | 0 | 0 | 0 | 0 |  |  | 179 | #N/A | #N/A | #N/A | #N/A | #N/A | #N/A | 179 | #N/A | #N/A | #N/A | #N/A | #N/A | #N/A | #N/A
|  |  | 0 | 0 | 0 | 0 | 0 | 0 | 0 | 0 | 0 | 0 | 0 | 0 | 0 | 0 | 0 | 0 | 0 | 0 | 0 | 0 | 0 | 0 | 0 | 0 | 0 | 0 | 0 | 0 | 0 | 0 | 0 | 0 | 0 | 0 | 0 | 0 | 0 | 0 | 0 | 0 | 0 | 0 | 0 | 0 | 0 | 0 | 0 | 0 | 0 | 0 | 0 | 0 | 0 | 0 | 0 | 0 | 0 | 0 | 0 | 0 | 0 | 0 |  | 1.1073 | 0 | 1 | 8.5107 | 3.676 | 0 | 0 | 0 | 0 | 0 | 0 | 0 | 0 | 0 | 0 | 0 | 0 | 0 | 0 | 0 | 0 | 0 |  |  | 180 | #N/A | #N/A | #N/A | #N/A | #N/A | #N/A | 180 | #N/A | #N/A | #N/A | #N/A | #N/A | #N/A | #N/A
|  |  | 0 | 0 | 0 | 0 | 0 | 0 | 0 | 0 | 0 | 0 | 0 | 0 | 0 | 0 | 0 | 0 | 0 | 0 | 0 | 0 | 0 | 0 | 0 | 0 | 0 | 0 | 0 | 0 | 0 | 0 | 0 | 0 | 0 | 0 | 0 | 0 | 0 | 0 | 0 | 0 | 0 | 0 | 0 | 0 | 0 | 0 | 0 | 0 | 0 | 0 | 0 | 0 | 0 | 0 | 0 | 0 | 0 | 0 | 0 | 0 | 0 | 0 |  | 1.1073 | 0 | 1 | 8.5107 | 3.676 | 0 | 0 | 0 | 0 | 0 | 0 | 0 | 0 | 0 | 0 | 0 | 0 | 0 | 0 | 0 | 0 | 0 |  |  | 181 | #N/A | #N/A | #N/A | #N/A | #N/A | #N/A | 181 | #N/A | #N/A | #N/A | #N/A | #N/A | #N/A | #N/A
|  |  | 0 | 0 | 0 | 0 | 0 | 0 | 0 | 0 | 0 | 0 | 0 | 0 | 0 | 0 | 0 | 0 | 0 | 0 | 0 | 0 | 0 | 0 | 0 | 0 | 0 | 0 | 0 | 0 | 0 | 0 | 0 | 0 | 0 | 0 | 0 | 0 | 0 | 0 | 0 | 0 | 0 | 0 | 0 | 0 | 0 | 0 | 0 | 0 | 0 | 0 | 0 | 0 | 0 | 0 | 0 | 0 | 0 | 0 | 0 | 0 | 0 | 0 |  | 1.1073 | 0 | 1 | 8.5107 | 3.676 | 0 | 0 | 0 | 0 | 0 | 0 | 0 | 0 | 0 | 0 | 0 | 0 | 0 | 0 | 0 | 0 | 0 |  |  | 182 | #N/A | #N/A | #N/A | #N/A | #N/A | #N/A | 182 | #N/A | #N/A | #N/A | #N/A | #N/A | #N/A | #N/A
|  |  | 0 | 0 | 0 | 0 | 0 | 0 | 0 | 0 | 0 | 0 | 0 | 0 | 0 | 0 | 0 | 0 | 0 | 0 | 0 | 0 | 0 | 0 | 0 | 0 | 0 | 0 | 0 | 0 | 0 | 0 | 0 | 0 | 0 | 0 | 0 | 0 | 0 | 0 | 0 | 0 | 0 | 0 | 0 | 0 | 0 | 0 | 0 | 0 | 0 | 0 | 0 | 0 | 0 | 0 | 0 | 0 | 0 | 0 | 0 | 0 | 0 | 0 |  | 1.1073 | 0 | 1 | 8.5107 | 3.676 | 0 | 1 | 0 | 0 | 0 | 0 | 0 | 0 | 0 | 0 | 0 | 0 | 0 | 0 | 0 | 0 | 0 |  |  | 183 | #N/A | #N/A | #N/A | #N/A | #N/A | #N/A | 183 | #N/A | #N/A | #N/A | #N/A | #N/A | #N/A | #N/A
|  |  | 0 | 0 | 0 | 0 | 0 | 0 | 0 | 0 | 0 | 0 | 0 | 0 | 0 | 0 | 0 | 0 | 0 | 0 | 0 | 0 | 0 | 0 | 0 | 0 | 0 | 0 | 0 | 0 | 0 | 0 | 0 | 0 | 0 | 0 | 0 | 0 | 0 | 0 | 0 | 0 | 0 | 0 | 0 | 0 | 0 | 0 | 0 | 0 | 0 | 0 | 0 | 0 | 0 | 0 | 0 | 0 | 0 | 0 | 0 | 0 | 0 | 0 |  | 1.1073 | 0 | 1 | 8.5107 | 3.676 | 0 | 2 | 0 | 0 | 0 | 0 | 0 | 0 | 0 | 0 | 0 | 0 | 0 | 0 | 0 | 0 | 0 |  |  | 184 | #N/A | #N/A | #N/A | #N/A | #N/A | #N/A | 184 | #N/A | #N/A | #N/A | #N/A | #N/A | #N/A | #N/A
|  |  | 0 | 0 | 0 | 0 | 0 | 0 | 0 | 0 | 0 | 0 | 0 | 0 | 0 | 0 | 0 | 0 | 0 | 0 | 0 | 0 | 0 | 0 | 0 | 0 | 0 | 0 | 0 | 0 | 0 | 0 | 0 | 0 | 0 | 0 | 0 | 0 | 0 | 0 | 0 | 0 | 0 | 0 | 0 | 0 | 0 | 0 | 0 | 0 | 0 | 0 | 0 | 0 | 0 | 0 | 0 | 0 | 0 | 0 | 0 | 0 | 0 | 0 |  | 1.1073 | 0 | 1 | 8.5107 | 3.676 | 0 | 3 | 0 | 0 | 0 | 0 | 0 | 0 | 0 | 0 | 0 | 0 | 0 | 0 | 0 | 0 | 0 |  |  | 185 | #N/A | #N/A | #N/A | #N/A | #N/A | #N/A | 185 | #N/A | #N/A | #N/A | #N/A | #N/A | #N/A | #N/A
|  |  | 0 | 0 | 0 | 0 | 0 | 0 | 0 | 0 | 0 | 0 | 0 | 0 | 0 | 0 | 0 | 0 | 0 | 0 | 0 | 0 | 0 | 0 | 0 | 0 | 0 | 0 | 0 | 0 | 0 | 0 | 0 | 0 | 0 | 0 | 0 | 0 | 0 | 0 | 0 | 0 | 0 | 0 | 0 | 0 | 0 | 0 | 0 | 0 | 0 | 0 | 0 | 0 | 0 | 0 | 0 | 0 | 0 | 0 | 0 | 0 | 0 | 0 |  | 1.1073 | 0 | 1 | 8.5107 | 3.676 | 0 | 4 | 0 | 0 | 0 | 0 | 0 | 0 | 0 | 0 | 0 | 0 | 0 | 0 | 0 | 0 | 0 |  |  | 186 | #N/A | #N/A | #N/A | #N/A | #N/A | #N/A | 186 | #N/A | #N/A | #N/A | #N/A | #N/A | #N/A | #N/A
|  |  | 0 | 0 | 0 | 0 | 0 | 0 | 0 | 0 | 0 | 0 | 0 | 0 | 0 | 0 | 0 | 0 | 0 | 0 | 0 | 0 | 0 | 0 | 0 | 0 | 0 | 0 | 0 | 0 | 0 | 0 | 0 | 0 | 0 | 0 | 0 | 0 | 0 | 0 | 0 | 0 | 0 | 0 | 0 | 0 | 0 | 0 | 0 | 0 | 0 | 0 | 0 | 0 | 0 | 0 | 0 | 0 | 0 | 0 | 0 | 0 | 0 | 0 |  | 1.1073 | 0 | 1 | 8.5107 | 3.676 | 0 | 5 | 0 | 0 | 0 | 0 | 0 | 0 | 0 | 0 | 0 | 0 | 0 | 0 | 0 | 0 | 0 |  |  | 187 | #N/A | #N/A | #N/A | #N/A | #N/A | #N/A | 187 | #N/A | #N/A | #N/A | #N/A | #N/A | #N/A | #N/A
|  |  | 0 | 0 | 0 | 0 | 0 | 0 | 0 | 0 | 0 | 0 | 0 | 0 | 0 | 0 | 0 | 0 | 0 | 0 | 0 | 0 | 0 | 0 | 0 | 0 | 0 | 0 | 0 | 0 | 0 | 0 | 0 | 0 | 0 | 0 | 0 | 0 | 0 | 0 | 0 | 0 | 0 | 0 | 0 | 0 | 0 | 0 | 0 | 0 | 0 | 0 | 0 | 0 | 0 | 0 | 0 | 0 | 0 | 0 | 0 | 0 | 0 | 0 |  | 1.1073 | 0 | 1 | 8.5107 | 3.676 | 0 | 6 | 0 | 0 | 0 | 0 | 0 | 0 | 0 | 0 | 0 | 0 | 0 | 0 | 0 | 0 | 0 |  |  | 188 | #N/A | #N/A | #N/A | #N/A | #N/A | #N/A | 188 | #N/A | #N/A | #N/A | #N/A | #N/A | #N/A | #N/A
|  |  | 0 | 0 | 0 | 0 | 0 | 0 | 0 | 0 | 0 | 0 | 0 | 0 | 0 | 0 | 0 | 0 | 0 | 0 | 0 | 0 | 0 | 0 | 0 | 0 | 0 | 0 | 0 | 0 | 0 | 0 | 0 | 0 | 0 | 0 | 0 | 0 | 0 | 0 | 0 | 0 | 0 | 0 | 0 | 0 | 0 | 0 | 0 | 0 | 0 | 0 | 0 | 0 | 0 | 0 | 0 | 0 | 0 | 0 | 0 | 0 | 0 | 0 |  | 1.1073 | 0 | 1 | 8.5107 | 3.676 | 0 | 7 | 0 | 0 | 0 | 0 | 0 | 0 | 0 | 0 | 0 | 0 | 0 | 0 | 0 | 0 | 0 |  |  | 189 | #N/A | #N/A | #N/A | #N/A | #N/A | #N/A | 189 | #N/A | #N/A | #N/A | #N/A | #N/A | #N/A | #N/A
|  |  | 0 | 0 | 0 | 0 | 0 | 0 | 0 | 0 | 0 | 0 | 0 | 0 | 0 | 0 | 0 | 0 | 0 | 0 | 0 | 0 | 0 | 0 | 0 | 0 | 0 | 0 | 0 | 0 | 0 | 0 | 0 | 0 | 0 | 0 | 0 | 0 | 0 | 0 | 0 | 0 | 0 | 0 | 0 | 0 | 0 | 0 | 0 | 0 | 0 | 0 | 0 | 0 | 0 | 0 | 0 | 0 | 0 | 0 | 0 | 0 | 0 | 0 |  | 1.1073 | 0 | 1 | 8.5107 | 3.676 | 0 | 8 | 0 | 0 | 0 | 0 | 0 | 0 | 0 | 0 | 0 | 0 | 0 | 0 | 0 | 0 | 0 |  |  | 190 | #N/A | #N/A | #N/A | #N/A | #N/A | #N/A | 190 | #N/A | #N/A | #N/A | #N/A | #N/A | #N/A | #N/A
|  |  | 0 | 0 | 0 | 0 | 0 | 0 | 0 | 0 | 0 | 0 | 0 | 0 | 0 | 0 | 0 | 0 | 0 | 0 | 0 | 0 | 0 | 0 | 0 | 0 | 0 | 0 | 0 | 0 | 0 | 0 | 0 | 0 | 0 | 0 | 0 | 0 | 0 | 0 | 0 | 0 | 0 | 0 | 0 | 0 | 0 | 0 | 0 | 0 | 0 | 0 | 0 | 0 | 0 | 0 | 0 | 0 | 0 | 0 | 0 | 0 | 0 | 0 |  | 1.1073 | 0 | 1 | 8.5107 | 3.676 | 0 | 9 | 0 | 0 | 0 | 0 | 0 | 0 | 0 | 0 | 0 | 0 | 0 | 0 | 0 | 0 | 0 |  |  | 191 | #N/A | #N/A | #N/A | #N/A | #N/A | #N/A | 191 | #N/A | #N/A | #N/A | #N/A | #N/A | #N/A | #N/A
|  |  | 0 | 0 | 0 | 0 | 0 | 0 | 0 | 0 | 0 | 0 | 0 | 0 | 0 | 0 | 0 | 0 | 0 | 0 | 0 | 0 | 0 | 0 | 0 | 0 | 0 | 0 | 0 | 0 | 0 | 0 | 0 | 0 | 0 | 0 | 0 | 0 | 0 | 0 | 0 | 0 | 0 | 0 | 0 | 0 | 0 | 0 | 0 | 0 | 0 | 0 | 0 | 0 | 0 | 0 | 0 | 0 | 0 | 0 | 0 | 0 | 0 | 0 |  | 1.1073 | 0 | 1 | 8.5107 | 3.676 | 0 | 10 | 0 | 0 | 0 | 0 | 0 | 0 | 0 | 0 | 0 | 0 | 0 | 0 | 0 | 0 | 0 |  |  | 192 | #N/A | #N/A | #N/A | #N/A | #N/A | #N/A | 192 | #N/A | #N/A | #N/A | #N/A | #N/A | #N/A | #N/A
|  |  | 0 | 0 | 0 | 0 | 0 | 0 | 0 | 0 | 0 | 0 | 0 | 0 | 0 | 0 | 0 | 0 | 0 | 0 | 0 | 0 | 0 | 0 | 0 | 0 | 0 | 0 | 0 | 0 | 0 | 0 | 0 | 0 | 0 | 0 | 0 | 0 | 0 | 0 | 0 | 0 | 0 | 0 | 0 | 0 | 0 | 0 | 0 | 0 | 0 | 0 | 0 | 0 | 0 | 0 | 0 | 0 | 0 | 0 | 0 | 0 | 0 | 0 |  | 1.1073 | 0 | 1 | 8.5107 | 3.676 | 0 | 11 | 0 | 0 | 0 | 0 | 0 | 0 | 0 | 0 | 0 | 0 | 0 | 0 | 0 | 0 | 0 |  |  | 193 | #N/A | #N/A | #N/A | #N/A | #N/A | #N/A | 193 | #N/A | #N/A | #N/A | #N/A | #N/A | #N/A | #N/A
|  |  | 0 | 0 | 0 | 0 | 0 | 0 | 0 | 0 | 0 | 0 | 0 | 0 | 0 | 0 | 0 | 0 | 0 | 0 | 0 | 0 | 0 | 0 | 0 | 0 | 0 | 0 | 0 | 0 | 0 | 0 | 0 | 0 | 0 | 0 | 0 | 0 | 0 | 0 | 0 | 0 | 0 | 0 | 0 | 0 | 0 | 0 | 0 | 0 | 0 | 0 | 0 | 0 | 0 | 0 | 0 | 0 | 0 | 0 | 0 | 0 | 0 | 0 |  | 1.1073 | 0 | 1 | 8.5107 | 3.676 | 0 | 12 | 0 | 0 | 0 | 0 | 0 | 0 | 0 | 0 | 0 | 0 | 0 | 0 | 0 | 0 | 0 |  |  | 194 | #N/A | #N/A | #N/A | #N/A | #N/A | #N/A | 194 | #N/A | #N/A | #N/A | #N/A | #N/A | #N/A | #N/A
|  |  | 0 | 0 | 0 | 0 | 0 | 0 | 0 | 0 | 0 | 0 | 0 | 0 | 0 | 0 | 0 | 0 | 0 | 0 | 0 | 0 | 0 | 0 | 0 | 0 | 0 | 0 | 0 | 0 | 0 | 0 | 0 | 0 | 0 | 0 | 0 | 0 | 0 | 0 | 0 | 0 | 0 | 0 | 0 | 0 | 0 | 0 | 0 | 0 | 0 | 0 | 0 | 0 | 0 | 0 | 0 | 0 | 0 | 0 | 0 | 0 | 0 | 0 |  | 1.1073 | 0 | 1 | 8.5107 | 3.676 | 0 | 13 | 0 | 0 | 0 | 0 | 0 | 0 | 0 | 0 | 0 | 0 | 0 | 0 | 0 | 0 | 0 |  |  | 195 | #N/A | #N/A | #N/A | #N/A | #N/A | #N/A | 195 | #N/A | #N/A | #N/A | #N/A | #N/A | #N/A | #N/A
|  |  | 0 | 0 | 0 | 0 | 0 | 0 | 0 | 0 | 0 | 0 | 0 | 0 | 0 | 0 | 0 | 0 | 0 | 0 | 0 | 0 | 0 | 0 | 0 | 0 | 0 | 0 | 0 | 0 | 0 | 0 | 0 | 0 | 0 | 0 | 0 | 0 | 0 | 0 | 0 | 0 | 0 | 0 | 0 | 0 | 0 | 0 | 0 | 0 | 0 | 0 | 0 | 0 | 0 | 0 | 0 | 0 | 0 | 0 | 0 | 0 | 0 | 0 |  | 1.1073 | 0 | 1 | 8.5107 | 3.676 | 0 | 14 | 0 | 0 | 0 | 0 | 0 | 0 | 0 | 0 | 0 | 0 | 0 | 0 | 0 | 0 | 0 |  |  | 196 | #N/A | #N/A | #N/A | #N/A | #N/A | #N/A | 196 | #N/A | #N/A | #N/A | #N/A | #N/A | #N/A | #N/A
|  |  | 0 | 0 | 0 | 0 | 0 | 0 | 0 | 0 | 0 | 0 | 0 | 0 | 0 | 0 | 0 | 0 | 0 | 0 | 0 | 0 | 0 | 0 | 0 | 0 | 0 | 0 | 0 | 0 | 0 | 0 | 0 | 0 | 0 | 0 | 0 | 0 | 0 | 0 | 0 | 0 | 0 | 0 | 0 | 0 | 0 | 0 | 0 | 0 | 0 | 0 | 0 | 0 | 0 | 0 | 0 | 0 | 0 | 0 | 0 | 0 | 0 | 0 |  | 1.1073 | 0 | 1 | 8.5107 | 3.676 | 0 | 15 | 0 | 0 | 0 | 0 | 0 | 0 | 0 | 0 | 0 | 0 | 0 | 0 | 0 | 0 | 0 |  |  | 197 | #N/A | #N/A | #N/A | #N/A | #N/A | #N/A | 197 | #N/A | #N/A | #N/A | #N/A | #N/A | #N/A | #N/A
|  |  | 0 | 0 | 0 | 0 | 0 | 0 | 0 | 0 | 0 | 0 | 0 | 0 | 0 | 0 | 0 | 0 | 0 | 0 | 0 | 0 | 0 | 0 | 0 | 0 | 0 | 0 | 0 | 0 | 0 | 0 | 0 | 0 | 0 | 0 | 0 | 0 | 0 | 0 | 0 | 0 | 0 | 0 | 0 | 0 | 0 | 0 | 0 | 0 | 0 | 0 | 0 | 0 | 0 | 0 | 0 | 0 | 0 | 0 | 0 | 0 | 0 | 0 |  | 1.1073 | 0 | 1 | 8.5107 | 3.676 | 0 | 16 | 0 | 0 | 0 | 0 | 0 | 0 | 0 | 0 | 0 | 0 | 0 | 0 | 0 | 0 | 0 |  |  | 198 | #N/A | #N/A | #N/A | #N/A | #N/A | #N/A | 198 | #N/A | #N/A | #N/A | #N/A | #N/A | #N/A | #N/A
|  |  | 0 | 0 | 0 | 0 | 0 | 0 | 0 | 0 | 0 | 0 | 0 | 0 | 0 | 0 | 0 | 0 | 0 | 0 | 0 | 0 | 0 | 0 | 0 | 0 | 0 | 0 | 0 | 0 | 0 | 0 | 0 | 0 | 0 | 0 | 0 | 0 | 0 | 0 | 0 | 0 | 0 | 0 | 0 | 0 | 0 | 0 | 0 | 0 | 0 | 0 | 0 | 0 | 0 | 0 | 0 | 0 | 0 | 0 | 0 | 0 | 0 | 0 |  | 1.1073 | 0 | 1 | 8.5107 | 3.676 | 0 | 17 | 0 | 0 | 0 | 0 | 0 | 0 | 0 | 0 | 0 | 0 | 0 | 0 | 0 | 0 | 0 |  |  | 199 | #N/A | #N/A | #N/A | #N/A | #N/A | #N/A | 199 | #N/A | #N/A | #N/A | #N/A | #N/A | #N/A | #N/A
|  |  | 0 | 0 | 0 | 0 | 0 | 0 | 0 | 0 | 0 | 0 | 0 | 0 | 0 | 0 | 0 | 0 | 0 | 0 | 0 | 0 | 0 | 0 | 0 | 0 | 0 | 0 | 0 | 0 | 0 | 0 | 0 | 0 | 0 | 0 | 0 | 0 | 0 | 0 | 0 | 0 | 0 | 0 | 0 | 0 | 0 | 0 | 0 | 0 | 0 | 0 | 0 | 0 | 0 | 0 | 0 | 0 | 0 | 0 | 0 | 0 | 0 | 0 |  | 1.1073 | 0 | 1 | 8.5107 | 3.676 | 0 | 18 | 0 | 0 | 0 | 0 | 0 | 0 | 0 | 0 | 0 | 0 | 0 | 0 | 0 | 0 | 0 |  |  | 200 | #N/A | #N/A | #N/A | #N/A | #N/A | #N/A | 200 | #N/A | #N/A | #N/A | #N/A | #N/A | #N/A | #N/A
|  |  | 0 | 0 | 0 | 0 | 0 | 0 | 0 | 0 | 0 | 0 | 0 | 0 | 0 | 0 | 0 | 0 | 0 | 0 | 0 | 0 | 0 | 0 | 0 | 0 | 0 | 0 | 0 | 0 | 0 | 0 | 0 | 0 | 0 | 0 | 0 | 0 | 0 | 0 | 0 | 0 | 0 | 0 | 0 | 0 | 0 | 0 | 0 | 0 | 0 | 0 | 0 | 0 | 0 | 0 | 0 | 0 | 0 | 0 | 0 | 0 | 0 | 0 |  | 1.1073 | 0 | 1 | 8.5107 | 3.676 | 0 | 19 | 0 | 0 | 0 | 0 | 0 | 0 | 0 | 0 | 0 | 0 | 0 | 0 | 0 | 0 | 0 |  |  | 201 | #N/A | #N/A | #N/A | #N/A | #N/A | #N/A | 201 | #N/A | #N/A | #N/A | #N/A | #N/A | #N/A | #N/A
|  |  | 0 | 0 | 0 | 0 | 0 | 0 | 0 | 0 | 0 | 0 | 0 | 0 | 0 | 0 | 0 | 0 | 0 | 0 | 0 | 0 | 0 | 0 | 0 | 0 | 0 | 0 | 0 | 0 | 0 | 0 | 0 | 0 | 0 | 0 | 0 | 0 | 0 | 0 | 0 | 0 | 0 | 0 | 0 | 0 | 0 | 0 | 0 | 0 | 0 | 0 | 0 | 0 | 0 | 0 | 0 | 0 | 0 | 0 | 0 | 0 | 0 | 0 |  | 1.1073 | 0 | 1 | 8.5107 | 3.676 | 0 | 20 | 0 | 0 | 0 | 0 | 0 | 0 | 0 | 0 | 0 | 0 | 0 | 0 | 0 | 0 | 0 |  |  | 202 | #N/A | #N/A | #N/A | #N/A | #N/A | #N/A | 202 | #N/A | #N/A | #N/A | #N/A | #N/A | #N/A | #N/A
|  |  | 0 | 0 | 0 | 0 | 0 | 0 | 0 | 0 | 0 | 0 | 0 | 0 | 0 | 0 | 0 | 0 | 0 | 0 | 0 | 0 | 0 | 0 | 0 | 0 | 0 | 0 | 0 | 0 | 0 | 0 | 0 | 0 | 0 | 0 | 0 | 0 | 0 | 0 | 0 | 0 | 0 | 0 | 0 | 0 | 0 | 0 | 0 | 0 | 0 | 0 | 0 | 0 | 0 | 0 | 0 | 0 | 0 | 0 | 0 | 0 | 0 | 0 |  | 1.1073 | 0 | 1 | 8.5107 | 3.676 | 0 | 21 | 0 | 0 | 0 | 0 | 0 | 0 | 0 | 0 | 0 | 0 | 0 | 0 | 0 | 0 | 0 |  |  | 203 | #N/A | #N/A | #N/A | #N/A | #N/A | #N/A | 203 | #N/A | #N/A | #N/A | #N/A | #N/A | #N/A | #N/A
|  |  | 0 | 0 | 0 | 0 | 0 | 0 | 0 | 0 | 0 | 0 | 0 | 0 | 0 | 0 | 0 | 0 | 0 | 0 | 0 | 0 | 0 | 0 | 0 | 0 | 0 | 0 | 0 | 0 | 0 | 0 | 0 | 0 | 0 | 0 | 0 | 0 | 0 | 0 | 0 | 0 | 0 | 0 | 0 | 0 | 0 | 0 | 0 | 0 | 0 | 0 | 0 | 0 | 0 | 0 | 0 | 0 | 0 | 0 | 0 | 0 | 0 | 0 |  | 1.1073 | 0 | 1 | 8.5107 | 3.676 | 0 | 22 | 0 | 0 | 0 | 0 | 0 | 0 | 0 | 0 | 0 | 0 | 0 | 0 | 0 | 0 | 0 |  |  | 204 | #N/A | #N/A | #N/A | #N/A | #N/A | #N/A | 204 | #N/A | #N/A | #N/A | #N/A | #N/A | #N/A | #N/A
|  |  | 0 | 0 | 0 | 0 | 0 | 0 | 0 | 0 | 0 | 0 | 0 | 0 | 0 | 0 | 0 | 0 | 0 | 0 | 0 | 0 | 0 | 0 | 0 | 0 | 0 | 0 | 0 | 0 | 0 | 0 | 0 | 0 | 0 | 0 | 0 | 0 | 0 | 0 | 0 | 0 | 0 | 0 | 0 | 0 | 0 | 0 | 0 | 0 | 0 | 0 | 0 | 0 | 0 | 0 | 0 | 0 | 0 | 0 | 0 | 0 | 0 | 0 |  | 1.1073 | 0 | 1 | 8.5107 | 3.676 | 0 | 23 | 0 | 0 | 0 | 0 | 0 | 0 | 0 | 0 | 0 | 0 | 0 | 0 | 0 | 0 | 0 |  |  | 205 | #N/A | #N/A | #N/A | #N/A | #N/A | #N/A | 205 | #N/A | #N/A | #N/A | #N/A | #N/A | #N/A | #N/A
|  |  | 0 | 0 | 0 | 0 | 0 | 0 | 0 | 0 | 0 | 0 | 0 | 0 | 0 | 0 | 0 | 0 | 0 | 0 | 0 | 0 | 0 | 0 | 0 | 0 | 0 | 0 | 0 | 0 | 0 | 0 | 0 | 0 | 0 | 0 | 0 | 0 | 0 | 0 | 0 | 0 | 0 | 0 | 0 | 0 | 0 | 0 | 0 | 0 | 0 | 0 | 0 | 0 | 0 | 0 | 0 | 0 | 0 | 0 | 0 | 0 | 0 | 0 |  | 1.1073 | 0 | 1 | 8.5107 | 3.676 | 0 | 24 | 0 | 0 | 0 | 0 | 0 | 0 | 0 | 0 | 0 | 0 | 0 | 0 | 0 | 0 | 0 |  |  | 206 | #N/A | #N/A | #N/A | #N/A | #N/A | #N/A | 206 | #N/A | #N/A | #N/A | #N/A | #N/A | #N/A | #N/A
|  |  | 0 | 0 | 0 | 0 | 0 | 0 | 0 | 0 | 0 | 0 | 0 | 0 | 0 | 0 | 0 | 0 | 0 | 0 | 0 | 0 | 0 | 0 | 0 | 0 | 0 | 0 | 0 | 0 | 0 | 0 | 0 | 0 | 0 | 0 | 0 | 0 | 0 | 0 | 0 | 0 | 0 | 0 | 0 | 0 | 0 | 0 | 0 | 0 | 0 | 0 | 0 | 0 | 0 | 0 | 0 | 0 | 0 | 0 | 0 | 0 | 0 | 0 |  | 1.1073 | 0 | 1 | 8.5107 | 3.676 | 0 | 25 | 0 | 0 | 0 | 0 | 0 | 0 | 0 | 0 | 0 | 0 | 0 | 0 | 0 | 0 | 0 |  |  | 207 | #N/A | #N/A | #N/A | #N/A | #N/A | #N/A | 207 | #N/A | #N/A | #N/A | #N/A | #N/A | #N/A | #N/A
|  |  | 0 | 0 | 0 | 0 | 0 | 0 | 0 | 0 | 0 | 0 | 0 | 0 | 0 | 0 | 0 | 0 | 0 | 0 | 0 | 0 | 0 | 0 | 0 | 0 | 0 | 0 | 0 | 0 | 0 | 0 | 0 | 0 | 0 | 0 | 0 | 0 | 0 | 0 | 0 | 0 | 0 | 0 | 0 | 0 | 0 | 0 | 0 | 0 | 0 | 0 | 0 | 0 | 0 | 0 | 0 | 0 | 0 | 0 | 0 | 0 | 0 | 0 |  | 1.1073 | 0 | 1 | 8.5107 | 3.676 | 0 | 26 | 0 | 0 | 0 | 0 | 0 | 0 | 0 | 0 | 0 | 0 | 0 | 0 | 0 | 0 | 0 |  |  | 208 | #N/A | #N/A | #N/A | #N/A | #N/A | #N/A | 208 | #N/A | #N/A | #N/A | #N/A | #N/A | #N/A | #N/A
|  |  | 0 | 0 | 0 | 0 | 0 | 0 | 0 | 0 | 0 | 0 | 0 | 0 | 0 | 0 | 0 | 0 | 0 | 0 | 0 | 0 | 0 | 0 | 0 | 0 | 0 | 0 | 0 | 0 | 0 | 0 | 0 | 0 | 0 | 0 | 0 | 0 | 0 | 0 | 0 | 0 | 0 | 0 | 0 | 0 | 0 | 0 | 0 | 0 | 0 | 0 | 0 | 0 | 0 | 0 | 0 | 0 | 0 | 0 | 0 | 0 | 0 | 0 |  | 1.1073 | 0 | 1 | 8.5107 | 3.676 | 0 | 27 | 0 | 0 | 0 | 0 | 0 | 0 | 0 | 0 | 0 | 0 | 0 | 0 | 0 | 0 | 0 |  |  | 209 | #N/A | #N/A | #N/A | #N/A | #N/A | #N/A | 209 | #N/A | #N/A | #N/A | #N/A | #N/A | #N/A | #N/A
|  |  | 0 | 0 | 0 | 0 | 0 | 0 | 0 | 0 | 0 | 0 | 0 | 0 | 0 | 0 | 0 | 0 | 0 | 0 | 0 | 0 | 0 | 0 | 0 | 0 | 0 | 0 | 0 | 0 | 0 | 0 | 0 | 0 | 0 | 0 | 0 | 0 | 0 | 0 | 0 | 0 | 0 | 0 | 0 | 0 | 0 | 0 | 0 | 0 | 0 | 0 | 0 | 0 | 0 | 0 | 0 | 0 | 0 | 0 | 0 | 0 | 0 | 0 |  | 1.1073 | 0 | 1 | 8.5107 | 3.676 | 0 | 28 | 0 | 0 | 0 | 0 | 0 | 0 | 0 | 0 | 0 | 0 | 0 | 0 | 0 | 0 | 0 |  |  | 210 | #N/A | #N/A | #N/A | #N/A | #N/A | #N/A | 210 | #N/A | #N/A | #N/A | #N/A | #N/A | #N/A | #N/A
|  |  | 0 | 0 | 0 | 0 | 0 | 0 | 0 | 0 | 0 | 0 | 0 | 0 | 0 | 0 | 0 | 0 | 0 | 0 | 0 | 0 | 0 | 0 | 0 | 0 | 0 | 0 | 0 | 0 | 0 | 0 | 0 | 0 | 0 | 0 | 0 | 0 | 0 | 0 | 0 | 0 | 0 | 0 | 0 | 0 | 0 | 0 | 0 | 0 | 0 | 0 | 0 | 0 | 0 | 0 | 0 | 0 | 0 | 0 | 0 | 0 | 0 | 0 |  | 1.1073 | 0 | 1 | 8.5107 | 3.676 | 0 | 29 | 0 | 0 | 0 | 0 | 0 | 0 | 0 | 0 | 0 | 0 | 0 | 0 | 0 | 0 | 0 |  |  | 211 | #N/A | #N/A | #N/A | #N/A | #N/A | #N/A | 211 | #N/A | #N/A | #N/A | #N/A | #N/A | #N/A | #N/A
|  |  | 0 | 0 | 0 | 0 | 0 | 0 | 0 | 0 | 0 | 0 | 0 | 0 | 0 | 0 | 0 | 0 | 0 | 0 | 0 | 0 | 0 | 0 | 0 | 0 | 0 | 0 | 0 | 0 | 0 | 0 | 0 | 0 | 0 | 0 | 0 | 0 | 0 | 0 | 0 | 0 | 0 | 0 | 0 | 0 | 0 | 0 | 0 | 0 | 0 | 0 | 0 | 0 | 0 | 0 | 0 | 0 | 0 | 0 | 0 | 0 | 0 | 0 |  | 1.1073 | 0 | 1 | 8.5107 | 3.676 | 0 | 30 | 0 | 0 | 0 | 0 | 0 | 0 | 0 | 0 | 0 | 0 | 0 | 0 | 0 | 0 | 0 |  |  | 212 | #N/A | #N/A | #N/A | #N/A | #N/A | #N/A | 212 | #N/A | #N/A | #N/A | #N/A | #N/A | #N/A | #N/A
|  |  | 0 | 0 | 0 | 0 | 0 | 0 | 0 | 0 | 0 | 0 | 0 | 0 | 0 | 0 | 0 | 0 | 0 | 0 | 0 | 0 | 0 | 0 | 0 | 0 | 0 | 0 | 0 | 0 | 0 | 0 | 0 | 0 | 0 | 0 | 0 | 0 | 0 | 0 | 0 | 0 | 0 | 0 | 0 | 0 | 0 | 0 | 0 | 0 | 0 | 0 | 0 | 0 | 0 | 0 | 0 | 0 | 0 | 0 | 0 | 0 | 0 | 0 |  | 1.1073 | 0 | 1 | 8.5107 | 3.676 | 0 | 31 | 0 | 0 | 0 | 0 | 0 | 0 | 0 | 0 | 0 | 0 | 0 | 0 | 0 | 0 | 0 |  |  | 213 | #N/A | #N/A | #N/A | #N/A | #N/A | #N/A | 213 | #N/A | #N/A | #N/A | #N/A | #N/A | #N/A | #N/A
|  |  | 0 | 0 | 0 | 0 | 0 | 0 | 0 | 0 | 0 | 0 | 0 | 0 | 0 | 0 | 0 | 0 | 0 | 0 | 0 | 0 | 0 | 0 | 0 | 0 | 0 | 0 | 0 | 0 | 0 | 0 | 0 | 0 | 0 | 0 | 0 | 0 | 0 | 0 | 0 | 0 | 0 | 0 | 0 | 0 | 0 | 0 | 0 | 0 | 0 | 0 | 0 | 0 | 0 | 0 | 0 | 0 | 0 | 0 | 0 | 0 | 0 | 0 |  | 1.1073 | 0 | 1 | 8.5107 | 3.676 | 0 | 32 | 0 | 0 | 0 | 0 | 0 | 0 | 0 | 0 | 0 | 0 | 0 | 0 | 0 | 0 | 0 |  |  | 214 | #N/A | #N/A | #N/A | #N/A | #N/A | #N/A | 214 | #N/A | #N/A | #N/A | #N/A | #N/A | #N/A | #N/A
|  |  | 0 | 0 | 0 | 0 | 0 | 0 | 0 | 0 | 0 | 0 | 0 | 0 | 0 | 0 | 0 | 0 | 0 | 0 | 0 | 0 | 0 | 0 | 0 | 0 | 0 | 0 | 0 | 0 | 0 | 0 | 0 | 0 | 0 | 0 | 0 | 0 | 0 | 0 | 0 | 0 | 0 | 0 | 0 | 0 | 0 | 0 | 0 | 0 | 0 | 0 | 0 | 0 | 0 | 0 | 0 | 0 | 0 | 0 | 0 | 0 | 0 | 0 |  | 1.1073 | 0 | 1 | 8.5107 | 3.676 | 0 | 33 | 0 | 0 | 0 | 0 | 0 | 0 | 0 | 0 | 0 | 0 | 0 | 0 | 0 | 0 | 0 |  |  | 215 | #N/A | #N/A | #N/A | #N/A | #N/A | #N/A | 215 | #N/A | #N/A | #N/A | #N/A | #N/A | #N/A | #N/A
|  |  | 0 | 0 | 0 | 0 | 0 | 0 | 0 | 0 | 0 | 0 | 0 | 0 | 0 | 0 | 0 | 0 | 0 | 0 | 0 | 0 | 0 | 0 | 0 | 0 | 0 | 0 | 0 | 0 | 0 | 0 | 0 | 0 | 0 | 0 | 0 | 0 | 0 | 0 | 0 | 0 | 0 | 0 | 0 | 0 | 0 | 0 | 0 | 0 | 0 | 0 | 0 | 0 | 0 | 0 | 0 | 0 | 0 | 0 | 0 | 0 | 0 | 0 |  | 1.1073 | 0 | 1 | 8.5107 | 3.676 | 0 | 34 | 0 | 0 | 0 | 0 | 0 | 0 | 0 | 0 | 0 | 0 | 0 | 0 | 0 | 0 | 0 |  |  | 216 | #N/A | #N/A | #N/A | #N/A | #N/A | #N/A | 216 | #N/A | #N/A | #N/A | #N/A | #N/A | #N/A | #N/A
|  |  | 0 | 0 | 0 | 0 | 0 | 0 | 0 | 0 | 0 | 0 | 0 | 0 | 0 | 0 | 0 | 0 | 0 | 0 | 0 | 0 | 0 | 0 | 0 | 0 | 0 | 0 | 0 | 0 | 0 | 0 | 0 | 0 | 0 | 0 | 0 | 0 | 0 | 0 | 0 | 0 | 0 | 0 | 0 | 0 | 0 | 0 | 0 | 0 | 0 | 0 | 0 | 0 | 0 | 0 | 0 | 0 | 0 | 0 | 0 | 0 | 0 | 0 |  | 1.1073 | 0 | 1 | 8.5107 | 3.676 | 0 | 35 | 0 | 0 | 0 | 0 | 0 | 0 | 0 | 0 | 0 | 0 | 0 | 0 | 0 | 0 | 0 |  |  | 217 | #N/A | #N/A | #N/A | #N/A | #N/A | #N/A | 217 | #N/A | #N/A | #N/A | #N/A | #N/A | #N/A | #N/A
|  |  | 0 | 0 | 0 | 0 | 0 | 0 | 0 | 0 | 0 | 0 | 0 | 0 | 0 | 0 | 0 | 0 | 0 | 0 | 0 | 0 | 0 | 0 | 0 | 0 | 0 | 0 | 0 | 0 | 0 | 0 | 0 | 0 | 0 | 0 | 0 | 0 | 0 | 0 | 0 | 0 | 0 | 0 | 0 | 0 | 0 | 0 | 0 | 0 | 0 | 0 | 0 | 0 | 0 | 0 | 0 | 0 | 0 | 0 | 0 | 0 | 0 | 0 |  | 1.1073 | 0 | 1 | 8.5107 | 3.676 | 0 | 36 | 0 | 0 | 0 | 0 | 0 | 0 | 0 | 0 | 0 | 0 | 0 | 0 | 0 | 0 | 0 |  |  | 218 | #N/A | #N/A | #N/A | #N/A | #N/A | #N/A | 218 | #N/A | #N/A | #N/A | #N/A | #N/A | #N/A | #N/A
|  |  | 0 | 0 | 0 | 0 | 0 | 0 | 0 | 0 | 0 | 0 | 0 | 0 | 0 | 0 | 0 | 0 | 0 | 0 | 0 | 0 | 0 | 0 | 0 | 0 | 0 | 0 | 0 | 0 | 0 | 0 | 0 | 0 | 0 | 0 | 0 | 0 | 0 | 0 | 0 | 0 | 0 | 0 | 0 | 0 | 0 | 0 | 0 | 0 | 0 | 0 | 0 | 0 | 0 | 0 | 0 | 0 | 0 | 0 | 0 | 0 | 0 | 0 |  | 1.1073 | 0 | 1 | 8.5107 | 3.676 | 0 | 37 | 0 | 0 | 0 | 0 | 0 | 0 | 0 | 0 | 0 | 0 | 0 | 0 | 0 | 0 | 0 |  |  | 219 | #N/A | #N/A | #N/A | #N/A | #N/A | #N/A | 219 | #N/A | #N/A | #N/A | #N/A | #N/A | #N/A | #N/A
|  |  | 0 | 0 | 0 | 0 | 0 | 0 | 0 | 0 | 0 | 0 | 0 | 0 | 0 | 0 | 0 | 0 | 0 | 0 | 0 | 0 | 0 | 0 | 0 | 0 | 0 | 0 | 0 | 0 | 0 | 0 | 0 | 0 | 0 | 0 | 0 | 0 | 0 | 0 | 0 | 0 | 0 | 0 | 0 | 0 | 0 | 0 | 0 | 0 | 0 | 0 | 0 | 0 | 0 | 0 | 0 | 0 | 0 | 0 | 0 | 0 | 0 | 0 |  | 1.1073 | 0 | 1 | 8.5107 | 3.676 | 0 | 38 | 0 | 0 | 0 | 0 | 0 | 0 | 0 | 0 | 0 | 0 | 0 | 0 | 0 | 0 | 0 |  |  | 220 | #N/A | #N/A | #N/A | #N/A | #N/A | #N/A | 220 | #N/A | #N/A | #N/A | #N/A | #N/A | #N/A | #N/A
|  |  | 0 | 0 | 0 | 0 | 0 | 0 | 0 | 0 | 0 | 0 | 0 | 0 | 0 | 0 | 0 | 0 | 0 | 0 | 0 | 0 | 0 | 0 | 0 | 0 | 0 | 0 | 0 | 0 | 0 | 0 | 0 | 0 | 0 | 0 | 0 | 0 | 0 | 0 | 0 | 0 | 0 | 0 | 0 | 0 | 0 | 0 | 0 | 0 | 0 | 0 | 0 | 0 | 0 | 0 | 0 | 0 | 0 | 0 | 0 | 0 | 0 | 0 |  | 1.1073 | 0 | 1 | 8.5107 | 3.676 | 0 | 39 | 0 | 0 | 0 | 0 | 0 | 0 | 0 | 0 | 0 | 0 | 0 | 0 | 0 | 0 | 0 |  |  | 221 | #N/A | #N/A | #N/A | #N/A | #N/A | #N/A | 221 | #N/A | #N/A | #N/A | #N/A | #N/A | #N/A | #N/A
|  |  | 0 | 0 | 0 | 0 | 0 | 0 | 0 | 0 | 0 | 0 | 0 | 0 | 0 | 0 | 0 | 0 | 0 | 0 | 0 | 0 | 0 | 0 | 0 | 0 | 0 | 0 | 0 | 0 | 0 | 0 | 0 | 0 | 0 | 0 | 0 | 0 | 0 | 0 | 0 | 0 | 0 | 0 | 0 | 0 | 0 | 0 | 0 | 0 | 0 | 0 | 0 | 0 | 0 | 0 | 0 | 0 | 0 | 0 | 0 | 0 | 0 | 0 |  | 1.1073 | 0 | 1 | 8.5107 | 3.676 | 0 | 40 | 0 | 0 | 0 | 0 | 0 | 0 | 0 | 0 | 0 | 0 | 0 | 0 | 0 | 0 | 0 |  |  | 222 | #N/A | #N/A | #N/A | #N/A | #N/A | #N/A | 222 | #N/A | #N/A | #N/A | #N/A | #N/A | #N/A | #N/A
|  |  | 0 | 0 | 0 | 0 | 0 | 0 | 0 | 0 | 0 | 0 | 0 | 0 | 0 | 0 | 0 | 0 | 0 | 0 | 0 | 0 | 0 | 0 | 0 | 0 | 0 | 0 | 0 | 0 | 0 | 0 | 0 | 0 | 0 | 0 | 0 | 0 | 0 | 0 | 0 | 0 | 0 | 0 | 0 | 0 | 0 | 0 | 0 | 0 | 0 | 0 | 0 | 0 | 0 | 0 | 0 | 0 | 0 | 0 | 0 | 0 | 0 | 0 |  | 1.1073 | 0 | 1 | 8.5107 | 3.676 | 0 | 41 | 0 | 0 | 0 | 0 | 0 | 0 | 0 | 0 | 0 | 0 | 0 | 0 | 0 | 0 | 0 |  |  | 223 | #N/A | #N/A | #N/A | #N/A | #N/A | #N/A | 223 | #N/A | #N/A | #N/A | #N/A | #N/A | #N/A | #N/A
|  |  | 0 | 0 | 0 | 0 | 0 | 0 | 0 | 0 | 0 | 0 | 0 | 0 | 0 | 0 | 0 | 0 | 0 | 0 | 0 | 0 | 0 | 0 | 0 | 0 | 0 | 0 | 0 | 0 | 0 | 0 | 0 | 0 | 0 | 0 | 0 | 0 | 0 | 0 | 0 | 0 | 0 | 0 | 0 | 0 | 0 | 0 | 0 | 0 | 0 | 0 | 0 | 0 | 0 | 0 | 0 | 0 | 0 | 0 | 0 | 0 | 0 | 0 |  | 1.1073 | 0 | 1 | 8.5107 | 3.676 | 0 | 42 | 0 | 0 | 0 | 0 | 0 | 0 | 0 | 0 | 0 | 0 | 0 | 0 | 0 | 0 | 0 |  |  | 224 | #N/A | #N/A | #N/A | #N/A | #N/A | #N/A | 224 | #N/A | #N/A | #N/A | #N/A | #N/A | #N/A | #N/A
|  |  | 0 | 0 | 0 | 0 | 0 | 0 | 0 | 0 | 0 | 0 | 0 | 0 | 0 | 0 | 0 | 0 | 0 | 0 | 0 | 0 | 0 | 0 | 0 | 0 | 0 | 0 | 0 | 0 | 0 | 0 | 0 | 0 | 0 | 0 | 0 | 0 | 0 | 0 | 0 | 0 | 0 | 0 | 0 | 0 | 0 | 0 | 0 | 0 | 0 | 0 | 0 | 0 | 0 | 0 | 0 | 0 | 0 | 0 | 0 | 0 | 0 | 0 |  | 1.1073 | 0 | 1 | 8.5107 | 3.676 | 0 | 43 | 0 | 0 | 0 | 0 | 0 | 0 | 0 | 0 | 0 | 0 | 0 | 0 | 0 | 0 | 0 |  |  | 225 | #N/A | #N/A | #N/A | #N/A | #N/A | #N/A | 225 | #N/A | #N/A | #N/A | #N/A | #N/A | #N/A | #N/A
|  |  | 0 | 0 | 0 | 0 | 0 | 0 | 0 | 0 | 0 | 0 | 0 | 0 | 0 | 0 | 0 | 0 | 0 | 0 | 0 | 0 | 0 | 0 | 0 | 0 | 0 | 0 | 0 | 0 | 0 | 0 | 0 | 0 | 0 | 0 | 0 | 0 | 0 | 0 | 0 | 0 | 0 | 0 | 0 | 0 | 0 | 0 | 0 | 0 | 0 | 0 | 0 | 0 | 0 | 0 | 0 | 0 | 0 | 0 | 0 | 0 | 0 | 0 |  | 1.1073 | 0 | 1 | 8.5107 | 3.676 | 0 | 44 | 0 | 0 | 0 | 0 | 0 | 0 | 0 | 0 | 0 | 0 | 0 | 0 | 0 | 0 | 0 |  |  | 226 | #N/A | #N/A | #N/A | #N/A | #N/A | #N/A | 226 | #N/A | #N/A | #N/A | #N/A | #N/A | #N/A | #N/A
|  |  | 0 | 0 | 0 | 0 | 0 | 0 | 0 | 0 | 0 | 0 | 0 | 0 | 0 | 0 | 0 | 0 | 0 | 0 | 0 | 0 | 0 | 0 | 0 | 0 | 0 | 0 | 0 | 0 | 0 | 0 | 0 | 0 | 0 | 0 | 0 | 0 | 0 | 0 | 0 | 0 | 0 | 0 | 0 | 0 | 0 | 0 | 0 | 0 | 0 | 0 | 0 | 0 | 0 | 0 | 0 | 0 | 0 | 0 | 0 | 0 | 0 | 0 |  | 1.1073 | 0 | 1 | 8.5107 | 3.676 | 0 | 45 | 0 | 0 | 0 | 0 | 0 | 0 | 0 | 0 | 0 | 0 | 0 | 0 | 0 | 0 | 0 |  |  | 227 | #N/A | #N/A | #N/A | #N/A | #N/A | #N/A | 227 | #N/A | #N/A | #N/A | #N/A | #N/A | #N/A | #N/A
|  |  | 0 | 0 | 0 | 0 | 0 | 0 | 0 | 0 | 0 | 0 | 0 | 0 | 0 | 0 | 0 | 0 | 0 | 0 | 0 | 0 | 0 | 0 | 0 | 0 | 0 | 0 | 0 | 0 | 0 | 0 | 0 | 0 | 0 | 0 | 0 | 0 | 0 | 0 | 0 | 0 | 0 | 0 | 0 | 0 | 0 | 0 | 0 | 0 | 0 | 0 | 0 | 0 | 0 | 0 | 0 | 0 | 0 | 0 | 0 | 0 | 0 | 0 |  | 1.1073 | 0 | 1 | 8.5107 | 3.676 | 0 | 46 | 0 | 0 | 0 | 0 | 0 | 0 | 0 | 0 | 0 | 0 | 0 | 0 | 0 | 0 | 0 |  |  | 228 | #N/A | #N/A | #N/A | #N/A | #N/A | #N/A | 228 | #N/A | #N/A | #N/A | #N/A | #N/A | #N/A | #N/A
|  |  | 0 | 0 | 0 | 0 | 0 | 0 | 0 | 0 | 0 | 0 | 0 | 0 | 0 | 0 | 0 | 0 | 0 | 0 | 0 | 0 | 0 | 0 | 0 | 0 | 0 | 0 | 0 | 0 | 0 | 0 | 0 | 0 | 0 | 0 | 0 | 0 | 0 | 0 | 0 | 0 | 0 | 0 | 0 | 0 | 0 | 0 | 0 | 0 | 0 | 0 | 0 | 0 | 0 | 0 | 0 | 0 | 0 | 0 | 0 | 0 | 0 | 0 |  | 1.1073 | 0 | 1 | 8.5107 | 3.676 | 0 | 47 | 0 | 0 | 0 | 0 | 0 | 0 | 0 | 0 | 0 | 0 | 0 | 0 | 0 | 0 | 0 |  |  | 229 | #N/A | #N/A | #N/A | #N/A | #N/A | #N/A | 229 | #N/A | #N/A | #N/A | #N/A | #N/A | #N/A | #N/A
|  |  | 0 | 0 | 0 | 0 | 0 | 0 | 0 | 0 | 0 | 0 | 0 | 0 | 0 | 0 | 0 | 0 | 0 | 0 | 0 | 0 | 0 | 0 | 0 | 0 | 0 | 0 | 0 | 0 | 0 | 0 | 0 | 0 | 0 | 0 | 0 | 0 | 0 | 0 | 0 | 0 | 0 | 0 | 0 | 0 | 0 | 0 | 0 | 0 | 0 | 0 | 0 | 0 | 0 | 0 | 0 | 0 | 0 | 0 | 0 | 0 | 0 | 0 |  | 1.1073 | 0 | 1 | 8.5107 | 3.676 | 0 | 48 | 0 | 0 | 0 | 0 | 0 | 0 | 0 | 0 | 0 | 0 | 0 | 0 | 0 | 0 | 0 |  |  | 230 | #N/A | #N/A | #N/A | #N/A | #N/A | #N/A | 230 | #N/A | #N/A | #N/A | #N/A | #N/A | #N/A | #N/A
|  |  | 0 | 0 | 0 | 0 | 0 | 0 | 0 | 0 | 0 | 0 | 0 | 0 | 0 | 0 | 0 | 0 | 0 | 0 | 0 | 0 | 0 | 0 | 0 | 0 | 0 | 0 | 0 | 0 | 0 | 0 | 0 | 0 | 0 | 0 | 0 | 0 | 0 | 0 | 0 | 0 | 0 | 0 | 0 | 0 | 0 | 0 | 0 | 0 | 0 | 0 | 0 | 0 | 0 | 0 | 0 | 0 | 0 | 0 | 0 | 0 | 0 | 0 |  | 1.1073 | 0 | 1 | 8.5107 | 3.676 | 0 | 49 | 0 | 0 | 0 | 0 | 0 | 0 | 0 | 0 | 0 | 0 | 0 | 0 | 0 | 0 | 0 |  |  | 231 | #N/A | #N/A | #N/A | #N/A | #N/A | #N/A | 231 | #N/A | #N/A | #N/A | #N/A | #N/A | #N/A | #N/A
|  |  | 0 | 0 | 0 | 0 | 0 | 0 | 0 | 0 | 0 | 0 | 0 | 0 | 0 | 0 | 0 | 0 | 0 | 0 | 0 | 0 | 0 | 0 | 0 | 0 | 0 | 0 | 0 | 0 | 0 | 0 | 0 | 0 | 0 | 0 | 0 | 0 | 0 | 0 | 0 | 0 | 0 | 0 | 0 | 0 | 0 | 0 | 0 | 0 | 0 | 0 | 0 | 0 | 0 | 0 | 0 | 0 | 0 | 0 | 0 | 0 | 0 | 0 |  | 1.1073 | 0 | 1 | 8.5107 | 3.676 | 0 | 50 | 0 | 0 | 0 | 0 | 0 | 0 | 0 | 0 | 0 | 0 | 0 | 0 | 0 | 0 | 0 |  |  | 232 | #N/A | #N/A | #N/A | #N/A | #N/A | #N/A | 232 | #N/A | #N/A | #N/A | #N/A | #N/A | #N/A | #N/A
|  |  | 0 | 0 | 0 | 0 | 0 | 0 | 0 | 0 | 0 | 0 | 0 | 0 | 0 | 0 | 0 | 0 | 0 | 0 | 0 | 0 | 0 | 0 | 0 | 0 | 0 | 0 | 0 | 0 | 0 | 0 | 0 | 0 | 0 | 0 | 0 | 0 | 0 | 0 | 0 | 0 | 0 | 0 | 0 | 0 | 0 | 0 | 0 | 0 | 0 | 0 | 0 | 0 | 0 | 0 | 0 | 0 | 0 | 0 | 0 | 0 | 0 | 0 |  | 1.1073 | 0 | 1 | 8.5107 | 3.676 | 0 | 51 | 0 | 0 | 0 | 0 | 0 | 0 | 0 | 0 | 0 | 0 | 0 | 0 | 0 | 0 | 0 |  |  | 233 | #N/A | #N/A | #N/A | #N/A | #N/A | #N/A | 233 | #N/A | #N/A | #N/A | #N/A | #N/A | #N/A | #N/A
|  |  | 0 | 0 | 0 | 0 | 0 | 0 | 0 | 0 | 0 | 0 | 0 | 0 | 0 | 0 | 0 | 0 | 0 | 0 | 0 | 0 | 0 | 0 | 0 | 0 | 0 | 0 | 0 | 0 | 0 | 0 | 0 | 0 | 0 | 0 | 0 | 0 | 0 | 0 | 0 | 0 | 0 | 0 | 0 | 0 | 0 | 0 | 0 | 0 | 0 | 0 | 0 | 0 | 0 | 0 | 0 | 0 | 0 | 0 | 0 | 0 | 0 | 0 |  | 1.1073 | 0 | 1 | 8.5107 | 3.676 | 0 | 52 | 0 | 0 | 0 | 0 | 0 | 0 | 0 | 0 | 0 | 0 | 0 | 0 | 0 | 0 | 0 |  |  | 234 | #N/A | #N/A | #N/A | #N/A | #N/A | #N/A | 234 | #N/A | #N/A | #N/A | #N/A | #N/A | #N/A | #N/A
|  |  | 0 | 0 | 0 | 0 | 0 | 0 | 0 | 0 | 0 | 0 | 0 | 0 | 0 | 0 | 0 | 0 | 0 | 0 | 0 | 0 | 0 | 0 | 0 | 0 | 0 | 0 | 0 | 0 | 0 | 0 | 0 | 0 | 0 | 0 | 0 | 0 | 0 | 0 | 0 | 0 | 0 | 0 | 0 | 0 | 0 | 0 | 0 | 0 | 0 | 0 | 0 | 0 | 0 | 0 | 0 | 0 | 0 | 0 | 0 | 0 | 0 | 0 |  | 1.1073 | 0 | 1 | 8.5107 | 3.676 | 0 | 53 | 0 | 0 | 0 | 0 | 0 | 0 | 0 | 0 | 0 | 0 | 0 | 0 | 0 | 0 | 0 |  |  | 235 | #N/A | #N/A | #N/A | #N/A | #N/A | #N/A | 235 | #N/A | #N/A | #N/A | #N/A | #N/A | #N/A | #N/A
|  |  | 0 | 0 | 0 | 0 | 0 | 0 | 0 | 0 | 0 | 0 | 0 | 0 | 0 | 0 | 0 | 0 | 0 | 0 | 0 | 0 | 0 | 0 | 0 | 0 | 0 | 0 | 0 | 0 | 0 | 0 | 0 | 0 | 0 | 0 | 0 | 0 | 0 | 0 | 0 | 0 | 0 | 0 | 0 | 0 | 0 | 0 | 0 | 0 | 0 | 0 | 0 | 0 | 0 | 0 | 0 | 0 | 0 | 0 | 0 | 0 | 0 | 0 |  | 1.1073 | 0 | 1 | 8.5107 | 3.676 | 0 | 54 | 0 | 0 | 0 | 0 | 0 | 0 | 0 | 0 | 0 | 0 | 0 | 0 | 0 | 0 | 0 |  |  | 236 | #N/A | #N/A | #N/A | #N/A | #N/A | #N/A | 236 | #N/A | #N/A | #N/A | #N/A | #N/A | #N/A | #N/A
|  |  | 0 | 0 | 0 | 0 | 0 | 0 | 0 | 0 | 0 | 0 | 0 | 0 | 0 | 0 | 0 | 0 | 0 | 0 | 0 | 0 | 0 | 0 | 0 | 0 | 0 | 0 | 0 | 0 | 0 | 0 | 0 | 0 | 0 | 0 | 0 | 0 | 0 | 0 | 0 | 0 | 0 | 0 | 0 | 0 | 0 | 0 | 0 | 0 | 0 | 0 | 0 | 0 | 0 | 0 | 0 | 0 | 0 | 0 | 0 | 0 | 0 | 0 |  | 1.1073 | 0 | 1 | 8.5107 | 3.676 | 0 | 55 | 0 | 0 | 0 | 0 | 0 | 0 | 0 | 0 | 0 | 0 | 0 | 0 | 0 | 0 | 0 |  |  | 237 | #N/A | #N/A | #N/A | #N/A | #N/A | #N/A | 237 | #N/A | #N/A | #N/A | #N/A | #N/A | #N/A | #N/A
|  |  | 0 | 0 | 0 | 0 | 0 | 0 | 0 | 0 | 0 | 0 | 0 | 0 | 0 | 0 | 0 | 0 | 0 | 0 | 0 | 0 | 0 | 0 | 0 | 0 | 0 | 0 | 0 | 0 | 0 | 0 | 0 | 0 | 0 | 0 | 0 | 0 | 0 | 0 | 0 | 0 | 0 | 0 | 0 | 0 | 0 | 0 | 0 | 0 | 0 | 0 | 0 | 0 | 0 | 0 | 0 | 0 | 0 | 0 | 0 | 0 | 0 | 0 |  | 1.1073 | 0 | 1 | 8.5107 | 3.676 | 0 | 56 | 0 | 0 | 0 | 0 | 0 | 0 | 0 | 0 | 0 | 0 | 0 | 0 | 0 | 0 | 0 |  |  | 238 | #N/A | #N/A | #N/A | #N/A | #N/A | #N/A | 238 | #N/A | #N/A | #N/A | #N/A | #N/A | #N/A | #N/A
|  |  | 0 | 0 | 0 | 0 | 0 | 0 | 0 | 0 | 0 | 0 | 0 | 0 | 0 | 0 | 0 | 0 | 0 | 0 | 0 | 0 | 0 | 0 | 0 | 0 | 0 | 0 | 0 | 0 | 0 | 0 | 0 | 0 | 0 | 0 | 0 | 0 | 0 | 0 | 0 | 0 | 0 | 0 | 0 | 0 | 0 | 0 | 0 | 0 | 0 | 0 | 0 | 0 | 0 | 0 | 0 | 0 | 0 | 0 | 0 | 0 | 0 | 0 |  | 1.1073 | 0 | 1 | 8.5107 | 3.676 | 0 | 57 | 0 | 0 | 0 | 0 | 0 | 0 | 0 | 0 | 0 | 0 | 0 | 0 | 0 | 0 | 0 |  |  | 239 | #N/A | #N/A | #N/A | #N/A | #N/A | #N/A | 239 | #N/A | #N/A | #N/A | #N/A | #N/A | #N/A | #N/A
|  |  | 0 | 0 | 0 | 0 | 0 | 0 | 0 | 0 | 0 | 0 | 0 | 0 | 0 | 0 | 0 | 0 | 0 | 0 | 0 | 0 | 0 | 0 | 0 | 0 | 0 | 0 | 0 | 0 | 0 | 0 | 0 | 0 | 0 | 0 | 0 | 0 | 0 | 0 | 0 | 0 | 0 | 0 | 0 | 0 | 0 | 0 | 0 | 0 | 0 | 0 | 0 | 0 | 0 | 0 | 0 | 0 | 0 | 0 | 0 | 0 | 0 | 0 |  | 1.1073 | 0 | 1 | 8.5107 | 3.676 | 0 | 58 | 0 | 0 | 0 | 0 | 0 | 0 | 0 | 0 | 0 | 0 | 0 | 0 | 0 | 0 | 0 |  |  | 240 | #N/A | #N/A | #N/A | #N/A | #N/A | #N/A | 240 | #N/A | #N/A | #N/A | #N/A | #N/A | #N/A | #N/A
|  |  | 0 | 0 | 0 | 0 | 0 | 0 | 0 | 0 | 0 | 0 | 0 | 0 | 0 | 0 | 0 | 0 | 0 | 0 | 0 | 0 | 0 | 0 | 0 | 0 | 0 | 0 | 0 | 0 | 0 | 0 | 0 | 0 | 0 | 0 | 0 | 0 | 0 | 0 | 0 | 0 | 0 | 0 | 0 | 0 | 0 | 0 | 0 | 0 | 0 | 0 | 0 | 0 | 0 | 0 | 0 | 0 | 0 | 0 | 0 | 0 | 0 | 0 |  | 1.1073 | 0 | 1 | 8.5107 | 3.676 | 0 | 59 | 0 | 0 | 0 | 0 | 0 | 0 | 0 | 0 | 0 | 0 | 0 | 0 | 0 | 0 | 0 |  |  | 241 | #N/A | #N/A | #N/A | #N/A | #N/A | #N/A | 241 | #N/A | #N/A | #N/A | #N/A | #N/A | #N/A | #N/A
|  |  | 0 | 0 | 0 | 0 | 0 | 0 | 0 | 0 | 0 | 0 | 0 | 0 | 0 | 0 | 0 | 0 | 0 | 0 | 0 | 0 | 0 | 0 | 0 | 0 | 0 | 0 | 0 | 0 | 0 | 0 | 0 | 0 | 0 | 0 | 0 | 0 | 0 | 0 | 0 | 0 | 0 | 0 | 0 | 0 | 0 | 0 | 0 | 0 | 0 | 0 | 0 | 0 | 0 | 0 | 0 | 0 | 0 | 0 | 0 | 0 | 0 | 0 |  | 1.1073 | 0 | 1 | 8.5107 | 3.676 | 0 | 60 | 0 | 0 | 0 | 0 | 0 | 0 | 0 | 0 | 0 | 0 | 0 | 0 | 0 | 0 | 0 |  |  | 242 | #N/A | #N/A | #N/A | #N/A | #N/A | #N/A | 242 | #N/A | #N/A | #N/A | #N/A | #N/A | #N/A | #N/A
|  |  | 0 | 0 | 0 | 0 | 0 | 0 | 0 | 0 | 0 | 0 | 0 | 0 | 0 | 0 | 0 | 0 | 0 | 0 | 0 | 0 | 0 | 0 | 0 | 0 | 0 | 0 | 0 | 0 | 0 | 0 | 0 | 0 | 0 | 0 | 0 | 0 | 0 | 0 | 0 | 0 | 0 | 0 | 0 | 0 | 0 | 0 | 0 | 0 | 0 | 0 | 0 | 0 | 0 | 0 | 0 | 0 | 0 | 0 | 0 | 0 | 0 | 0 |  | 1.1073 | 0 | 1 | 8.5107 | 3.676 | 0 | 61 | 0 | 0 | 0 | 0 | 0 | 0 | 0 | 0 | 0 | 0 | 0 | 0 | 0 | 0 | 0 |  |  | 243 | #N/A | #N/A | #N/A | #N/A | #N/A | #N/A | 243 | #N/A | #N/A | #N/A | #N/A | #N/A | #N/A | #N/A
|  |  | 0 | 0 | 0 | 0 | 0 | 0 | 0 | 0 | 0 | 0 | 0 | 0 | 0 | 0 | 0 | 0 | 0 | 0 | 0 | 0 | 0 | 0 | 0 | 0 | 0 | 0 | 0 | 0 | 0 | 0 | 0 | 0 | 0 | 0 | 0 | 0 | 0 | 0 | 0 | 0 | 0 | 0 | 0 | 0 | 0 | 0 | 0 | 0 | 0 | 0 | 0 | 0 | 0 | 0 | 0 | 0 | 0 | 0 | 0 | 0 | 0 | 0 |  | 1.1073 | 0 | 1 | 8.5107 | 3.676 | 0 | 62 | 0 | 0 | 0 | 0 | 0 | 0 | 0 | 0 | 0 | 0 | 0 | 0 | 0 | 0 | 0 |  |  | 244 | #N/A | #N/A | #N/A | #N/A | #N/A | #N/A | 244 | #N/A | #N/A | #N/A | #N/A | #N/A | #N/A | #N/A
|  |  | 0 | 0 | 0 | 0 | 0 | 0 | 0 | 0 | 0 | 0 | 0 | 0 | 0 | 0 | 0 | 0 | 0 | 0 | 0 | 0 | 0 | 0 | 0 | 0 | 0 | 0 | 0 | 0 | 0 | 0 | 0 | 0 | 0 | 0 | 0 | 0 | 0 | 0 | 0 | 0 | 0 | 0 | 0 | 0 | 0 | 0 | 0 | 0 | 0 | 0 | 0 | 0 | 0 | 0 | 0 | 0 | 0 | 0 | 0 | 0 | 0 | 0 |  | 1.1073 | 0 | 1 | 8.5107 | 3.676 | 0 | 63 | 0 | 0 | 0 | 0 | 0 | 0 | 0 | 0 | 0 | 0 | 0 | 0 | 0 | 0 | 0 |  |  | 245 | #N/A | #N/A | #N/A | #N/A | #N/A | #N/A | 245 | #N/A | #N/A | #N/A | #N/A | #N/A | #N/A | #N/A
|  |  | 0 | 0 | 0 | 0 | 0 | 0 | 0 | 0 | 0 | 0 | 0 | 0 | 0 | 0 | 0 | 0 | 0 | 0 | 0 | 0 | 0 | 0 | 0 | 0 | 0 | 0 | 0 | 0 | 0 | 0 | 0 | 0 | 0 | 0 | 0 | 0 | 0 | 0 | 0 | 0 | 0 | 0 | 0 | 0 | 0 | 0 | 0 | 0 | 0 | 0 | 0 | 0 | 0 | 0 | 0 | 0 | 0 | 0 | 0 | 0 | 0 | 0 |  | 1.1073 | 0 | 1 | 8.5107 | 3.676 | 0 | 64 | 0 | 0 | 0 | 0 | 0 | 0 | 0 | 0 | 0 | 0 | 0 | 0 | 0 | 0 | 0 |  |  | 246 | #N/A | #N/A | #N/A | #N/A | #N/A | #N/A | 246 | #N/A | #N/A | #N/A | #N/A | #N/A | #N/A | #N/A
|  |  | 0 | 0 | 0 | 0 | 0 | 0 | 0 | 0 | 0 | 0 | 0 | 0 | 0 | 0 | 0 | 0 | 0 | 0 | 0 | 0 | 0 | 0 | 0 | 0 | 0 | 0 | 0 | 0 | 0 | 0 | 0 | 0 | 0 | 0 | 0 | 0 | 0 | 0 | 0 | 0 | 0 | 0 | 0 | 0 | 0 | 0 | 0 | 0 | 0 | 0 | 0 | 0 | 0 | 0 | 0 | 0 | 0 | 0 | 0 | 0 | 0 | 0 |  | 1.1073 | 0 | 1 | 8.5107 | 3.676 | 0 | 65 | 0 | 0 | 0 | 0 | 0 | 0 | 0 | 0 | 0 | 0 | 0 | 0 | 0 | 0 | 0 |  |  | 247 | #N/A | #N/A | #N/A | #N/A | #N/A | #N/A | 247 | #N/A | #N/A | #N/A | #N/A | #N/A | #N/A | #N/A
|  |  | 0 | 0 | 0 | 0 | 0 | 0 | 0 | 0 | 0 | 0 | 0 | 0 | 0 | 0 | 0 | 0 | 0 | 0 | 0 | 0 | 0 | 0 | 0 | 0 | 0 | 0 | 0 | 0 | 0 | 0 | 0 | 0 | 0 | 0 | 0 | 0 | 0 | 0 | 0 | 0 | 0 | 0 | 0 | 0 | 0 | 0 | 0 | 0 | 0 | 0 | 0 | 0 | 0 | 0 | 0 | 0 | 0 | 0 | 0 | 0 | 0 | 0 |  | 1.1073 | 0 | 1 | 8.5107 | 3.676 | 0 | 66 | 0 | 0 | 0 | 0 | 0 | 0 | 0 | 0 | 0 | 0 | 0 | 0 | 0 | 0 | 0 |  |  | 248 | #N/A | #N/A | #N/A | #N/A | #N/A | #N/A | 248 | #N/A | #N/A | #N/A | #N/A | #N/A | #N/A | #N/A
|  |  | 0 | 0 | 0 | 0 | 0 | 0 | 0 | 0 | 0 | 0 | 0 | 0 | 0 | 0 | 0 | 0 | 0 | 0 | 0 | 0 | 0 | 0 | 0 | 0 | 0 | 0 | 0 | 0 | 0 | 0 | 0 | 0 | 0 | 0 | 0 | 0 | 0 | 0 | 0 | 0 | 0 | 0 | 0 | 0 | 0 | 0 | 0 | 0 | 0 | 0 | 0 | 0 | 0 | 0 | 0 | 0 | 0 | 0 | 0 | 0 | 0 | 0 |  | 1.1073 | 0 | 1 | 8.5107 | 3.676 | 0 | 67 | 0 | 0 | 0 | 0 | 0 | 0 | 0 | 0 | 0 | 0 | 0 | 0 | 0 | 0 | 0 |  |  | 249 | #N/A | #N/A | #N/A | #N/A | #N/A | #N/A | 249 | #N/A | #N/A | #N/A | #N/A | #N/A | #N/A | #N/A
|  |  | 0 | 0 | 0 | 0 | 0 | 0 | 0 | 0 | 0 | 0 | 0 | 0 | 0 | 0 | 0 | 0 | 0 | 0 | 0 | 0 | 0 | 0 | 0 | 0 | 0 | 0 | 0 | 0 | 0 | 0 | 0 | 0 | 0 | 0 | 0 | 0 | 0 | 0 | 0 | 0 | 0 | 0 | 0 | 0 | 0 | 0 | 0 | 0 | 0 | 0 | 0 | 0 | 0 | 0 | 0 | 0 | 0 | 0 | 0 | 0 | 0 | 0 |  | 1.1073 | 0 | 1 | 8.5107 | 3.676 | 0 | 68 | 0 | 0 | 0 | 0 | 0 | 0 | 0 | 0 | 0 | 0 | 0 | 0 | 0 | 0 | 0 |  |  | 250 | #N/A | #N/A | #N/A | #N/A | #N/A | #N/A | 250 | #N/A | #N/A | #N/A | #N/A | #N/A | #N/A | #N/A
|  |  | 0 | 0 | 0 | 0 | 0 | 0 | 0 | 0 | 0 | 0 | 0 | 0 | 0 | 0 | 0 | 0 | 0 | 0 | 0 | 0 | 0 | 0 | 0 | 0 | 0 | 0 | 0 | 0 | 0 | 0 | 0 | 0 | 0 | 0 | 0 | 0 | 0 | 0 | 0 | 0 | 0 | 0 | 0 | 0 | 0 | 0 | 0 | 0 | 0 | 0 | 0 | 0 | 0 | 0 | 0 | 0 | 0 | 0 | 0 | 0 | 0 | 0 |  | 1.1073 | 0 | 1 | 8.5107 | 3.676 | 0 | 69 | 0 | 0 | 0 | 0 | 0 | 0 | 0 | 0 | 0 | 0 | 0 | 0 | 0 | 0 | 0 |  |  | 251 | #N/A | #N/A | #N/A | #N/A | #N/A | #N/A | 251 | #N/A | #N/A | #N/A | #N/A | #N/A | #N/A | #N/A
|  |  | 0 | 0 | 0 | 0 | 0 | 0 | 0 | 0 | 0 | 0 | 0 | 0 | 0 | 0 | 0 | 0 | 0 | 0 | 0 | 0 | 0 | 0 | 0 | 0 | 0 | 0 | 0 | 0 | 0 | 0 | 0 | 0 | 0 | 0 | 0 | 0 | 0 | 0 | 0 | 0 | 0 | 0 | 0 | 0 | 0 | 0 | 0 | 0 | 0 | 0 | 0 | 0 | 0 | 0 | 0 | 0 | 0 | 0 | 0 | 0 | 0 | 0 |  | 1.1073 | 0 | 1 | 8.5107 | 3.676 | 0 | 70 | 0 | 0 | 0 | 0 | 0 | 0 | 0 | 0 | 0 | 0 | 0 | 0 | 0 | 0 | 0 |  |  | 252 | #N/A | #N/A | #N/A | #N/A | #N/A | #N/A | 252 | #N/A | #N/A | #N/A | #N/A | #N/A | #N/A | #N/A
|  |  | 0 | 0 | 0 | 0 | 0 | 0 | 0 | 0 | 0 | 0 | 0 | 0 | 0 | 0 | 0 | 0 | 0 | 0 | 0 | 0 | 0 | 0 | 0 | 0 | 0 | 0 | 0 | 0 | 0 | 0 | 0 | 0 | 0 | 0 | 0 | 0 | 0 | 0 | 0 | 0 | 0 | 0 | 0 | 0 | 0 | 0 | 0 | 0 | 0 | 0 | 0 | 0 | 0 | 0 | 0 | 0 | 0 | 0 | 0 | 0 | 0 | 0 |  | 1.1073 | 0 | 1 | 8.5107 | 3.676 | 0 | 71 | 0 | 0 | 0 | 0 | 0 | 0 | 0 | 0 | 0 | 0 | 0 | 0 | 0 | 0 | 0 |  |  | 253 | #N/A | #N/A | #N/A | #N/A | #N/A | #N/A | 253 | #N/A | #N/A | #N/A | #N/A | #N/A | #N/A | #N/A
|  |  | 0 | 0 | 0 | 0 | 0 | 0 | 0 | 0 | 0 | 0 | 0 | 0 | 0 | 0 | 0 | 0 | 0 | 0 | 0 | 0 | 0 | 0 | 0 | 0 | 0 | 0 | 0 | 0 | 0 | 0 | 0 | 0 | 0 | 0 | 0 | 0 | 0 | 0 | 0 | 0 | 0 | 0 | 0 | 0 | 0 | 0 | 0 | 0 | 0 | 0 | 0 | 0 | 0 | 0 | 0 | 0 | 0 | 0 | 0 | 0 | 0 | 0 |  | 1.1073 | 0 | 1 | 8.5107 | 3.676 | 0 | 72 | 0 | 0 | 0 | 0 | 0 | 0 | 0 | 0 | 0 | 0 | 0 | 0 | 0 | 0 | 0 |  |  | 254 | #N/A | #N/A | #N/A | #N/A | #N/A | #N/A | 254 | #N/A | #N/A | #N/A | #N/A | #N/A | #N/A | #N/A
|  |  | 0 | 0 | 0 | 0 | 0 | 0 | 0 | 0 | 0 | 0 | 0 | 0 | 0 | 0 | 0 | 0 | 0 | 0 | 0 | 0 | 0 | 0 | 0 | 0 | 0 | 0 | 0 | 0 | 0 | 0 | 0 | 0 | 0 | 0 | 0 | 0 | 0 | 0 | 0 | 0 | 0 | 0 | 0 | 0 | 0 | 0 | 0 | 0 | 0 | 0 | 0 | 0 | 0 | 0 | 0 | 0 | 0 | 0 | 0 | 0 | 0 | 0 |  | 1.1073 | 0 | 1 | 8.5107 | 3.676 | 0 | 73 | 0 | 0 | 0 | 0 | 0 | 0 | 0 | 0 | 0 | 0 | 0 | 0 | 0 | 0 | 0 |  |  | 255 | #N/A | #N/A | #N/A | #N/A | #N/A | #N/A | 255 | #N/A | #N/A | #N/A | #N/A | #N/A | #N/A | #N/A
|  |  | 0 | 0 | 0 | 0 | 0 | 0 | 0 | 0 | 0 | 0 | 0 | 0 | 0 | 0 | 0 | 0 | 0 | 0 | 0 | 0 | 0 | 0 | 0 | 0 | 0 | 0 | 0 | 0 | 0 | 0 | 0 | 0 | 0 | 0 | 0 | 0 | 0 | 0 | 0 | 0 | 0 | 0 | 0 | 0 | 0 | 0 | 0 | 0 | 0 | 0 | 0 | 0 | 0 | 0 | 0 | 0 | 0 | 0 | 0 | 0 | 0 | 0 |  | 1.1073 | 0 | 1 | 8.5107 | 3.676 | 0 | 74 | 0 | 0 | 0 | 0 | 0 | 0 | 0 | 0 | 0 | 0 | 0 | 0 | 0 | 0 | 0 |  |  | 256 | #N/A | #N/A | #N/A | #N/A | #N/A | #N/A | 256 | #N/A | #N/A | #N/A | #N/A | #N/A | #N/A | #N/A
|  |  | 0 | 0 | 0 | 0 | 0 | 0 | 0 | 0 | 0 | 0 | 0 | 0 | 0 | 0 | 0 | 0 | 0 | 0 | 0 | 0 | 0 | 0 | 0 | 0 | 0 | 0 | 0 | 0 | 0 | 0 | 0 | 0 | 0 | 0 | 0 | 0 | 0 | 0 | 0 | 0 | 0 | 0 | 0 | 0 | 0 | 0 | 0 | 0 | 0 | 0 | 0 | 0 | 0 | 0 | 0 | 0 | 0 | 0 | 0 | 0 | 0 | 0 |  | 1.1073 | 0 | 1 | 8.5107 | 3.676 | 0 | 75 | 0 | 0 | 0 | 0 | 0 | 0 | 0 | 0 | 0 | 0 | 0 | 0 | 0 | 0 | 0 |  |  | 257 | #N/A | #N/A | #N/A | #N/A | #N/A | #N/A | 257 | #N/A | #N/A | #N/A | #N/A | #N/A | #N/A | #N/A
|  |  | 0 | 0 | 0 | 0 | 0 | 0 | 0 | 0 | 0 | 0 | 0 | 0 | 0 | 0 | 0 | 0 | 0 | 0 | 0 | 0 | 0 | 0 | 0 | 0 | 0 | 0 | 0 | 0 | 0 | 0 | 0 | 0 | 0 | 0 | 0 | 0 | 0 | 0 | 0 | 0 | 0 | 0 | 0 | 0 | 0 | 0 | 0 | 0 | 0 | 0 | 0 | 0 | 0 | 0 | 0 | 0 | 0 | 0 | 0 | 0 | 0 | 0 |  | 1.1073 | 0 | 1 | 8.5107 | 3.676 | 0 | 76 | 0 | 0 | 0 | 0 | 0 | 0 | 0 | 0 | 0 | 0 | 0 | 0 | 0 | 0 | 0 |  |  | 258 | #N/A | #N/A | #N/A | #N/A | #N/A | #N/A | 258 | #N/A | #N/A | #N/A | #N/A | #N/A | #N/A | #N/A
|  |  | 0 | 0 | 0 | 0 | 0 | 0 | 0 | 0 | 0 | 0 | 0 | 0 | 0 | 0 | 0 | 0 | 0 | 0 | 0 | 0 | 0 | 0 | 0 | 0 | 0 | 0 | 0 | 0 | 0 | 0 | 0 | 0 | 0 | 0 | 0 | 0 | 0 | 0 | 0 | 0 | 0 | 0 | 0 | 0 | 0 | 0 | 0 | 0 | 0 | 0 | 0 | 0 | 0 | 0 | 0 | 0 | 0 | 0 | 0 | 0 | 0 | 0 |  | 1.1073 | 0 | 1 | 8.5107 | 3.676 | 0 | 77 | 0 | 0 | 0 | 0 | 0 | 0 | 0 | 0 | 0 | 0 | 0 | 0 | 0 | 0 | 0 |  |  | 259 | #N/A | #N/A | #N/A | #N/A | #N/A | #N/A | 259 | #N/A | #N/A | #N/A | #N/A | #N/A | #N/A | #N/A
|  |  | 0 | 0 | 0 | 0 | 0 | 0 | 0 | 0 | 0 | 0 | 0 | 0 | 0 | 0 | 0 | 0 | 0 | 0 | 0 | 0 | 0 | 0 | 0 | 0 | 0 | 0 | 0 | 0 | 0 | 0 | 0 | 0 | 0 | 0 | 0 | 0 | 0 | 0 | 0 | 0 | 0 | 0 | 0 | 0 | 0 | 0 | 0 | 0 | 0 | 0 | 0 | 0 | 0 | 0 | 0 | 0 | 0 | 0 | 0 | 0 | 0 | 0 |  | 1.1073 | 0 | 1 | 8.5107 | 3.676 | 0 | 78 | 0 | 0 | 0 | 0 | 0 | 0 | 0 | 0 | 0 | 0 | 0 | 0 | 0 | 0 | 0 |  |  | 260 | #N/A | #N/A | #N/A | #N/A | #N/A | #N/A | 260 | #N/A | #N/A | #N/A | #N/A | #N/A | #N/A | #N/A
|  |  | 0 | 0 | 0 | 0 | 0 | 0 | 0 | 0 | 0 | 0 | 0 | 0 | 0 | 0 | 0 | 0 | 0 | 0 | 0 | 0 | 0 | 0 | 0 | 0 | 0 | 0 | 0 | 0 | 0 | 0 | 0 | 0 | 0 | 0 | 0 | 0 | 0 | 0 | 0 | 0 | 0 | 0 | 0 | 0 | 0 | 0 | 0 | 0 | 0 | 0 | 0 | 0 | 0 | 0 | 0 | 0 | 0 | 0 | 0 | 0 | 0 | 0 |  | 1.1073 | 0 | 1 | 8.5107 | 3.676 | 0 | 79 | 0 | 0 | 0 | 0 | 0 | 0 | 0 | 0 | 0 | 0 | 0 | 0 | 0 | 0 | 0 |  |  | 261 | #N/A | #N/A | #N/A | #N/A | #N/A | #N/A | 261 | #N/A | #N/A | #N/A | #N/A | #N/A | #N/A | #N/A
|  |  | 0 | 0 | 0 | 0 | 0 | 0 | 0 | 0 | 0 | 0 | 0 | 0 | 0 | 0 | 0 | 0 | 0 | 0 | 0 | 0 | 0 | 0 | 0 | 0 | 0 | 0 | 0 | 0 | 0 | 0 | 0 | 0 | 0 | 0 | 0 | 0 | 0 | 0 | 0 | 0 | 0 | 0 | 0 | 0 | 0 | 0 | 0 | 0 | 0 | 0 | 0 | 0 | 0 | 0 | 0 | 0 | 0 | 0 | 0 | 0 | 0 | 0 |  | 1.1073 | 0 | 1 | 8.5107 | 3.676 | 0 | 80 | 0 | 0 | 0 | 0 | 0 | 0 | 0 | 0 | 0 | 0 | 0 | 0 | 0 | 0 | 0 |  |  | 262 | #N/A | #N/A | #N/A | #N/A | #N/A | #N/A | 262 | #N/A | #N/A | #N/A | #N/A | #N/A | #N/A | #N/A
|  |  | 0 | 0 | 0 | 0 | 0 | 0 | 0 | 0 | 0 | 0 | 0 | 0 | 0 | 0 | 0 | 0 | 0 | 0 | 0 | 0 | 0 | 0 | 0 | 0 | 0 | 0 | 0 | 0 | 0 | 0 | 0 | 0 | 0 | 0 | 0 | 0 | 0 | 0 | 0 | 0 | 0 | 0 | 0 | 0 | 0 | 0 | 0 | 0 | 0 | 0 | 0 | 0 | 0 | 0 | 0 | 0 | 0 | 0 | 0 | 0 | 0 | 0 |  | 1.1073 | 0 | 1 | 8.5107 | 3.676 | 0 | 81 | 0 | 0 | 0 | 0 | 0 | 0 | 0 | 0 | 0 | 0 | 0 | 0 | 0 | 0 | 0 |  |  | 263 | #N/A | #N/A | #N/A | #N/A | #N/A | #N/A | 263 | #N/A | #N/A | #N/A | #N/A | #N/A | #N/A | #N/A
|  |  | 0 | 0 | 0 | 0 | 0 | 0 | 0 | 0 | 0 | 0 | 0 | 0 | 0 | 0 | 0 | 0 | 0 | 0 | 0 | 0 | 0 | 0 | 0 | 0 | 0 | 0 | 0 | 0 | 0 | 0 | 0 | 0 | 0 | 0 | 0 | 0 | 0 | 0 | 0 | 0 | 0 | 0 | 0 | 0 | 0 | 0 | 0 | 0 | 0 | 0 | 0 | 0 | 0 | 0 | 0 | 0 | 0 | 0 | 0 | 0 | 0 | 0 |  | 1.1073 | 0 | 1 | 8.5107 | 3.676 | 0 | 82 | 0 | 0 | 0 | 0 | 0 | 0 | 0 | 0 | 0 | 0 | 0 | 0 | 0 | 0 | 0 |  |  | 264 | #N/A | #N/A | #N/A | #N/A | #N/A | #N/A | 264 | #N/A | #N/A | #N/A | #N/A | #N/A | #N/A | #N/A
|  |  | 0 | 0 | 0 | 0 | 0 | 0 | 0 | 0 | 0 | 0 | 0 | 0 | 0 | 0 | 0 | 0 | 0 | 0 | 0 | 0 | 0 | 0 | 0 | 0 | 0 | 0 | 0 | 0 | 0 | 0 | 0 | 0 | 0 | 0 | 0 | 0 | 0 | 0 | 0 | 0 | 0 | 0 | 0 | 0 | 0 | 0 | 0 | 0 | 0 | 0 | 0 | 0 | 0 | 0 | 0 | 0 | 0 | 0 | 0 | 0 | 0 | 0 |  | 1.1073 | 0 | 1 | 8.5107 | 3.676 | 0 | 83 | 0 | 0 | 0 | 0 | 0 | 0 | 0 | 0 | 0 | 0 | 0 | 0 | 0 | 0 | 0 |  |  | 265 | #N/A | #N/A | #N/A | #N/A | #N/A | #N/A | 265 | #N/A | #N/A | #N/A | #N/A | #N/A | #N/A | #N/A
|  |  | 0 | 0 | 0 | 0 | 0 | 0 | 0 | 0 | 0 | 0 | 0 | 0 | 0 | 0 | 0 | 0 | 0 | 0 | 0 | 0 | 0 | 0 | 0 | 0 | 0 | 0 | 0 | 0 | 0 | 0 | 0 | 0 | 0 | 0 | 0 | 0 | 0 | 0 | 0 | 0 | 0 | 0 | 0 | 0 | 0 | 0 | 0 | 0 | 0 | 0 | 0 | 0 | 0 | 0 | 0 | 0 | 0 | 0 | 0 | 0 | 0 | 0 |  | 1.1073 | 0 | 1 | 8.5107 | 3.676 | 0 | 84 | 0 | 0 | 0 | 0 | 0 | 0 | 0 | 0 | 0 | 0 | 0 | 0 | 0 | 0 | 0 |  |  | 266 | #N/A | #N/A | #N/A | #N/A | #N/A | #N/A | 266 | #N/A | #N/A | #N/A | #N/A | #N/A | #N/A | #N/A
|  |  | 0 | 0 | 0 | 0 | 0 | 0 | 0 | 0 | 0 | 0 | 0 | 0 | 0 | 0 | 0 | 0 | 0 | 0 | 0 | 0 | 0 | 0 | 0 | 0 | 0 | 0 | 0 | 0 | 0 | 0 | 0 | 0 | 0 | 0 | 0 | 0 | 0 | 0 | 0 | 0 | 0 | 0 | 0 | 0 | 0 | 0 | 0 | 0 | 0 | 0 | 0 | 0 | 0 | 0 | 0 | 0 | 0 | 0 | 0 | 0 | 0 | 0 |  | 1.1073 | 0 | 1 | 8.5107 | 3.676 | 0 | 85 | 0 | 0 | 0 | 0 | 0 | 0 | 0 | 0 | 0 | 0 | 0 | 0 | 0 | 0 | 0 |  |  | 267 | #N/A | #N/A | #N/A | #N/A | #N/A | #N/A | 267 | #N/A | #N/A | #N/A | #N/A | #N/A | #N/A | #N/A
|  |  | 0 | 0 | 0 | 0 | 0 | 0 | 0 | 0 | 0 | 0 | 0 | 0 | 0 | 0 | 0 | 0 | 0 | 0 | 0 | 0 | 0 | 0 | 0 | 0 | 0 | 0 | 0 | 0 | 0 | 0 | 0 | 0 | 0 | 0 | 0 | 0 | 0 | 0 | 0 | 0 | 0 | 0 | 0 | 0 | 0 | 0 | 0 | 0 | 0 | 0 | 0 | 0 | 0 | 0 | 0 | 0 | 0 | 0 | 0 | 0 | 0 | 0 |  | 1.1073 | 0 | 1 | 8.5107 | 3.676 | 0 | 86 | 0 | 0 | 0 | 0 | 0 | 0 | 0 | 0 | 0 | 0 | 0 | 0 | 0 | 0 | 0 |  |  | 268 | #N/A | #N/A | #N/A | #N/A | #N/A | #N/A | 268 | #N/A | #N/A | #N/A | #N/A | #N/A | #N/A | #N/A
|  |  | 0 | 0 | 0 | 0 | 0 | 0 | 0 | 0 | 0 | 0 | 0 | 0 | 0 | 0 | 0 | 0 | 0 | 0 | 0 | 0 | 0 | 0 | 0 | 0 | 0 | 0 | 0 | 0 | 0 | 0 | 0 | 0 | 0 | 0 | 0 | 0 | 0 | 0 | 0 | 0 | 0 | 0 | 0 | 0 | 0 | 0 | 0 | 0 | 0 | 0 | 0 | 0 | 0 | 0 | 0 | 0 | 0 | 0 | 0 | 0 | 0 | 0 |  | 1.1073 | 0 | 1 | 8.5107 | 3.676 | 0 | 87 | 0 | 0 | 0 | 0 | 0 | 0 | 0 | 0 | 0 | 0 | 0 | 0 | 0 | 0 | 0 |  |  | 269 | #N/A | #N/A | #N/A | #N/A | #N/A | #N/A | 269 | #N/A | #N/A | #N/A | #N/A | #N/A | #N/A | #N/A
|  |  | 0 | 0 | 0 | 0 | 0 | 0 | 0 | 0 | 0 | 0 | 0 | 0 | 0 | 0 | 0 | 0 | 0 | 0 | 0 | 0 | 0 | 0 | 0 | 0 | 0 | 0 | 0 | 0 | 0 | 0 | 0 | 0 | 0 | 0 | 0 | 0 | 0 | 0 | 0 | 0 | 0 | 0 | 0 | 0 | 0 | 0 | 0 | 0 | 0 | 0 | 0 | 0 | 0 | 0 | 0 | 0 | 0 | 0 | 0 | 0 | 0 | 0 |  | 1.1073 | 0 | 1 | 8.5107 | 3.676 | 0 | 88 | 0 | 0 | 0 | 0 | 0 | 0 | 0 | 0 | 0 | 0 | 0 | 0 | 0 | 0 | 0 |  |  | 270 | #N/A | #N/A | #N/A | #N/A | #N/A | #N/A | 270 | #N/A | #N/A | #N/A | #N/A | #N/A | #N/A | #N/A
|  |  | 0 | 0 | 0 | 0 | 0 | 0 | 0 | 0 | 0 | 0 | 0 | 0 | 0 | 0 | 0 | 0 | 0 | 0 | 0 | 0 | 0 | 0 | 0 | 0 | 0 | 0 | 0 | 0 | 0 | 0 | 0 | 0 | 0 | 0 | 0 | 0 | 0 | 0 | 0 | 0 | 0 | 0 | 0 | 0 | 0 | 0 | 0 | 0 | 0 | 0 | 0 | 0 | 0 | 0 | 0 | 0 | 0 | 0 | 0 | 0 | 0 | 0 |  | 1.1073 | 0 | 1 | 8.5107 | 3.676 | 0 | 89 | 0 | 0 | 0 | 0 | 0 | 0 | 0 | 0 | 0 | 0 | 0 | 0 | 0 | 0 | 0 |  |  | 271 | #N/A | #N/A | #N/A | #N/A | #N/A | #N/A | 271 | #N/A | #N/A | #N/A | #N/A | #N/A | #N/A | #N/A
|  |  | 0 | 0 | 0 | 0 | 0 | 0 | 0 | 0 | 0 | 0 | 0 | 0 | 0 | 0 | 0 | 0 | 0 | 0 | 0 | 0 | 0 | 0 | 0 | 0 | 0 | 0 | 0 | 0 | 0 | 0 | 0 | 0 | 0 | 0 | 0 | 0 | 0 | 0 | 0 | 0 | 0 | 0 | 0 | 0 | 0 | 0 | 0 | 0 | 0 | 0 | 0 | 0 | 0 | 0 | 0 | 0 | 0 | 0 | 0 | 0 | 0 | 0 |  | 1.1073 | 0 | 1 | 8.5107 | 3.676 | 0 | 90 | 0 | 0 | 0 | 0 | 0 | 0 | 0 | 0 | 0 | 0 | 0 | 0 | 0 | 0 | 0 |  |  | 272 | #N/A | #N/A | #N/A | #N/A | #N/A | #N/A | 272 | #N/A | #N/A | #N/A | #N/A | #N/A | #N/A | #N/A
|  |  | 0 | 0 | 0 | 0 | 0 | 0 | 0 | 0 | 0 | 0 | 0 | 0 | 0 | 0 | 0 | 0 | 0 | 0 | 0 | 0 | 0 | 0 | 0 | 0 | 0 | 0 | 0 | 0 | 0 | 0 | 0 | 0 | 0 | 0 | 0 | 0 | 0 | 0 | 0 | 0 | 0 | 0 | 0 | 0 | 0 | 0 | 0 | 0 | 0 | 0 | 0 | 0 | 0 | 0 | 0 | 0 | 0 | 0 | 0 | 0 | 0 | 0 |  | 1.1073 | 0 | 1 | 8.5107 | 3.676 | 0 | 91 | 0 | 0 | 0 | 0 | 0 | 0 | 0 | 0 | 0 | 0 | 0 | 0 | 0 | 0 | 0 |  |  | 273 | #N/A | #N/A | #N/A | #N/A | #N/A | #N/A | 273 | #N/A | #N/A | #N/A | #N/A | #N/A | #N/A | #N/A
|  |  | 0 | 0 | 0 | 0 | 0 | 0 | 0 | 0 | 0 | 0 | 0 | 0 | 0 | 0 | 0 | 0 | 0 | 0 | 0 | 0 | 0 | 0 | 0 | 0 | 0 | 0 | 0 | 0 | 0 | 0 | 0 | 0 | 0 | 0 | 0 | 0 | 0 | 0 | 0 | 0 | 0 | 0 | 0 | 0 | 0 | 0 | 0 | 0 | 0 | 0 | 0 | 0 | 0 | 0 | 0 | 0 | 0 | 0 | 0 | 0 | 0 | 0 |  | 1.1073 | 0 | 1 | 8.5107 | 3.676 | 0 | 92 | 0 | 0 | 0 | 0 | 0 | 0 | 0 | 0 | 0 | 0 | 0 | 0 | 0 | 0 | 0 |  |  | 274 | #N/A | #N/A | #N/A | #N/A | #N/A | #N/A | 274 | #N/A | #N/A | #N/A | #N/A | #N/A | #N/A | #N/A
|  |  | 0 | 0 | 0 | 0 | 0 | 0 | 0 | 0 | 0 | 0 | 0 | 0 | 0 | 0 | 0 | 0 | 0 | 0 | 0 | 0 | 0 | 0 | 0 | 0 | 0 | 0 | 0 | 0 | 0 | 0 | 0 | 0 | 0 | 0 | 0 | 0 | 0 | 0 | 0 | 0 | 0 | 0 | 0 | 0 | 0 | 0 | 0 | 0 | 0 | 0 | 0 | 0 | 0 | 0 | 0 | 0 | 0 | 0 | 0 | 0 | 0 | 0 |  | 1.1073 | 0 | 1 | 8.5107 | 3.676 | 0 | 93 | 0 | 0 | 0 | 0 | 0 | 0 | 0 | 0 | 0 | 0 | 0 | 0 | 0 | 0 | 0 |  |  | 275 | #N/A | #N/A | #N/A | #N/A | #N/A | #N/A | 275 | #N/A | #N/A | #N/A | #N/A | #N/A | #N/A | #N/A
|  |  | 0 | 0 | 0 | 0 | 0 | 0 | 0 | 0 | 0 | 0 | 0 | 0 | 0 | 0 | 0 | 0 | 0 | 0 | 0 | 0 | 0 | 0 | 0 | 0 | 0 | 0 | 0 | 0 | 0 | 0 | 0 | 0 | 0 | 0 | 0 | 0 | 0 | 0 | 0 | 0 | 0 | 0 | 0 | 0 | 0 | 0 | 0 | 0 | 0 | 0 | 0 | 0 | 0 | 0 | 0 | 0 | 0 | 0 | 0 | 0 | 0 | 0 |  | 1.1073 | 0 | 1 | 8.5107 | 3.676 | 0 | 94 | 0 | 0 | 0 | 0 | 0 | 0 | 0 | 0 | 0 | 0 | 0 | 0 | 0 | 0 | 0 |  |  | 276 | #N/A | #N/A | #N/A | #N/A | #N/A | #N/A | 276 | #N/A | #N/A | #N/A | #N/A | #N/A | #N/A | #N/A
|  |  | 0 | 0 | 0 | 0 | 0 | 0 | 0 | 0 | 0 | 0 | 0 | 0 | 0 | 0 | 0 | 0 | 0 | 0 | 0 | 0 | 0 | 0 | 0 | 0 | 0 | 0 | 0 | 0 | 0 | 0 | 0 | 0 | 0 | 0 | 0 | 0 | 0 | 0 | 0 | 0 | 0 | 0 | 0 | 0 | 0 | 0 | 0 | 0 | 0 | 0 | 0 | 0 | 0 | 0 | 0 | 0 | 0 | 0 | 0 | 0 | 0 | 0 |  | 1.1073 | 0 | 1 | 8.5107 | 3.676 | 0 | 95 | 0 | 0 | 0 | 0 | 0 | 0 | 0 | 0 | 0 | 0 | 0 | 0 | 0 | 0 | 0 |  |  | 277 | #N/A | #N/A | #N/A | #N/A | #N/A | #N/A | 277 | #N/A | #N/A | #N/A | #N/A | #N/A | #N/A | #N/A
|  |  | 0 | 0 | 0 | 0 | 0 | 0 | 0 | 0 | 0 | 0 | 0 | 0 | 0 | 0 | 0 | 0 | 0 | 0 | 0 | 0 | 0 | 0 | 0 | 0 | 0 | 0 | 0 | 0 | 0 | 0 | 0 | 0 | 0 | 0 | 0 | 0 | 0 | 0 | 0 | 0 | 0 | 0 | 0 | 0 | 0 | 0 | 0 | 0 | 0 | 0 | 0 | 0 | 0 | 0 | 0 | 0 | 0 | 0 | 0 | 0 | 0 | 0 |  | 1.1073 | 0 | 1 | 8.5107 | 3.676 | 0 | 96 | 0 | 0 | 0 | 0 | 0 | 0 | 0 | 0 | 0 | 0 | 0 | 0 | 0 | 0 | 0 |  |  | 278 | #N/A | #N/A | #N/A | #N/A | #N/A | #N/A | 278 | #N/A | #N/A | #N/A | #N/A | #N/A | #N/A | #N/A
|  |  | 0 | 0 | 0 | 0 | 0 | 0 | 0 | 0 | 0 | 0 | 0 | 0 | 0 | 0 | 0 | 0 | 0 | 0 | 0 | 0 | 0 | 0 | 0 | 0 | 0 | 0 | 0 | 0 | 0 | 0 | 0 | 0 | 0 | 0 | 0 | 0 | 0 | 0 | 0 | 0 | 0 | 0 | 0 | 0 | 0 | 0 | 0 | 0 | 0 | 0 | 0 | 0 | 0 | 0 | 0 | 0 | 0 | 0 | 0 | 0 | 0 | 0 |  | 1.1073 | 0 | 1 | 8.5107 | 3.676 | 0 | 97 | 0 | 0 | 0 | 0 | 0 | 0 | 0 | 0 | 0 | 0 | 0 | 0 | 0 | 0 | 0 |  |  | 279 | #N/A | #N/A | #N/A | #N/A | #N/A | #N/A | 279 | #N/A | #N/A | #N/A | #N/A | #N/A | #N/A | #N/A
|  |  | 0 | 0 | 0 | 0 | 0 | 0 | 0 | 0 | 0 | 0 | 0 | 0 | 0 | 0 | 0 | 0 | 0 | 0 | 0 | 0 | 0 | 0 | 0 | 0 | 0 | 0 | 0 | 0 | 0 | 0 | 0 | 0 | 0 | 0 | 0 | 0 | 0 | 0 | 0 | 0 | 0 | 0 | 0 | 0 | 0 | 0 | 0 | 0 | 0 | 0 | 0 | 0 | 0 | 0 | 0 | 0 | 0 | 0 | 0 | 0 | 0 | 0 |  | 1.1073 | 0 | 1 | 8.5107 | 3.676 | 0 | 98 | 0 | 0 | 0 | 0 | 0 | 0 | 0 | 0 | 0 | 0 | 0 | 0 | 0 | 0 | 0 |  |  | 280 | #N/A | #N/A | #N/A | #N/A | #N/A | #N/A | 280 | #N/A | #N/A | #N/A | #N/A | #N/A | #N/A | #N/A
|  |  | 0 | 0 | 0 | 0 | 0 | 0 | 0 | 0 | 0 | 0 | 0 | 0 | 0 | 0 | 0 | 0 | 0 | 0 | 0 | 0 | 0 | 0 | 0 | 0 | 0 | 0 | 0 | 0 | 0 | 0 | 0 | 0 | 0 | 0 | 0 | 0 | 0 | 0 | 0 | 0 | 0 | 0 | 0 | 0 | 0 | 0 | 0 | 0 | 0 | 0 | 0 | 0 | 0 | 0 | 0 | 0 | 0 | 0 | 0 | 0 | 0 | 0 |  | 1.1073 | 0 | 1 | 8.5107 | 3.676 | 0 | 99 | 0 | 0 | 0 | 0 | 0 | 0 | 0 | 0 | 0 | 0 | 0 | 0 | 0 | 0 | 0 |  |  | 281 | #N/A | #N/A | #N/A | #N/A | #N/A | #N/A | 281 | #N/A | #N/A | #N/A | #N/A | #N/A | #N/A | #N/A
|  |  | 0 | 0 | 0 | 0 | 0 | 0 | 0 | 0 | 0 | 0 | 0 | 0 | 0 | 0 | 0 | 0 | 0 | 0 | 0 | 0 | 0 | 0 | 0 | 0 | 0 | 0 | 0 | 0 | 0 | 0 | 0 | 0 | 0 | 0 | 0 | 0 | 0 | 0 | 0 | 0 | 0 | 0 | 0 | 0 | 0 | 0 | 0 | 0 | 0 | 0 | 0 | 0 | 0 | 0 | 0 | 0 | 0 | 0 | 0 | 0 | 0 | 0 |  | 1.1073 | 0 | 1 | 8.5107 | 3.676 | 0 | 100 | 0 | 0 | 0 | 0 | 0 | 0 | 0 | 0 | 0 | 0 | 0 | 0 | 0 | 0 | 0 |  |  | 282 | #N/A | #N/A | #N/A | #N/A | #N/A | #N/A | 282 | #N/A | #N/A | #N/A | #N/A | #N/A | #N/A | #N/A
|  |  | 0 | 0 | 0 | 0 | 0 | 0 | 0 | 0 | 0 | 0 | 0 | 0 | 0 | 0 | 0 | 0 | 0 | 0 | 0 | 0 | 0 | 0 | 0 | 0 | 0 | 0 | 0 | 0 | 0 | 0 | 0 | 0 | 0 | 0 | 0 | 0 | 0 | 0 | 0 | 0 | 0 | 0 | 0 | 0 | 0 | 0 | 0 | 0 | 0 | 0 | 0 | 0 | 0 | 0 | 0 | 0 | 0 | 0 | 0 | 0 | 0 | 0 |  | 1.1073 | 0 | 1 | 8.5107 | 3.676 | 0 | 101 | 0 | 0 | 0 | 0 | 0 | 0 | 0 | 0 | 0 | 0 | 0 | 0 | 0 | 0 | 0 |  |  | 283 | #N/A | #N/A | #N/A | #N/A | #N/A | #N/A | 283 | #N/A | #N/A | #N/A | #N/A | #N/A | #N/A | #N/A
|  |  | 0 | 0 | 0 | 0 | 0 | 0 | 0 | 0 | 0 | 0 | 0 | 0 | 0 | 0 | 0 | 0 | 0 | 0 | 0 | 0 | 0 | 0 | 0 | 0 | 0 | 0 | 0 | 0 | 0 | 0 | 0 | 0 | 0 | 0 | 0 | 0 | 0 | 0 | 0 | 0 | 0 | 0 | 0 | 0 | 0 | 0 | 0 | 0 | 0 | 0 | 0 | 0 | 0 | 0 | 0 | 0 | 0 | 0 | 0 | 0 | 0 | 0 |  | 1.1073 | 0 | 1 | 8.5107 | 3.676 | 0 | 102 | 0 | 0 | 0 | 0 | 0 | 0 | 0 | 0 | 0 | 0 | 0 | 0 | 0 | 0 | 0 |  |  | 284 | #N/A | #N/A | #N/A | #N/A | #N/A | #N/A | 284 | #N/A | #N/A | #N/A | #N/A | #N/A | #N/A | #N/A
|  |  | 0 | 0 | 0 | 0 | 0 | 0 | 0 | 0 | 0 | 0 | 0 | 0 | 0 | 0 | 0 | 0 | 0 | 0 | 0 | 0 | 0 | 0 | 0 | 0 | 0 | 0 | 0 | 0 | 0 | 0 | 0 | 0 | 0 | 0 | 0 | 0 | 0 | 0 | 0 | 0 | 0 | 0 | 0 | 0 | 0 | 0 | 0 | 0 | 0 | 0 | 0 | 0 | 0 | 0 | 0 | 0 | 0 | 0 | 0 | 0 | 0 | 0 |  | 1.1073 | 0 | 1 | 8.5107 | 3.676 | 0 | 103 | 0 | 0 | 0 | 0 | 0 | 0 | 0 | 0 | 0 | 0 | 0 | 0 | 0 | 0 | 0 |  |  | 285 | #N/A | #N/A | #N/A | #N/A | #N/A | #N/A | 285 | #N/A | #N/A | #N/A | #N/A | #N/A | #N/A | #N/A
|  |  | 0 | 0 | 0 | 0 | 0 | 0 | 0 | 0 | 0 | 0 | 0 | 0 | 0 | 0 | 0 | 0 | 0 | 0 | 0 | 0 | 0 | 0 | 0 | 0 | 0 | 0 | 0 | 0 | 0 | 0 | 0 | 0 | 0 | 0 | 0 | 0 | 0 | 0 | 0 | 0 | 0 | 0 | 0 | 0 | 0 | 0 | 0 | 0 | 0 | 0 | 0 | 0 | 0 | 0 | 0 | 0 | 0 | 0 | 0 | 0 | 0 | 0 |  | 1.1073 | 0 | 1 | 8.5107 | 3.676 | 0 | 104 | 0 | 0 | 0 | 0 | 0 | 0 | 0 | 0 | 0 | 0 | 0 | 0 | 0 | 0 | 0 |  |  | 286 | #N/A | #N/A | #N/A | #N/A | #N/A | #N/A | 286 | #N/A | #N/A | #N/A | #N/A | #N/A | #N/A | #N/A
|  |  | 0 | 0 | 0 | 0 | 0 | 0 | 0 | 0 | 0 | 0 | 0 | 0 | 0 | 0 | 0 | 0 | 0 | 0 | 0 | 0 | 0 | 0 | 0 | 0 | 0 | 0 | 0 | 0 | 0 | 0 | 0 | 0 | 0 | 0 | 0 | 0 | 0 | 0 | 0 | 0 | 0 | 0 | 0 | 0 | 0 | 0 | 0 | 0 | 0 | 0 | 0 | 0 | 0 | 0 | 0 | 0 | 0 | 0 | 0 | 0 | 0 | 0 |  | 1.1073 | 0 | 1 | 8.5107 | 3.676 | 0 | 105 | 0 | 0 | 0 | 0 | 0 | 0 | 0 | 0 | 0 | 0 | 0 | 0 | 0 | 0 | 0 |  |  | 287 | #N/A | #N/A | #N/A | #N/A | #N/A | #N/A | 287 | #N/A | #N/A | #N/A | #N/A | #N/A | #N/A | #N/A
|  |  | 0 | 0 | 0 | 0 | 0 | 0 | 0 | 0 | 0 | 0 | 0 | 0 | 0 | 0 | 0 | 0 | 0 | 0 | 0 | 0 | 0 | 0 | 0 | 0 | 0 | 0 | 0 | 0 | 0 | 0 | 0 | 0 | 0 | 0 | 0 | 0 | 0 | 0 | 0 | 0 | 0 | 0 | 0 | 0 | 0 | 0 | 0 | 0 | 0 | 0 | 0 | 0 | 0 | 0 | 0 | 0 | 0 | 0 | 0 | 0 | 0 | 0 |  | 1.1073 | 0 | 1 | 8.5107 | 3.676 | 0 | 106 | 0 | 0 | 0 | 0 | 0 | 0 | 0 | 0 | 0 | 0 | 0 | 0 | 0 | 0 | 0 |  |  | 288 | #N/A | #N/A | #N/A | #N/A | #N/A | #N/A | 288 | #N/A | #N/A | #N/A | #N/A | #N/A | #N/A | #N/A
|  |  | 0 | 0 | 0 | 0 | 0 | 0 | 0 | 0 | 0 | 0 | 0 | 0 | 0 | 0 | 0 | 0 | 0 | 0 | 0 | 0 | 0 | 0 | 0 | 0 | 0 | 0 | 0 | 0 | 0 | 0 | 0 | 0 | 0 | 0 | 0 | 0 | 0 | 0 | 0 | 0 | 0 | 0 | 0 | 0 | 0 | 0 | 0 | 0 | 0 | 0 | 0 | 0 | 0 | 0 | 0 | 0 | 0 | 0 | 0 | 0 | 0 | 0 |  | 1.1073 | 0 | 1 | 8.5107 | 3.676 | 0 | 107 | 0 | 0 | 0 | 0 | 0 | 0 | 0 | 0 | 0 | 0 | 0 | 0 | 0 | 0 | 0 |  |  | 289 | #N/A | #N/A | #N/A | #N/A | #N/A | #N/A | 289 | #N/A | #N/A | #N/A | #N/A | #N/A | #N/A | #N/A
|  |  | 0 | 0 | 0 | 0 | 0 | 0 | 0 | 0 | 0 | 0 | 0 | 0 | 0 | 0 | 0 | 0 | 0 | 0 | 0 | 0 | 0 | 0 | 0 | 0 | 0 | 0 | 0 | 0 | 0 | 0 | 0 | 0 | 0 | 0 | 0 | 0 | 0 | 0 | 0 | 0 | 0 | 0 | 0 | 0 | 0 | 0 | 0 | 0 | 0 | 0 | 0 | 0 | 0 | 0 | 0 | 0 | 0 | 0 | 0 | 0 | 0 | 0 |  | 1.1073 | 0 | 1 | 8.5107 | 3.676 | 0 | 108 | 0 | 0 | 0 | 0 | 0 | 0 | 0 | 0 | 0 | 0 | 0 | 0 | 0 | 0 | 0 |  |  | 290 | #N/A | #N/A | #N/A | #N/A | #N/A | #N/A | 290 | #N/A | #N/A | #N/A | #N/A | #N/A | #N/A | #N/A
|  |  | 0 | 0 | 0 | 0 | 0 | 0 | 0 | 0 | 0 | 0 | 0 | 0 | 0 | 0 | 0 | 0 | 0 | 0 | 0 | 0 | 0 | 0 | 0 | 0 | 0 | 0 | 0 | 0 | 0 | 0 | 0 | 0 | 0 | 0 | 0 | 0 | 0 | 0 | 0 | 0 | 0 | 0 | 0 | 0 | 0 | 0 | 0 | 0 | 0 | 0 | 0 | 0 | 0 | 0 | 0 | 0 | 0 | 0 | 0 | 0 | 0 | 0 |  | 1.1073 | 0 | 1 | 8.5107 | 3.676 | 0 | 109 | 0 | 0 | 0 | 0 | 0 | 0 | 0 | 0 | 0 | 0 | 0 | 0 | 0 | 0 | 0 |  |  | 291 | #N/A | #N/A | #N/A | #N/A | #N/A | #N/A | 291 | #N/A | #N/A | #N/A | #N/A | #N/A | #N/A | #N/A
|  |  | 0 | 0 | 0 | 0 | 0 | 0 | 0 | 0 | 0 | 0 | 0 | 0 | 0 | 0 | 0 | 0 | 0 | 0 | 0 | 0 | 0 | 0 | 0 | 0 | 0 | 0 | 0 | 0 | 0 | 0 | 0 | 0 | 0 | 0 | 0 | 0 | 0 | 0 | 0 | 0 | 0 | 0 | 0 | 0 | 0 | 0 | 0 | 0 | 0 | 0 | 0 | 0 | 0 | 0 | 0 | 0 | 0 | 0 | 0 | 0 | 0 | 0 |  | 1.1073 | 0 | 1 | 8.5107 | 3.676 | 0 | 110 | 0 | 0 | 0 | 0 | 0 | 0 | 0 | 0 | 0 | 0 | 0 | 0 | 0 | 0 | 0 |  |  | 292 | #N/A | #N/A | #N/A | #N/A | #N/A | #N/A | 292 | #N/A | #N/A | #N/A | #N/A | #N/A | #N/A | #N/A
|  |  | 0 | 0 | 0 | 0 | 0 | 0 | 0 | 0 | 0 | 0 | 0 | 0 | 0 | 0 | 0 | 0 | 0 | 0 | 0 | 0 | 0 | 0 | 0 | 0 | 0 | 0 | 0 | 0 | 0 | 0 | 0 | 0 | 0 | 0 | 0 | 0 | 0 | 0 | 0 | 0 | 0 | 0 | 0 | 0 | 0 | 0 | 0 | 0 | 0 | 0 | 0 | 0 | 0 | 0 | 0 | 0 | 0 | 0 | 0 | 0 | 0 | 0 |  | 1.1073 | 0 | 1 | 8.5107 | 3.676 | 0 | 111 | 0 | 0 | 0 | 0 | 0 | 0 | 0 | 0 | 0 | 0 | 0 | 0 | 0 | 0 | 0 |  |  | 293 | #N/A | #N/A | #N/A | #N/A | #N/A | #N/A | 293 | #N/A | #N/A | #N/A | #N/A | #N/A | #N/A | #N/A
|  |  | 0 | 0 | 0 | 0 | 0 | 0 | 0 | 0 | 0 | 0 | 0 | 0 | 0 | 0 | 0 | 0 | 0 | 0 | 0 | 0 | 0 | 0 | 0 | 0 | 0 | 0 | 0 | 0 | 0 | 0 | 0 | 0 | 0 | 0 | 0 | 0 | 0 | 0 | 0 | 0 | 0 | 0 | 0 | 0 | 0 | 0 | 0 | 0 | 0 | 0 | 0 | 0 | 0 | 0 | 0 | 0 | 0 | 0 | 0 | 0 | 0 | 0 |  | 1.1073 | 0 | 1 | 8.5107 | 3.676 | 0 | 112 | 0 | 0 | 0 | 0 | 0 | 0 | 0 | 0 | 0 | 0 | 0 | 0 | 0 | 0 | 0 |  |  | 294 | #N/A | #N/A | #N/A | #N/A | #N/A | #N/A | 294 | #N/A | #N/A | #N/A | #N/A | #N/A | #N/A | #N/A
|  |  | 0 | 0 | 0 | 0 | 0 | 0 | 0 | 0 | 0 | 0 | 0 | 0 | 0 | 0 | 0 | 0 | 0 | 0 | 0 | 0 | 0 | 0 | 0 | 0 | 0 | 0 | 0 | 0 | 0 | 0 | 0 | 0 | 0 | 0 | 0 | 0 | 0 | 0 | 0 | 0 | 0 | 0 | 0 | 0 | 0 | 0 | 0 | 0 | 0 | 0 | 0 | 0 | 0 | 0 | 0 | 0 | 0 | 0 | 0 | 0 | 0 | 0 |  | 1.1073 | 0 | 1 | 8.5107 | 3.676 | 0 | 113 | 0 | 0 | 0 | 0 | 0 | 0 | 0 | 0 | 0 | 0 | 0 | 0 | 0 | 0 | 0 |  |  | 295 | #N/A | #N/A | #N/A | #N/A | #N/A | #N/A | 295 | #N/A | #N/A | #N/A | #N/A | #N/A | #N/A | #N/A
|  |  | 0 | 0 | 0 | 0 | 0 | 0 | 0 | 0 | 0 | 0 | 0 | 0 | 0 | 0 | 0 | 0 | 0 | 0 | 0 | 0 | 0 | 0 | 0 | 0 | 0 | 0 | 0 | 0 | 0 | 0 | 0 | 0 | 0 | 0 | 0 | 0 | 0 | 0 | 0 | 0 | 0 | 0 | 0 | 0 | 0 | 0 | 0 | 0 | 0 | 0 | 0 | 0 | 0 | 0 | 0 | 0 | 0 | 0 | 0 | 0 | 0 | 0 |  | 1.1073 | 0 | 1 | 8.5107 | 3.676 | 0 | 114 | 0 | 0 | 0 | 0 | 0 | 0 | 0 | 0 | 0 | 0 | 0 | 0 | 0 | 0 | 0 |  |  | 296 | #N/A | #N/A | #N/A | #N/A | #N/A | #N/A | 296 | #N/A | #N/A | #N/A | #N/A | #N/A | #N/A | #N/A
|  |  | 0 | 0 | 0 | 0 | 0 | 0 | 0 | 0 | 0 | 0 | 0 | 0 | 0 | 0 | 0 | 0 | 0 | 0 | 0 | 0 | 0 | 0 | 0 | 0 | 0 | 0 | 0 | 0 | 0 | 0 | 0 | 0 | 0 | 0 | 0 | 0 | 0 | 0 | 0 | 0 | 0 | 0 | 0 | 0 | 0 | 0 | 0 | 0 | 0 | 0 | 0 | 0 | 0 | 0 | 0 | 0 | 0 | 0 | 0 | 0 | 0 | 0 |  | 1.1073 | 0 | 1 | 8.5107 | 3.676 | 0 | 115 | 0 | 0 | 0 | 0 | 0 | 0 | 0 | 0 | 0 | 0 | 0 | 0 | 0 | 0 | 0 |  |  | 297 | #N/A | #N/A | #N/A | #N/A | #N/A | #N/A | 297 | #N/A | #N/A | #N/A | #N/A | #N/A | #N/A | #N/A
|  |  | 0 | 0 | 0 | 0 | 0 | 0 | 0 | 0 | 0 | 0 | 0 | 0 | 0 | 0 | 0 | 0 | 0 | 0 | 0 | 0 | 0 | 0 | 0 | 0 | 0 | 0 | 0 | 0 | 0 | 0 | 0 | 0 | 0 | 0 | 0 | 0 | 0 | 0 | 0 | 0 | 0 | 0 | 0 | 0 | 0 | 0 | 0 | 0 | 0 | 0 | 0 | 0 | 0 | 0 | 0 | 0 | 0 | 0 | 0 | 0 | 0 | 0 |  | 1.1073 | 0 | 1 | 8.5107 | 3.676 | 0 | 116 | 0 | 0 | 0 | 0 | 0 | 0 | 0 | 0 | 0 | 0 | 0 | 0 | 0 | 0 | 0 |  |  | 298 | #N/A | #N/A | #N/A | #N/A | #N/A | #N/A | 298 | #N/A | #N/A | #N/A | #N/A | #N/A | #N/A | #N/A
|  |  | 0 | 0 | 0 | 0 | 0 | 0 | 0 | 0 | 0 | 0 | 0 | 0 | 0 | 0 | 0 | 0 | 0 | 0 | 0 | 0 | 0 | 0 | 0 | 0 | 0 | 0 | 0 | 0 | 0 | 0 | 0 | 0 | 0 | 0 | 0 | 0 | 0 | 0 | 0 | 0 | 0 | 0 | 0 | 0 | 0 | 0 | 0 | 0 | 0 | 0 | 0 | 0 | 0 | 0 | 0 | 0 | 0 | 0 | 0 | 0 | 0 | 0 |  | 1.1073 | 0 | 1 | 8.5107 | 3.676 | 0 | 117 | 0 | 0 | 0 | 0 | 0 | 0 | 0 | 0 | 0 | 0 | 0 | 0 | 0 | 0 | 0 |  |  | 299 | #N/A | #N/A | #N/A | #N/A | #N/A | #N/A | 299 | #N/A | #N/A | #N/A | #N/A | #N/A | #N/A | #N/A
|  |  | 0 | 0 | 0 | 0 | 0 | 0 | 0 | 0 | 0 | 0 | 0 | 0 | 0 | 0 | 0 | 0 | 0 | 0 | 0 | 0 | 0 | 0 | 0 | 0 | 0 | 0 | 0 | 0 | 0 | 0 | 0 | 0 | 0 | 0 | 0 | 0 | 0 | 0 | 0 | 0 | 0 | 0 | 0 | 0 | 0 | 0 | 0 | 0 | 0 | 0 | 0 | 0 | 0 | 0 | 0 | 0 | 0 | 0 | 0 | 0 | 0 | 0 |  | 1.1073 | 0 | 1 | 8.5107 | 3.676 | 0 | 118 | 0 | 0 | 0 | 0 | 0 | 0 | 0 | 0 | 0 | 0 | 0 | 0 | 0 | 0 | 0 |  |  | 300 | #N/A | #N/A | #N/A | #N/A | #N/A | #N/A | 300 | #N/A | #N/A | #N/A | #N/A | #N/A | #N/A | #N/A
|  |  | 0 | 0 | 0 | 0 | 0 | 0 | 0 | 0 | 0 | 0 | 0 | 0 | 0 | 0 | 0 | 0 | 0 | 0 | 0 | 0 | 0 | 0 | 0 | 0 | 0 | 0 | 0 | 0 | 0 | 0 | 0 | 0 | 0 | 0 | 0 | 0 | 0 | 0 | 0 | 0 | 0 | 0 | 0 | 0 | 0 | 0 | 0 | 0 | 0 | 0 | 0 | 0 | 0 | 0 | 0 | 0 | 0 | 0 | 0 | 0 | 0 | 0 |  | 1.1073 | 0 | 1 | 8.5107 | 3.676 | 0 | 119 | 0 | 0 | 0 | 0 | 0 | 0 | 0 | 0 | 0 | 0 | 0 | 0 | 0 | 0 | 0 |  |  | 301 | #N/A | #N/A | #N/A | #N/A | #N/A | #N/A | 301 | #N/A | #N/A | #N/A | #N/A | #N/A | #N/A | #N/A
|  |  | 0 | 0 | 0 | 0 | 0 | 0 | 0 | 0 | 0 | 0 | 0 | 0 | 0 | 0 | 0 | 0 | 0 | 0 | 0 | 0 | 0 | 0 | 0 | 0 | 0 | 0 | 0 | 0 | 0 | 0 | 0 | 0 | 0 | 0 | 0 | 0 | 0 | 0 | 0 | 0 | 0 | 0 | 0 | 0 | 0 | 0 | 0 | 0 | 0 | 0 | 0 | 0 | 0 | 0 | 0 | 0 | 0 | 0 | 0 | 0 | 0 | 0 |  | 1.1073 | 0 | 1 | 8.5107 | 3.676 | 0 | 120 | 0 | 0 | 0 | 0 | 0 | 0 | 0 | 0 | 0 | 0 | 0 | 0 | 0 | 0 | 0 |  |  | 302 | #N/A | #N/A | #N/A | #N/A | #N/A | #N/A | 302 | #N/A | #N/A | #N/A | #N/A | #N/A | #N/A | #N/A
|  |  | 0 | 0 | 0 | 0 | 0 | 0 | 0 | 0 | 0 | 0 | 0 | 0 | 0 | 0 | 0 | 0 | 0 | 0 | 0 | 0 | 0 | 0 | 0 | 0 | 0 | 0 | 0 | 0 | 0 | 0 | 0 | 0 | 0 | 0 | 0 | 0 | 0 | 0 | 0 | 0 | 0 | 0 | 0 | 0 | 0 | 0 | 0 | 0 | 0 | 0 | 0 | 0 | 0 | 0 | 0 | 0 | 0 | 0 | 0 | 0 | 0 | 0 |  | 1.1073 | 0 | 1 | 8.5107 | 3.676 | 0 | 121 | 0 | 0 | 0 | 0 | 0 | 0 | 0 | 0 | 0 | 0 | 0 | 0 | 0 | 0 | 0 |  |  | 303 | #N/A | #N/A | #N/A | #N/A | #N/A | #N/A | 303 | #N/A | #N/A | #N/A | #N/A | #N/A | #N/A | #N/A
|  |  | 0 | 0 | 0 | 0 | 0 | 0 | 0 | 0 | 0 | 0 | 0 | 0 | 0 | 0 | 0 | 0 | 0 | 0 | 0 | 0 | 0 | 0 | 0 | 0 | 0 | 0 | 0 | 0 | 0 | 0 | 0 | 0 | 0 | 0 | 0 | 0 | 0 | 0 | 0 | 0 | 0 | 0 | 0 | 0 | 0 | 0 | 0 | 0 | 0 | 0 | 0 | 0 | 0 | 0 | 0 | 0 | 0 | 0 | 0 | 0 | 0 | 0 |  | 1.1073 | 0 | 1 | 8.5107 | 3.676 | 0 | 122 | 0 | 0 | 0 | 0 | 0 | 0 | 0 | 0 | 0 | 0 | 0 | 0 | 0 | 0 | 0 |  |  | 304 | #N/A | #N/A | #N/A | #N/A | #N/A | #N/A | 304 | #N/A | #N/A | #N/A | #N/A | #N/A | #N/A | #N/A
|  |  | 0 | 0 | 0 | 0 | 0 | 0 | 0 | 0 | 0 | 0 | 0 | 0 | 0 | 0 | 0 | 0 | 0 | 0 | 0 | 0 | 0 | 0 | 0 | 0 | 0 | 0 | 0 | 0 | 0 | 0 | 0 | 0 | 0 | 0 | 0 | 0 | 0 | 0 | 0 | 0 | 0 | 0 | 0 | 0 | 0 | 0 | 0 | 0 | 0 | 0 | 0 | 0 | 0 | 0 | 0 | 0 | 0 | 0 | 0 | 0 | 0 | 0 |  | 1.1073 | 0 | 1 | 8.5107 | 3.676 | 0 | 123 | 0 | 0 | 0 | 0 | 0 | 0 | 0 | 0 | 0 | 0 | 0 | 0 | 0 | 0 | 0 |  |  | 305 | #N/A | #N/A | #N/A | #N/A | #N/A | #N/A | 305 | #N/A | #N/A | #N/A | #N/A | #N/A | #N/A | #N/A
|  |  | 0 | 0 | 0 | 0 | 0 | 0 | 0 | 0 | 0 | 0 | 0 | 0 | 0 | 0 | 0 | 0 | 0 | 0 | 0 | 0 | 0 | 0 | 0 | 0 | 0 | 0 | 0 | 0 | 0 | 0 | 0 | 0 | 0 | 0 | 0 | 0 | 0 | 0 | 0 | 0 | 0 | 0 | 0 | 0 | 0 | 0 | 0 | 0 | 0 | 0 | 0 | 0 | 0 | 0 | 0 | 0 | 0 | 0 | 0 | 0 | 0 | 0 |  | 1.1073 | 0 | 1 | 8.5107 | 3.676 | 0 | 124 | 0 | 0 | 0 | 0 | 0 | 0 | 0 | 0 | 0 | 0 | 0 | 0 | 0 | 0 | 0 |  |  | 306 | #N/A | #N/A | #N/A | #N/A | #N/A | #N/A | 306 | #N/A | #N/A | #N/A | #N/A | #N/A | #N/A | #N/A
|  |  | 0 | 0 | 0 | 0 | 0 | 0 | 0 | 0 | 0 | 0 | 0 | 0 | 0 | 0 | 0 | 0 | 0 | 0 | 0 | 0 | 0 | 0 | 0 | 0 | 0 | 0 | 0 | 0 | 0 | 0 | 0 | 0 | 0 | 0 | 0 | 0 | 0 | 0 | 0 | 0 | 0 | 0 | 0 | 0 | 0 | 0 | 0 | 0 | 0 | 0 | 0 | 0 | 0 | 0 | 0 | 0 | 0 | 0 | 0 | 0 | 0 | 0 |  | 1.1073 | 0 | 1 | 8.5107 | 3.676 | 0 | 125 | 0 | 0 | 0 | 0 | 0 | 0 | 0 | 0 | 0 | 0 | 0 | 0 | 0 | 0 | 0 |  |  | 307 | #N/A | #N/A | #N/A | #N/A | #N/A | #N/A | 307 | #N/A | #N/A | #N/A | #N/A | #N/A | #N/A | #N/A
|  |  | 0 | 0 | 0 | 0 | 0 | 0 | 0 | 0 | 0 | 0 | 0 | 0 | 0 | 0 | 0 | 0 | 0 | 0 | 0 | 0 | 0 | 0 | 0 | 0 | 0 | 0 | 0 | 0 | 0 | 0 | 0 | 0 | 0 | 0 | 0 | 0 | 0 | 0 | 0 | 0 | 0 | 0 | 0 | 0 | 0 | 0 | 0 | 0 | 0 | 0 | 0 | 0 | 0 | 0 | 0 | 0 | 0 | 0 | 0 | 0 | 0 | 0 |  | 1.1073 | 0 | 1 | 8.5107 | 3.676 | 0 | 126 | 0 | 0 | 0 | 0 | 0 | 0 | 0 | 0 | 0 | 0 | 0 | 0 | 0 | 0 | 0 |  |  | 308 | #N/A | #N/A | #N/A | #N/A | #N/A | #N/A | 308 | #N/A | #N/A | #N/A | #N/A | #N/A | #N/A | #N/A
|  |  | 0 | 0 | 0 | 0 | 0 | 0 | 0 | 0 | 0 | 0 | 0 | 0 | 0 | 0 | 0 | 0 | 0 | 0 | 0 | 0 | 0 | 0 | 0 | 0 | 0 | 0 | 0 | 0 | 0 | 0 | 0 | 0 | 0 | 0 | 0 | 0 | 0 | 0 | 0 | 0 | 0 | 0 | 0 | 0 | 0 | 0 | 0 | 0 | 0 | 0 | 0 | 0 | 0 | 0 | 0 | 0 | 0 | 0 | 0 | 0 | 0 | 0 |  | 1.1073 | 0 | 1 | 8.5107 | 3.676 | 0 | 127 | 0 | 0 | 0 | 0 | 0 | 0 | 0 | 0 | 0 | 0 | 0 | 0 | 0 | 0 | 0 |  |  | 309 | #N/A | #N/A | #N/A | #N/A | #N/A | #N/A | 309 | #N/A | #N/A | #N/A | #N/A | #N/A | #N/A | #N/A
|  |  | 0 | 0 | 0 | 0 | 0 | 0 | 0 | 0 | 0 | 0 | 0 | 0 | 0 | 0 | 0 | 0 | 0 | 0 | 0 | 0 | 0 | 0 | 0 | 0 | 0 | 0 | 0 | 0 | 0 | 0 | 0 | 0 | 0 | 0 | 0 | 0 | 0 | 0 | 0 | 0 | 0 | 0 | 0 | 0 | 0 | 0 | 0 | 0 | 0 | 0 | 0 | 0 | 0 | 0 | 0 | 0 | 0 | 0 | 0 | 0 | 0 | 0 |  | 1.1073 | 0 | 1 | 8.5107 | 3.676 | 0 | 128 | 0 | 0 | 0 | 0 | 0 | 0 | 0 | 0 | 0 | 0 | 0 | 0 | 0 | 0 | 0 |  |  | 310 | #N/A | #N/A | #N/A | #N/A | #N/A | #N/A | 310 | #N/A | #N/A | #N/A | #N/A | #N/A | #N/A | #N/A
|  |  | 0 | 0 | 0 | 0 | 0 | 0 | 0 | 0 | 0 | 0 | 0 | 0 | 0 | 0 | 0 | 0 | 0 | 0 | 0 | 0 | 0 | 0 | 0 | 0 | 0 | 0 | 0 | 0 | 0 | 0 | 0 | 0 | 0 | 0 | 0 | 0 | 0 | 0 | 0 | 0 | 0 | 0 | 0 | 0 | 0 | 0 | 0 | 0 | 0 | 0 | 0 | 0 | 0 | 0 | 0 | 0 | 0 | 0 | 0 | 0 | 0 | 0 |  | 1.1073 | 0 | 1 | 8.5107 | 3.676 | 0 | 129 | 0 | 0 | 0 | 0 | 0 | 0 | 0 | 0 | 0 | 0 | 0 | 0 | 0 | 0 | 0 |  |  | 311 | #N/A | #N/A | #N/A | #N/A | #N/A | #N/A | 311 | #N/A | #N/A | #N/A | #N/A | #N/A | #N/A | #N/A
|  |  | 0 | 0 | 0 | 0 | 0 | 0 | 0 | 0 | 0 | 0 | 0 | 0 | 0 | 0 | 0 | 0 | 0 | 0 | 0 | 0 | 0 | 0 | 0 | 0 | 0 | 0 | 0 | 0 | 0 | 0 | 0 | 0 | 0 | 0 | 0 | 0 | 0 | 0 | 0 | 0 | 0 | 0 | 0 | 0 | 0 | 0 | 0 | 0 | 0 | 0 | 0 | 0 | 0 | 0 | 0 | 0 | 0 | 0 | 0 | 0 | 0 | 0 |  | 1.1073 | 0 | 1 | 8.5107 | 3.676 | 0 | 130 | 0 | 0 | 0 | 0 | 0 | 0 | 0 | 0 | 0 | 0 | 0 | 0 | 0 | 0 | 0 |  |  | 312 | #N/A | #N/A | #N/A | #N/A | #N/A | #N/A | 312 | #N/A | #N/A | #N/A | #N/A | #N/A | #N/A | #N/A
|  |  | 0 | 0 | 0 | 0 | 0 | 0 | 0 | 0 | 0 | 0 | 0 | 0 | 0 | 0 | 0 | 0 | 0 | 0 | 0 | 0 | 0 | 0 | 0 | 0 | 0 | 0 | 0 | 0 | 0 | 0 | 0 | 0 | 0 | 0 | 0 | 0 | 0 | 0 | 0 | 0 | 0 | 0 | 0 | 0 | 0 | 0 | 0 | 0 | 0 | 0 | 0 | 0 | 0 | 0 | 0 | 0 | 0 | 0 | 0 | 0 | 0 | 0 |  | 1.1073 | 0 | 1 | 8.5107 | 3.676 | 0 | 131 | 0 | 0 | 0 | 0 | 0 | 0 | 0 | 0 | 0 | 0 | 0 | 0 | 0 | 0 | 0 |  |  | 313 | #N/A | #N/A | #N/A | #N/A | #N/A | #N/A | 313 | #N/A | #N/A | #N/A | #N/A | #N/A | #N/A | #N/A
|  |  | 0 | 0 | 0 | 0 | 0 | 0 | 0 | 0 | 0 | 0 | 0 | 0 | 0 | 0 | 0 | 0 | 0 | 0 | 0 | 0 | 0 | 0 | 0 | 0 | 0 | 0 | 0 | 0 | 0 | 0 | 0 | 0 | 0 | 0 | 0 | 0 | 0 | 0 | 0 | 0 | 0 | 0 | 0 | 0 | 0 | 0 | 0 | 0 | 0 | 0 | 0 | 0 | 0 | 0 | 0 | 0 | 0 | 0 | 0 | 0 | 0 | 0 |  | 1.1073 | 0 | 1 | 8.5107 | 3.676 | 0 | 132 | 0 | 0 | 0 | 0 | 0 | 0 | 0 | 0 | 0 | 0 | 0 | 0 | 0 | 0 | 0 |  |  | 314 | #N/A | #N/A | #N/A | #N/A | #N/A | #N/A | 314 | #N/A | #N/A | #N/A | #N/A | #N/A | #N/A | #N/A
|  |  | 0 | 0 | 0 | 0 | 0 | 0 | 0 | 0 | 0 | 0 | 0 | 0 | 0 | 0 | 0 | 0 | 0 | 0 | 0 | 0 | 0 | 0 | 0 | 0 | 0 | 0 | 0 | 0 | 0 | 0 | 0 | 0 | 0 | 0 | 0 | 0 | 0 | 0 | 0 | 0 | 0 | 0 | 0 | 0 | 0 | 0 | 0 | 0 | 0 | 0 | 0 | 0 | 0 | 0 | 0 | 0 | 0 | 0 | 0 | 0 | 0 | 0 |  | 1.1073 | 0 | 1 | 8.5107 | 3.676 | 0 | 133 | 0 | 0 | 0 | 0 | 0 | 0 | 0 | 0 | 0 | 0 | 0 | 0 | 0 | 0 | 0 |  |  | 315 | #N/A | #N/A | #N/A | #N/A | #N/A | #N/A | 315 | #N/A | #N/A | #N/A | #N/A | #N/A | #N/A | #N/A
|  |  | 0 | 0 | 0 | 0 | 0 | 0 | 0 | 0 | 0 | 0 | 0 | 0 | 0 | 0 | 0 | 0 | 0 | 0 | 0 | 0 | 0 | 0 | 0 | 0 | 0 | 0 | 0 | 0 | 0 | 0 | 0 | 0 | 0 | 0 | 0 | 0 | 0 | 0 | 0 | 0 | 0 | 0 | 0 | 0 | 0 | 0 | 0 | 0 | 0 | 0 | 0 | 0 | 0 | 0 | 0 | 0 | 0 | 0 | 0 | 0 | 0 | 0 |  | 1.1073 | 0 | 1 | 8.5107 | 3.676 | 0 | 134 | 0 | 0 | 0 | 0 | 0 | 0 | 0 | 0 | 0 | 0 | 0 | 0 | 0 | 0 | 0 |  |  | 316 | #N/A | #N/A | #N/A | #N/A | #N/A | #N/A | 316 | #N/A | #N/A | #N/A | #N/A | #N/A | #N/A | #N/A
|  |  | 0 | 0 | 0 | 0 | 0 | 0 | 0 | 0 | 0 | 0 | 0 | 0 | 0 | 0 | 0 | 0 | 0 | 0 | 0 | 0 | 0 | 0 | 0 | 0 | 0 | 0 | 0 | 0 | 0 | 0 | 0 | 0 | 0 | 0 | 0 | 0 | 0 | 0 | 0 | 0 | 0 | 0 | 0 | 0 | 0 | 0 | 0 | 0 | 0 | 0 | 0 | 0 | 0 | 0 | 0 | 0 | 0 | 0 | 0 | 0 | 0 | 0 |  | 1.1073 | 0 | 1 | 8.5107 | 3.676 | 0 | 135 | 0 | 0 | 0 | 0 | 0 | 0 | 0 | 0 | 0 | 0 | 0 | 0 | 0 | 0 | 0 |  |  | 317 | #N/A | #N/A | #N/A | #N/A | #N/A | #N/A | 317 | #N/A | #N/A | #N/A | #N/A | #N/A | #N/A | #N/A
|  |  | 0 | 0 | 0 | 0 | 0 | 0 | 0 | 0 | 0 | 0 | 0 | 0 | 0 | 0 | 0 | 0 | 0 | 0 | 0 | 0 | 0 | 0 | 0 | 0 | 0 | 0 | 0 | 0 | 0 | 0 | 0 | 0 | 0 | 0 | 0 | 0 | 0 | 0 | 0 | 0 | 0 | 0 | 0 | 0 | 0 | 0 | 0 | 0 | 0 | 0 | 0 | 0 | 0 | 0 | 0 | 0 | 0 | 0 | 0 | 0 | 0 | 0 |  | 1.1073 | 0 | 1 | 8.5107 | 3.676 | 0 | 136 | 0 | 0 | 0 | 0 | 0 | 0 | 0 | 0 | 0 | 0 | 0 | 0 | 0 | 0 | 0 |  |  | 318 | #N/A | #N/A | #N/A | #N/A | #N/A | #N/A | 318 | #N/A | #N/A | #N/A | #N/A | #N/A | #N/A | #N/A
|  |  | 0 | 0 | 0 | 0 | 0 | 0 | 0 | 0 | 0 | 0 | 0 | 0 | 0 | 0 | 0 | 0 | 0 | 0 | 0 | 0 | 0 | 0 | 0 | 0 | 0 | 0 | 0 | 0 | 0 | 0 | 0 | 0 | 0 | 0 | 0 | 0 | 0 | 0 | 0 | 0 | 0 | 0 | 0 | 0 | 0 | 0 | 0 | 0 | 0 | 0 | 0 | 0 | 0 | 0 | 0 | 0 | 0 | 0 | 0 | 0 | 0 | 0 |  | 1.1073 | 0 | 1 | 8.5107 | 3.676 | 0 | 137 | 0 | 0 | 0 | 0 | 0 | 0 | 0 | 0 | 0 | 0 | 0 | 0 | 0 | 0 | 0 |  |  | 319 | #N/A | #N/A | #N/A | #N/A | #N/A | #N/A | 319 | #N/A | #N/A | #N/A | #N/A | #N/A | #N/A | #N/A
|  |  | 0 | 0 | 0 | 0 | 0 | 0 | 0 | 0 | 0 | 0 | 0 | 0 | 0 | 0 | 0 | 0 | 0 | 0 | 0 | 0 | 0 | 0 | 0 | 0 | 0 | 0 | 0 | 0 | 0 | 0 | 0 | 0 | 0 | 0 | 0 | 0 | 0 | 0 | 0 | 0 | 0 | 0 | 0 | 0 | 0 | 0 | 0 | 0 | 0 | 0 | 0 | 0 | 0 | 0 | 0 | 0 | 0 | 0 | 0 | 0 | 0 | 0 |  | 1.1073 | 0 | 1 | 8.5107 | 3.676 | 0 | 138 | 0 | 0 | 0 | 0 | 0 | 0 | 0 | 0 | 0 | 0 | 0 | 0 | 0 | 0 | 0 |  |  | 320 | #N/A | #N/A | #N/A | #N/A | #N/A | #N/A | 320 | #N/A | #N/A | #N/A | #N/A | #N/A | #N/A | #N/A
|  |  | 0 | 0 | 0 | 0 | 0 | 0 | 0 | 0 | 0 | 0 | 0 | 0 | 0 | 0 | 0 | 0 | 0 | 0 | 0 | 0 | 0 | 0 | 0 | 0 | 0 | 0 | 0 | 0 | 0 | 0 | 0 | 0 | 0 | 0 | 0 | 0 | 0 | 0 | 0 | 0 | 0 | 0 | 0 | 0 | 0 | 0 | 0 | 0 | 0 | 0 | 0 | 0 | 0 | 0 | 0 | 0 | 0 | 0 | 0 | 0 | 0 | 0 |  | 1.1073 | 0 | 1 | 8.5107 | 3.676 | 0 | 139 | 0 | 0 | 0 | 0 | 0 | 0 | 0 | 0 | 0 | 0 | 0 | 0 | 0 | 0 | 0 |  |  | 321 | #N/A | #N/A | #N/A | #N/A | #N/A | #N/A | 321 | #N/A | #N/A | #N/A | #N/A | #N/A | #N/A | #N/A
|  |  | 0 | 0 | 0 | 0 | 0 | 0 | 0 | 0 | 0 | 0 | 0 | 0 | 0 | 0 | 0 | 0 | 0 | 0 | 0 | 0 | 0 | 0 | 0 | 0 | 0 | 0 | 0 | 0 | 0 | 0 | 0 | 0 | 0 | 0 | 0 | 0 | 0 | 0 | 0 | 0 | 0 | 0 | 0 | 0 | 0 | 0 | 0 | 0 | 0 | 0 | 0 | 0 | 0 | 0 | 0 | 0 | 0 | 0 | 0 | 0 | 0 | 0 |  | 1.1073 | 0 | 1 | 8.5107 | 3.676 | 0 | 140 | 0 | 0 | 0 | 0 | 0 | 0 | 0 | 0 | 0 | 0 | 0 | 0 | 0 | 0 | 0 |  |  | 322 | #N/A | #N/A | #N/A | #N/A | #N/A | #N/A | 322 | #N/A | #N/A | #N/A | #N/A | #N/A | #N/A | #N/A
|  |  | 0 | 0 | 0 | 0 | 0 | 0 | 0 | 0 | 0 | 0 | 0 | 0 | 0 | 0 | 0 | 0 | 0 | 0 | 0 | 0 | 0 | 0 | 0 | 0 | 0 | 0 | 0 | 0 | 0 | 0 | 0 | 0 | 0 | 0 | 0 | 0 | 0 | 0 | 0 | 0 | 0 | 0 | 0 | 0 | 0 | 0 | 0 | 0 | 0 | 0 | 0 | 0 | 0 | 0 | 0 | 0 | 0 | 0 | 0 | 0 | 0 | 0 |  | 1.1073 | 0 | 1 | 8.5107 | 3.676 | 0 | 141 | 0 | 0 | 0 | 0 | 0 | 0 | 0 | 0 | 0 | 0 | 0 | 0 | 0 | 0 | 0 |  |  | 323 | #N/A | #N/A | #N/A | #N/A | #N/A | #N/A | 323 | #N/A | #N/A | #N/A | #N/A | #N/A | #N/A | #N/A
|  |  | 0 | 0 | 0 | 0 | 0 | 0 | 0 | 0 | 0 | 0 | 0 | 0 | 0 | 0 | 0 | 0 | 0 | 0 | 0 | 0 | 0 | 0 | 0 | 0 | 0 | 0 | 0 | 0 | 0 | 0 | 0 | 0 | 0 | 0 | 0 | 0 | 0 | 0 | 0 | 0 | 0 | 0 | 0 | 0 | 0 | 0 | 0 | 0 | 0 | 0 | 0 | 0 | 0 | 0 | 0 | 0 | 0 | 0 | 0 | 0 | 0 | 0 |  | 1.1073 | 0 | 1 | 8.5107 | 3.676 | 0 | 142 | 0 | 0 | 0 | 0 | 0 | 0 | 0 | 0 | 0 | 0 | 0 | 0 | 0 | 0 | 0 |  |  | 324 | #N/A | #N/A | #N/A | #N/A | #N/A | #N/A | 324 | #N/A | #N/A | #N/A | #N/A | #N/A | #N/A | #N/A
|  |  | 0 | 0 | 0 | 0 | 0 | 0 | 0 | 0 | 0 | 0 | 0 | 0 | 0 | 0 | 0 | 0 | 0 | 0 | 0 | 0 | 0 | 0 | 0 | 0 | 0 | 0 | 0 | 0 | 0 | 0 | 0 | 0 | 0 | 0 | 0 | 0 | 0 | 0 | 0 | 0 | 0 | 0 | 0 | 0 | 0 | 0 | 0 | 0 | 0 | 0 | 0 | 0 | 0 | 0 | 0 | 0 | 0 | 0 | 0 | 0 | 0 | 0 |  | 1.1073 | 0 | 1 | 8.5107 | 3.676 | 0 | 143 | 0 | 0 | 0 | 0 | 0 | 0 | 0 | 0 | 0 | 0 | 0 | 0 | 0 | 0 | 0 |  |  | 325 | #N/A | #N/A | #N/A | #N/A | #N/A | #N/A | 325 | #N/A | #N/A | #N/A | #N/A | #N/A | #N/A | #N/A
|  |  | 0 | 0 | 0 | 0 | 0 | 0 | 0 | 0 | 0 | 0 | 0 | 0 | 0 | 0 | 0 | 0 | 0 | 0 | 0 | 0 | 0 | 0 | 0 | 0 | 0 | 0 | 0 | 0 | 0 | 0 | 0 | 0 | 0 | 0 | 0 | 0 | 0 | 0 | 0 | 0 | 0 | 0 | 0 | 0 | 0 | 0 | 0 | 0 | 0 | 0 | 0 | 0 | 0 | 0 | 0 | 0 | 0 | 0 | 0 | 0 | 0 | 0 |  | 1.1073 | 0 | 1 | 8.5107 | 3.676 | 0 | 144 | 0 | 0 | 0 | 0 | 0 | 0 | 0 | 0 | 0 | 0 | 0 | 0 | 0 | 0 | 0 |  |  | 326 | #N/A | #N/A | #N/A | #N/A | #N/A | #N/A | 326 | #N/A | #N/A | #N/A | #N/A | #N/A | #N/A | #N/A
|  |  | 0 | 0 | 0 | 0 | 0 | 0 | 0 | 0 | 0 | 0 | 0 | 0 | 0 | 0 | 0 | 0 | 0 | 0 | 0 | 0 | 0 | 0 | 0 | 0 | 0 | 0 | 0 | 0 | 0 | 0 | 0 | 0 | 0 | 0 | 0 | 0 | 0 | 0 | 0 | 0 | 0 | 0 | 0 | 0 | 0 | 0 | 0 | 0 | 0 | 0 | 0 | 0 | 0 | 0 | 0 | 0 | 0 | 0 | 0 | 0 | 0 | 0 |  | 1.1073 | 0 | 1 | 8.5107 | 3.676 | 0 | 145 | 0 | 0 | 0 | 0 | 0 | 0 | 0 | 0 | 0 | 0 | 0 | 0 | 0 | 0 | 0 |  |  | 327 | #N/A | #N/A | #N/A | #N/A | #N/A | #N/A | 327 | #N/A | #N/A | #N/A | #N/A | #N/A | #N/A | #N/A
|  |  | 0 | 0 | 0 | 0 | 0 | 0 | 0 | 0 | 0 | 0 | 0 | 0 | 0 | 0 | 0 | 0 | 0 | 0 | 0 | 0 | 0 | 0 | 0 | 0 | 0 | 0 | 0 | 0 | 0 | 0 | 0 | 0 | 0 | 0 | 0 | 0 | 0 | 0 | 0 | 0 | 0 | 0 | 0 | 0 | 0 | 0 | 0 | 0 | 0 | 0 | 0 | 0 | 0 | 0 | 0 | 0 | 0 | 0 | 0 | 0 | 0 | 0 |  | 1.1073 | 0 | 1 | 8.5107 | 3.676 | 0 | 146 | 0 | 0 | 0 | 0 | 0 | 0 | 0 | 0 | 0 | 0 | 0 | 0 | 0 | 0 | 0 |  |  | 328 | #N/A | #N/A | #N/A | #N/A | #N/A | #N/A | 328 | #N/A | #N/A | #N/A | #N/A | #N/A | #N/A | #N/A
|  |  | 0 | 0 | 0 | 0 | 0 | 0 | 0 | 0 | 0 | 0 | 0 | 0 | 0 | 0 | 0 | 0 | 0 | 0 | 0 | 0 | 0 | 0 | 0 | 0 | 0 | 0 | 0 | 0 | 0 | 0 | 0 | 0 | 0 | 0 | 0 | 0 | 0 | 0 | 0 | 0 | 0 | 0 | 0 | 0 | 0 | 0 | 0 | 0 | 0 | 0 | 0 | 0 | 0 | 0 | 0 | 0 | 0 | 0 | 0 | 0 | 0 | 0 |  | 1.1073 | 0 | 1 | 8.5107 | 3.676 | 0 | 147 | 0 | 0 | 0 | 0 | 0 | 0 | 0 | 0 | 0 | 0 | 0 | 0 | 0 | 0 | 0 |  |  | 329 | #N/A | #N/A | #N/A | #N/A | #N/A | #N/A | 329 | #N/A | #N/A | #N/A | #N/A | #N/A | #N/A | #N/A
|  |  | 0 | 0 | 0 | 0 | 0 | 0 | 0 | 0 | 0 | 0 | 0 | 0 | 0 | 0 | 0 | 0 | 0 | 0 | 0 | 0 | 0 | 0 | 0 | 0 | 0 | 0 | 0 | 0 | 0 | 0 | 0 | 0 | 0 | 0 | 0 | 0 | 0 | 0 | 0 | 0 | 0 | 0 | 0 | 0 | 0 | 0 | 0 | 0 | 0 | 0 | 0 | 0 | 0 | 0 | 0 | 0 | 0 | 0 | 0 | 0 | 0 | 0 |  | 1.1073 | 0 | 1 | 8.5107 | 3.676 | 0 | 148 | 0 | 0 | 0 | 0 | 0 | 0 | 0 | 0 | 0 | 0 | 0 | 0 | 0 | 0 | 0 |  |  | 330 | #N/A | #N/A | #N/A | #N/A | #N/A | #N/A | 330 | #N/A | #N/A | #N/A | #N/A | #N/A | #N/A | #N/A

## angola_PV
OBJECTID | GroupVal | SUM_InstalledCapacity | SUM_ScWater | SUM_ElectGen | FIRST_SUM_Area | Shape_Length | Shape_Area | GroupVal_1 | FREQUENCY | SUM_zNEAR_Trans | SUM_zNEAR_Sub | SUM_zNEAR_Road | SUM_zNEAR_PV | SUM_zNEAR_geothermal | SUM_zNEAR_allRE | SUM_zNEAR_Load | SUM_zNEAR_water | SUM_zRQ_Wm2 | SUM_zSLOPE | SUM_zPOPDEN | SUM_zLULC | SUM_zHumanFootprint | SUM_zcoloc_CSP | SUM_zcoloc_wind | SUM_zCF | SUM_zTransCost | SUM_zSubCost | SUM_zRoadCost | SUM_zLCOEgen | SUM_zLCOEtotTrans | SUM_zLCOEtotSub | SUM_zScSlope | SUM_zScPop | SUM_zScLULC | SUM_zScREloc | SUM_zScREloc_geo | SUM_zScREloc_all | SUM_zScColoc | SUM_zScLoad | SUM_zScRoad | SUM_zScSub | SUM_zScTrans | SUM_zScHumanFootprint | zoneIdentification
1 | 10 | 33.75 | 0 | 72589.4426 | 11.25 | 33000.0004 | 11250000.45 | 10 | 2 | 27034.2232 | 0 | 25561.9612 | 1266500.6202 | 0 | 849755.5969 | 680174.243 | 15906.1348 | 266.4116 | 0.25039 | 0.22222 | 2.8444 | 1.4444 | 0 | 0 | 0.24552 | 5.0076 | 0 | 7.105 | 125.6911 | 137.8037 | 0 | 0.94992 | 0.99778 | 0.38519 | 0 | 0 | 0 | 0 | 0 | 0.74438 | 0 | 0.72966 | 0.98556 | A
2 | 100 | 233.25 | 1 | 504016.8295 | 77.75 | 245000.0008 | 77750000.55 | 100 | 17 | 102027.3846 | 0 | 10098.9379 | 1134412.1131 | 0 | 733936.4481 | 553208.0588 | 22582.9361 | 267.6559 | 0.32713 | 0.45016 | 2.865 | 9.6431 | 0 | 0 | 0.24667 | 8.7695 | 0 | 2.7952 | 125.1069 | 136.6716 | 0 | 0.93457 | 0.9955 | 0.37835 | 0 | 0 | 0 | 0 | 0 | 0.89901 | 0 | 0.025678 | 0.90357 | B
3 | 101 | 30.75 | 0 | 69184.9192 | 10.25 | 31999.9998 | 10250000.25 | 101 | 2 | 85150.6422 | 0 | 2928.1664 | 975724.145 | 0 | 247074.6372 | 215595.2224 | 61919.1969 | 278.6889 | 0.7985 | 3.2683 | 2.9756 | 15.8293 | 1 | 0 | 0.25684 | 7.6042 | 0 | 0.77785 | 120.1539 | 128.536 | 0 | 0.8403 | 0.96732 | 0.34146 | 0 | 0 | 0 | 0.5 | 0 | 0.97072 | 0 | 0.14849 | 0.84171 | C
4 | 102 | 33 | 0 | 73379.3773 | 11 | 32000 | 11000000.05 | 102 | 2 | 104802.112 | 0 | 6529.9075 | 976282.5109 | 0 | 190040.1381 | 211107.8064 | 20204.8972 | 275.4314 | 1.3193 | 1.7273 | 2.8409 | 18.1818 | 1 | 0 | 0.25384 | 8.6582 | 0 | 1.7555 | 121.5749 | 131.9886 | 0 | 0.73614 | 0.98273 | 0.38636 | 0 | 0 | 0 | 0.5 | 0 | 0.9347 | 0 | 0 | 0.81818 | D
5 | 117 | 75 | 2 | 167712.3622 | 25 | 60000 | 24999999.85 | 117 | 2 | 67423.4786 | 0 | 1923.0905 | 988426.1223 | 0 | 390653.3707 | 289223.8067 | 3390.6598 | 276.9856 | 0.18586 | 12.14 | 2.33 | 27.68 | 1 | 0 | 0.25527 | 6.7864 | 0 | 0.51381 | 120.8928 | 128.193 | 0 | 0.96283 | 0.8786 | 0.55667 | 0 | 0 | 0 | 0.5 | 0 | 0.98077 | 0 | 0.32577 | 0.7232 | E
6 | 119 | 43.5 | 0 | 95344.4284 | 14.5 | 45999.9998 | 14499999.85 | 119 | 4 | 148221.5519 | 0 | 20727.7665 | 1055597.8543 | 0 | 606258.4419 | 472385.364 | 18317.6279 | 271.4935 | 0.42671 | 0 | 2.9828 | 3.3448 | 1 | 0 | 0.25021 | 10.9442 | 0 | 5.653 | 123.3385 | 139.9356 | 0 | 0.91466 | 1 | 0.33908 | 0 | 0 | 0 | 0.5 | 0 | 0.79272 | 0 | 0 | 0.96655 | F
7 | 120 | 126 | 6 | 283798.8548 | 42 | 110999.9992 | 41999999.5 | 120 | 6 | 102627.6203 | 0 | 362.0232 | 975421.6446 | 0 | 334238.398 | 249393.6972 | 3360.5993 | 278.9931 | 0.41071 | 12.2679 | 2.4226 | 37.381 | 0.95238 | 0 | 0.25712 | 8.4422 | 0 | 0.096182 | 120.0231 | 128.5615 | 0 | 0.91786 | 0.87732 | 0.52579 | 0 | 0 | 0 | 0.47619 | 0 | 0.99638 | 0 | 0.0062621 | 0.62619 | G
8 | 121 | 46.5 | 0 | 102474.3227 | 15.5 | 43999.9994 | 15500000 | 121 | 2 | 123432.5135 | 0 | 2766.8205 | 956892.1063 | 0 | 181877.7074 | 191646.3695 | 39807.036 | 272.9704 | 0.52961 | 2.0645 | 1.9677 | 19.1935 | 1 | 0 | 0.25157 | 9.6584 | 0 | 0.7504 | 122.6712 | 133.0799 | 0 | 0.89408 | 0.97935 | 0.67742 | 0 | 0 | 0 | 0.5 | 0 | 0.97233 | 0 | 0 | 0.80806 | H
9 | 123 | 37.5 | 0 | 82129.4242 | 12.5 | 33000.0006 | 12500000.35 | 123 | 2 | 173777.2417 | 0 | 46717.3009 | 1041437.7089 | 0 | 580640.39 | 447624.502 | 38965.6949 | 271.282 | 0.24529 | 0.1 | 3 | 1.2 | 0.84 | 0 | 0.25001 | 12.2254 | 0 | 12.7526 | 123.4345 | 148.4126 | 0 | 0.95094 | 0.999 | 0.33333 | 0 | 0 | 0 | 0.42 | 0 | 0.53283 | 0 | 0 | 0.988 | I
10 | 126 | 82.5 | 0 | 178246.7617 | 27.5 | 66999.9994 | 27500000.35 | 126 | 3 | 126129.6979 | 0 | 15297.9032 | 1111936.7472 | 0 | 728031.663 | 529340.0619 | 13715.6323 | 267.6216 | 0.30493 | 0.26364 | 2.9455 | 7.7818 | 0 | 0 | 0.24664 | 9.9874 | 0 | 4.2327 | 125.1228 | 139.3429 | 0 | 0.93901 | 0.99736 | 0.35152 | 0 | 0 | 0 | 0 | 0 | 0.84702 | 0 | 0 | 0.92218 | J
11 | 127 | 96.75 | 0 | 211305.5696 | 32.25 | 65999.9996 | 32249999.75 | 127 | 4 | 167465.7941 | 0 | 4129.1234 | 957668.0826 | 0 | 138752.9631 | 199721.6539 | 43974.144 | 270.5287 | 2.1905 | 0.18605 | 1.8527 | 17.6047 | 1 | 0 | 0.24932 | 11.9443 | 0 | 1.1299 | 123.7782 | 136.8524 | 0 | 0.5619 | 0.99814 | 0.71576 | 0 | 0 | 0 | 0.5 | 0 | 0.95871 | 0 | 0 | 0.82395 | K
12 | 13 | 150 | 7 | 327320.9503 | 50 | 158999.9992 | 49999999.05 | 13 | 9 | 7844.6445 | 0 | 5743.4981 | 1216469.3845 | 0 | 747888.49 | 632697.0837 | 4449.9123 | 270.2937 | 0.76564 | 4.345 | 2.935 | 21.59 | 1 | 0 | 0.2491 | 3.9768 | 0 | 1.5746 | 123.886 | 129.4375 | 0 | 0.84687 | 0.95655 | 0.355 | 0 | 0 | 0 | 0.5 | 0 | 0.94257 | 0 | 0.92155 | 0.7841 | L
13 | 130 | 41.25 | 0 | 92371.4231 | 13.75 | 48999.9998 | 13750000.1 | 130 | 3 | 111597.7699 | 0 | 882.6334 | 953786.1495 | 0 | 231023.6353 | 192728.1989 | 58697.8192 | 277.3749 | 0.77523 | 4.2909 | 2.8727 | 23.9818 | 1 | 0 | 0.25563 | 8.9284 | 0 | 0.23581 | 120.7231 | 129.8874 | 0 | 0.84495 | 0.95709 | 0.37576 | 0 | 0 | 0 | 0.5 | 0 | 0.99117 | 0 | 0 | 0.76018 | M
14 | 136 | 112.5 | 0 | 249391.6867 | 37.5 | 93999.9994 | 37499999.45 | 136 | 5 | 134954.3053 | 0 | 13940.6455 | 955688.9259 | 0 | 169466.0814 | 191430.345 | 40833.5126 | 274.5888 | 1.1194 | 1.02 | 2.7733 | 12.9 | 1 | 0 | 0.25306 | 10.1691 | 0 | 3.7628 | 121.949 | 135.8809 | 0 | 0.77611 | 0.9898 | 0.40889 | 0 | 0 | 0 | 0.5 | 0 | 0.86059 | 0 | 0 | 0.871 | N
15 | 138 | 53.25 | 0 | 116946.6084 | 17.75 | 56999.999 | 17749999.45 | 138 | 4 | 171551.1995 | 0 | 25070.4105 | 1038365.4895 | 0 | 593094.2636 | 456363.3947 | 22294.1197 | 272.0329 | 0.24774 | 0.042254 | 2.9437 | 1.6479 | 1 | 0 | 0.25071 | 12.0812 | 0 | 6.825 | 123.0938 | 142 | 0 | 0.95045 | 0.99958 | 0.35211 | 0 | 0 | 0 | 0.5 | 0 | 0.7493 | 0 | 0 | 0.98352 | O
16 | 143 | 182.25 | 0 | 408708.1728 | 60.75 | 137000.0004 | 60750000.65 | 143 | 8 | 154673.7261 | 0 | 20701.3138 | 951593.9505 | 0 | 151048.3982 | 189778.7559 | 45024.4243 | 277.7789 | 2.3299 | 0.51029 | 2.6502 | 7.4198 | 1 | 0 | 0.256 | 11.0135 | 0 | 5.5377 | 120.556 | 137.1072 | 0 | 0.53401 | 0.9949 | 0.44993 | 0 | 0 | 0 | 0.5 | 0 | 0.79299 | 0 | 0 | 0.9258 | P
17 | 146 | 45 | 0 | 99327.2519 | 15 | 44999.9998 | 14999999.8 | 146 | 3 | 153097.5575 | 0 | 14672.6485 | 938374.806 | 0 | 162805.4782 | 174099.8488 | 58037.9662 | 273.4068 | 1.7737 | 1.0667 | 2.7167 | 14.2 | 1 | 0 | 0.25197 | 11.1086 | 0 | 3.9741 | 122.4753 | 137.558 | 0 | 0.64526 | 0.98933 | 0.42778 | 0 | 0 | 0 | 0.5 | 0 | 0.85327 | 0 | 0 | 0.858 | Q
18 | 15 | 66.75 | 0 | 144525.216 | 22.25 | 56999.9996 | 22250000.2 | 15 | 2 | 32763.7613 | 0 | 26956.198 | 1222741.7383 | 0 | 778974.2002 | 643159.7993 | 19804.2393 | 268.192 | 0.8161 | 0.20225 | 2.9663 | 1.4045 | 1 | 0 | 0.24717 | 5.2632 | 0 | 7.4441 | 124.8568 | 137.564 | 0 | 0.83678 | 0.99798 | 0.34457 | 0 | 0 | 0 | 0.5 | 0 | 0.73044 | 0 | 0.67236 | 0.98596 | R
19 | 154 | 73.5 | 2 | 162186.875 | 24.5 | 72000 | 24499999.7 | 154 | 5 | 106538.1583 | 0 | 11403.2042 | 993672.3783 | 0 | 517623.0373 | 381713.0812 | 8765.1315 | 273.3265 | 0.17943 | 1.8367 | 2.9796 | 11.5306 | 1 | 0 | 0.2519 | 8.8106 | 0 | 3.0891 | 122.5113 | 134.411 | 0 | 0.96411 | 0.98163 | 0.34014 | 0 | 0 | 0 | 0.5 | 0 | 0.88597 | 0 | 0 | 0.88469 | S
20 | 162 | 72.75 | 6 | 158890.8304 | 24.25 | 78000 | 24250000.1 | 162 | 7 | 191021.6855 | 0 | 8881.0128 | 1018699.3276 | 0 | 608036.144 | 450717.5133 | 5807.6844 | 270.5324 | 0.92404 | 0.51546 | 2.9278 | 18.6907 | 0.86598 | 0 | 0.24932 | 13.1203 | 0 | 2.4353 | 123.7777 | 139.3332 | 0 | 0.81519 | 0.99485 | 0.35739 | 0 | 0 | 0 | 0.43299 | 0 | 0.91119 | 0 | 0 | 0.81309 | T
21 | 166 | 88.5 | 0 | 195153.3628 | 29.5 | 98000.0004 | 29500000.05 | 166 | 8 | 155017.0974 | 0 | 26586.6689 | 997777.0306 | 0 | 552712.1276 | 411090.455 | 31989.3716 | 273.1406 | 0.18755 | 2.2627 | 2.9492 | 5.5932 | 1 | 0 | 0.25173 | 11.2138 | 0 | 7.2098 | 122.5948 | 141.0185 | 0 | 0.96249 | 0.97737 | 0.35028 | 0 | 0 | 0 | 0.5 | 0 | 0.73413 | 0 | 0 | 0.94407 | U
22 | 168 | 30.75 | 0 | 69237.8218 | 10.25 | 33999.9998 | 10249999.85 | 168 | 1 | 167703.5851 | 0 | 28634.8599 | 904035.1171 | 0 | 147433.5622 | 140376.0958 | 91106.5389 | 278.9021 | 1.6142 | 0.65854 | 2.9268 | 2.9756 | 1 | 0 | 0.25704 | 11.5972 | 0 | 7.603 | 120.0621 | 139.2623 | 0 | 0.67716 | 0.99341 | 0.35772 | 0 | 0 | 0 | 0.5 | 0 | 0.71365 | 0 | 0 | 0.97024 | V
23 | 17.1.1 | 387.75 | 3 | 835130.143 | 129.25 | 392999.9996 | 129250000.6 | 17.1.1 | 21 | 30887.62 | 0 | 26489.0052 | 1247768.7102 | 0 | 820124.393 | 663818.7816 | 20521.5526 | 266.7815 | 0.41344 | 0.64797 | 2.7969 | 5.4101 | 0.11799 | 0 | 0.24587 | 5.1958 | 0 | 7.3531 | 125.517 | 138.0659 | 0 | 0.91731 | 0.99352 | 0.40103 | 0 | 0 | 0 | 0.058994 | 0 | 0.73511 | 0 | 0.69112 | 0.9459 | W
24 | 17.1.2 | 153 | 0 | 330301.1422 | 51 | 152999.9994 | 51000000.8 | 17.1.2 | 10 | 36482.31 | 0 | 32164.4829 | 1236799.4262 | 0 | 805392.8646 | 654089.707 | 24458.9575 | 267.4066 | 0.83641 | 0.36765 | 2.8186 | 1.7353 | 0.53431 | 0 | 0.24644 | 5.4667 | 0 | 8.9091 | 125.2236 | 139.5994 | 0 | 0.83272 | 0.99632 | 0.39379 | 0 | 0 | 0 | 0.26716 | 0 | 0.67836 | 0 | 0.63518 | 0.98265 | X
25 | 170 | 30.75 | 0 | 69575.0266 | 10.25 | 25000 | 10250000 | 170 | 2 | 166463.5344 | 0 | 12558.1836 | 911047.8495 | 0 | 255762.3961 | 164196.082 | 21750.4915 | 280.2604 | 0.60566 | 3.3415 | 2.9268 | 15.6829 | 1 | 0 | 0.25829 | 11.4815 | 0 | 3.3188 | 119.4803 | 134.2806 | 0 | 0.87887 | 0.96659 | 0.35772 | 0 | 0 | 0 | 0.5 | 0 | 0.87442 | 0 | 0 | 0.84317 | Y
26 | 172 | 40.5 | 0 | 87383.5519 | 13.5 | 38999.9998 | 13499999.75 | 172 | 3 | 184702.5652 | 0 | 42734.6439 | 1036990.3566 | 0 | 670935.5005 | 458302.0184 | 65166.6596 | 267.2564 | 0.51966 | 0.35185 | 2.7407 | 1.7037 | 0 | 0 | 0.2463 | 12.9619 | 0 | 11.8405 | 125.2942 | 150.0967 | 0 | 0.89607 | 0.99648 | 0.41975 | 0 | 0 | 0 | 0 | 0 | 0.57265 | 0 | 0 | 0.98296 | Z
27 | 177 | 88.5 | 0 | 191694.1665 | 29.5 | 95000 | 29500000.3 | 177 | 7 | 193655.4951 | 0 | 12835.8346 | 1043769.6166 | 0 | 694107.5758 | 460921.5662 | 51341.7997 | 268.299 | 0.63805 | 0.042373 | 2.8644 | 6.9153 | 0 | 0 | 0.24726 | 13.3622 | 0 | 3.5432 | 124.8069 | 141.7123 | 0 | 0.87239 | 0.99958 | 0.37853 | 0 | 0 | 0 | 0 | 0 | 0.87164 | 0 | 0 | 0.93085 | AA
28 | 179 | 95.25 | 0 | 210267.3326 | 31.75 | 89999.9998 | 31750000 | 179 | 6 | 162726.8359 | 0 | 9820.6182 | 975571.345 | 0 | 553053.653 | 404197.6798 | 36111.5004 | 273.4389 | 0.46175 | 2.5118 | 2.8661 | 12.9528 | 1 | 0 | 0.252 | 11.5832 | 0 | 2.6608 | 122.461 | 136.705 | 0 | 0.90765 | 0.97488 | 0.37795 | 0 | 0 | 0 | 0.5 | 0 | 0.90179 | 0 | 0 | 0.87047 | AB
29 | 181.1.1 | 272.25 | 1 | 592223.1384 | 90.75 | 312999.999 | 90749999.8 | 181.1.1 | 26 | 187855.012 | 0 | 36463.8868 | 1022342.7489 | 0 | 631234.2091 | 451729.6683 | 24762.9193 | 269.4455 | 0.66096 | 0.85124 | 2.6584 | 3.4848 | 0 | 0 | 0.24832 | 13.0143 | 0 | 10.0262 | 124.2767 | 147.3172 | 0 | 0.86781 | 0.99149 | 0.4472 | 0 | 0 | 0 | 0 | 0 | 0.63536 | 0 | 0 | 0.96515 | AC
30 | 181.1.2 | 162 | 0 | 350841.4138 | 54 | 144000 | 53999999.5 | 181.1.2 | 7 | 156720.0289 | 0 | 48078.4542 | 1047364.8715 | 0 | 650373.8082 | 474121.1628 | 33894.1035 | 268.2559 | 0.50379 | 1 | 2.7731 | 2.9074 | 0 | 0 | 0.24722 | 11.5045 | 0 | 13.2721 | 124.827 | 149.6036 | 0 | 0.89924 | 0.99 | 0.40895 | 0 | 0 | 0 | 0 | 0 | 0.51922 | 0 | 0 | 0.97093 | AD
31 | 183 | 122.25 | 0 | 264645.4548 | 40.75 | 83999.9998 | 40750000.25 | 183 | 4 | 148470.703 | 0 | 4793.502 | 892404.4748 | 0 | 130859.3419 | 131733.8619 | 96953.387 | 268.1446 | 1.1403 | 1.2883 | 2.8037 | 16.865 | 1 | 0 | 0.24712 | 11.0932 | 0 | 1.3236 | 124.8789 | 137.2957 | 0 | 0.77194 | 0.98712 | 0.39877 | 0 | 0 | 0 | 0.5 | 0 | 0.95206 | 0 | 0 | 0.83135 | AE
32 | 186 | 63 | 0 | 136212.6723 | 21 | 58000.0002 | 21000000.4 | 186 | 3 | 205950.3842 | 0 | 31750.7646 | 1024584.4214 | 0 | 674738.1606 | 443861.728 | 69648.1283 | 267.8122 | 0.64299 | 0.11905 | 2.8333 | 1.2381 | 0 | 0 | 0.24682 | 14.0067 | 0 | 8.7793 | 125.0338 | 147.8197 | 0 | 0.8714 | 0.99881 | 0.38889 | 0 | 0 | 0 | 0 | 0 | 0.68249 | 0 | 0 | 0.98762 | AF
33 | 189 | 93.75 | 1 | 199746.5998 | 31.25 | 101000 | 31250000.2 | 189 | 8 | 338615.564 | 0 | 4281.4065 | 1242447.3758 | 0 | 1037641.4594 | 659082.9258 | 12961.0547 | 263.9135 | 0.14017 | 1.136 | 2.296 | 16.52 | 0 | 0 | 0.24322 | 21.0051 | 0 | 1.202 | 126.881 | 149.0881 | 0 | 0.97197 | 0.98864 | 0.568 | 0 | 0 | 0 | 0 | 0 | 0.95719 | 0 | 0 | 0.8348 | AG
34 | 191 | 85.5 | 0 | 188748.1487 | 28.5 | 86000.0004 | 28500000.15 | 191 | 6 | 188103.536 | 0 | 14345.9029 | 969282.857 | 0 | 570172.6931 | 401062.6207 | 20033.9575 | 273.445 | 0.2307 | 0.42105 | 2.7368 | 8.8246 | 1 | 0 | 0.25201 | 12.837 | 0 | 3.8833 | 122.4587 | 139.179 | 0 | 0.95386 | 0.99579 | 0.42105 | 0 | 0 | 0 | 0.5 | 0 | 0.85654 | 0 | 0 | 0.91175 | AH
35 | 192 | 31.5 | 0 | 68842.2006 | 10.5 | 27000.0002 | 10500000.05 | 192 | 2 | 128823.555 | 0 | 10436.1144 | 868731.6523 | 0 | 162878.9729 | 103395.157 | 75341.6429 | 270.7058 | 1.6099 | 0.85714 | 2.7619 | 10.7143 | 1 | 0 | 0.24948 | 10.0081 | 0 | 2.8545 | 123.6974 | 136.5599 | 0 | 0.67802 | 0.99143 | 0.4127 | 0 | 0 | 0 | 0.5 | 0 | 0.89564 | 0 | 0 | 0.89286 | AI
36 | 197 | 199.5 | 4 | 425244.3558 | 66.5 | 175000.0002 | 66500000.4 | 197 | 8 | 351977.7524 | 0 | 5299.3561 | 1213185.1445 | 0 | 1016654.6635 | 629962.4318 | 9024.9457 | 264.0275 | 0.13177 | 1.188 | 2.5714 | 18.1429 | 0 | 0 | 0.24333 | 21.6795 | 0 | 1.4867 | 126.8262 | 149.9924 | 0 | 0.97365 | 0.98812 | 0.47619 | 0 | 0 | 0 | 0 | 0 | 0.94701 | 0 | 0 | 0.81857 | AJ
37 | 199 | 93.75 | 0 | 201953.0598 | 31.25 | 101000.0004 | 31250000.8 | 199 | 6 | 295410.2532 | 0 | 46754.5963 | 1049427.907 | 0 | 783510.3115 | 457260.2147 | 30404.2859 | 266.8287 | 0.28303 | 0.304 | 2.64 | 1.608 | 0 | 0 | 0.24591 | 18.588 | 0 | 12.9766 | 125.4947 | 157.0593 | 0 | 0.94339 | 0.99696 | 0.45333 | 0 | 0 | 0 | 0 | 0 | 0.53245 | 0 | 0 | 0.98392 | AK
38 | 201.1.1 | 225 | 0 | 486034.0617 | 75 | 213000.0002 | 74999999.9 | 201.1.1 | 13 | 93578.0197 | 0 | 796.4009 | 845839.6833 | 0 | 143701.6234 | 84160.5212 | 55307.0965 | 267.5701 | 1.0757 | 0.97333 | 2.8033 | 17.9233 | 0.94667 | 0 | 0.24659 | 8.3456 | 0 | 0.22063 | 125.1473 | 133.7135 | 0 | 0.78485 | 0.99027 | 0.39889 | 0 | 0 | 0 | 0.47333 | 0.15839 | 0.99204 | 0 | 0.070071 | 0.82077 | AL
39 | 201.1.2 | 147 | 0 | 318557.6304 | 49 | 117000 | 48999999.75 | 201.1.2 | 5 | 115592.2213 | 0 | 9424.2468 | 862579.6518 | 0 | 143367.7712 | 99568.6181 | 70663.3928 | 268.4257 | 1.0728 | 0.84694 | 2.8163 | 14.4031 | 1 | 0 | 0.24738 | 9.4271 | 0 | 2.5997 | 124.7481 | 136.7749 | 0 | 0.78545 | 0.99153 | 0.39456 | 0 | 0 | 0 | 0.5 | 0.022174 | 0.90576 | 0 | 0 | 0.85597 | AM
40 | 202 | 32.25 | 0 | 68819.2575 | 10.75 | 33000.0002 | 10750000.3 | 202 | 2 | 379888.8857 | 0 | 19077.5173 | 1189977.7182 | 0 | 1009093.1281 | 608375.8988 | 17130.2627 | 264.3222 | 0.14337 | 1.1628 | 2.3953 | 4.814 | 0 | 0 | 0.2436 | 23.0818 | 0 | 5.3446 | 126.6846 | 155.111 | 0 | 0.97133 | 0.98837 | 0.53488 | 0 | 0 | 0 | 0 | 0 | 0.80922 | 0 | 0 | 0.95186 | AN
41 | 206 | 34.5 | 0 | 74320.1554 | 11.5 | 32000.0002 | 11499999.75 | 206 | 2 | 65839.1237 | 0 | 13700.5772 | 824772.546 | 0 | 146835.4483 | 65074.6515 | 36762.5216 | 266.8339 | 1.6547 | 1.2174 | 2.8913 | 10.6957 | 1 | 0 | 0.24591 | 6.9642 | 0 | 3.8037 | 125.4927 | 136.2605 | 0 | 0.66907 | 0.98783 | 0.36957 | 0 | 0 | 0 | 0.5 | 0.34925 | 0.86299 | 0 | 0.34161 | 0.89304 | AO
42 | 209 | 59.25 | 0 | 126354.7436 | 19.75 | 57000.0006 | 19749999.8 | 209 | 3 | 405207.1829 | 0 | 22588.9529 | 1199836.5052 | 0 | 1034972.6189 | 621877.9722 | 44293.4589 | 264.1537 | 0.14664 | 1.2785 | 2.3418 | 5.9873 | 0 | 0 | 0.24344 | 24.3914 | 0 | 6.3335 | 126.7655 | 157.4903 | 0 | 0.97067 | 0.98722 | 0.55274 | 0 | 0 | 0 | 0 | 0 | 0.77411 | 0 | 0 | 0.94013 | AP
43 | 212 | 43.5 | 0 | 93005.4182 | 14.5 | 51999.9996 | 14499999.6 | 212 | 4 | 397847.6211 | 0 | 16546.2885 | 1180275.9397 | 0 | 1010005.4337 | 600268.1601 | 21504.7555 | 264.8332 | 0.17828 | 1.1207 | 2.5345 | 7.1034 | 0 | 0 | 0.24407 | 23.9535 | 0 | 4.6263 | 126.4402 | 155.0201 | 0 | 0.96434 | 0.98879 | 0.48851 | 0 | 0 | 0 | 0 | 0 | 0.83454 | 0 | 0 | 0.92897 | AQ
44 | 219 | 110.25 | 0 | 235807.046 | 36.75 | 87999.9996 | 36750000.2 | 219 | 5 | 418923.3546 | 0 | 890.495 | 1173723.3899 | 0 | 1017121.362 | 596213.1023 | 22085.2405 | 264.9303 | 0.1288 | 1 | 2.3673 | 14.7551 | 0 | 0 | 0.24416 | 25.0194 | 0 | 0.24907 | 126.394 | 151.6624 | 0 | 0.97424 | 0.99 | 0.54422 | 0 | 0 | 0 | 0 | 0 | 0.9911 | 0 | 0 | 0.85245 | AR
45 | 22 | 189.75 | 1 | 414006.395 | 63.25 | 186999.9988 | 63249999.2 | 22 | 13 | 35845.4093 | 0 | 15194.0341 | 1192887.1979 | 0 | 740882.3391 | 614473.6327 | 24300.7359 | 270.2581 | 0.47105 | 0.20158 | 2.9763 | 8.502 | 1 | 0 | 0.24907 | 5.3786 | 0 | 4.17 | 123.9029 | 133.4515 | 0 | 0.90579 | 0.99798 | 0.34124 | 0 | 0 | 0 | 0.5 | 0 | 0.84806 | 0 | 0.64155 | 0.91498 | AS
46 | 227 | 62.25 | 0 | 142258.7767 | 20.75 | 55999.9996 | 20750000.2 | 227 | 4 | 35818.5344 | 0 | 1255.5836 | 787123.3159 | 0 | 262966.9061 | 81421.4854 | 81652.5013 | 283.0695 | 1.1503 | 18.0843 | 2.759 | 29.7711 | 1 | 0 | 0.26088 | 5.1322 | 0 | 0.32844 | 118.2945 | 123.7552 | 0 | 0.76993 | 0.81916 | 0.41365 | 0 | 0 | 0 | 0.5 | 0.18579 | 0.98744 | 0 | 0.64181 | 0.70229 | AT
47 | 229 | 31.5 | 0 | 66482.7317 | 10.5 | 26000.0002 | 10500000.5 | 229 | 1 | 0 | 0 | 0 | 775976.1207 | 0 | 144842.6489 | 53633.9518 | 43061.0032 | 261.4278 | 1.3471 | 0.85714 | 3 | 26.2857 | 0 | 0 | 0.24093 | 3.7061 | 0 | 0 | 128.0872 | 131.7933 | 0 | 0.73057 | 0.99143 | 0.33333 | 0 | 0 | 0 | 0 | 0.46366 | 1 | 0 | 1 | 0.73714 | AU
48 | 23 | 111.75 | 0 | 242238.4575 | 37.25 | 122000.0006 | 37250000.7 | 23 | 11 | 61700.7356 | 0 | 51887.3839 | 1209274.5083 | 0 | 781211.3951 | 627680.3196 | 39952.8307 | 268.5029 | 0.23424 | 0.36242 | 2.9396 | 1.7248 | 1 | 0 | 0.24745 | 6.713 | 0 | 14.3106 | 124.7122 | 145.7358 | 0 | 0.95315 | 0.99638 | 0.35347 | 0 | 0 | 0 | 0.5 | 0 | 0.48113 | 0 | 0.38299 | 0.98275 | AV
49 | 230 | 79.5 | 0 | 182019.0857 | 26.5 | 70999.9992 | 26499999.4 | 230 | 4 | 20991.5413 | 0 | 3473.9676 | 777462.4323 | 0 | 230315.9788 | 44249.3205 | 50328.2325 | 283.598 | 1.9963 | 26.6981 | 2.9151 | 30.6038 | 1 | 0 | 0.26136 | 4.4164 | 0 | 0.90738 | 118.0741 | 123.3978 | 0 | 0.60075 | 0.73302 | 0.36164 | 0 | 0 | 0 | 0.5 | 0.55751 | 0.96526 | 0 | 0.79008 | 0.69396 | AW
50 | 232 | 102 | 0 | 216580.8261 | 34 | 83000 | 33999999.8 | 232 | 4 | 11407.3763 | 0 | 2695.4851 | 774128.3918 | 0 | 130626.9872 | 72821.7798 | 43924.4005 | 263.0106 | 2.5132 | 0.36029 | 2.6397 | 23.0221 | 0 | 0 | 0.24239 | 4.2695 | 0 | 0.75968 | 127.3176 | 132.3467 | 0 | 0.49736 | 0.9964 | 0.45343 | 0 | 0 | 0 | 0 | 0.27178 | 0.97305 | 0 | 0.88593 | 0.76978 | AX
51 | 234 | 97.5 | 0 | 222838.5611 | 32.5 | 104000 | 32499999.7 | 234 | 6 | 21465.6937 | 0 | 1282.5161 | 776244.3895 | 0 | 282353.7962 | 96179.2544 | 62088.9203 | 283.0995 | 1.2554 | 12.1308 | 2.8 | 29.0462 | 1 | 0 | 0.2609 | 4.4466 | 0 | 0.33487 | 118.2822 | 123.0638 | 0 | 0.74891 | 0.87869 | 0.4 | 0 | 0 | 0 | 0.5 | 0.042631 | 0.98717 | 0 | 0.78534 | 0.70954 | AY
52 | 235 | 103.5 | 0 | 236099.0762 | 34.5 | 109000.0002 | 34500000.3 | 235 | 6 | 12252.4146 | 0 | 2853.4491 | 769420.9802 | 0 | 254940.2411 | 65034.9524 | 71845.2008 | 282.5578 | 1.0888 | 15.8478 | 2.7029 | 29 | 1 | 0 | 0.26041 | 4.0149 | 0 | 0.7491 | 118.509 | 123.2729 | 0 | 0.78225 | 0.84152 | 0.43237 | 0 | 0 | 0 | 0.5 | 0.34965 | 0.97147 | 0 | 0.87748 | 0.71 | AZ
53 | 238 | 35.25 | 0 | 75017.5687 | 11.75 | 29000 | 11750000 | 238 | 2 | 41833.0069 | 0 | 4370.9955 | 750817.757 | 0 | 149775.3625 | 77618.5357 | 54123.1328 | 263.6072 | 2.1603 | 0.51064 | 2.8298 | 15.2979 | 0 | 0 | 0.24294 | 5.8194 | 0 | 1.2279 | 127.0282 | 134.0755 | 0 | 0.56793 | 0.99489 | 0.39007 | 0 | 0 | 0 | 0 | 0.22381 | 0.95629 | 0 | 0.58167 | 0.84702 | BA
54 | 247 | 33 | 0 | 74983.96 | 11 | 19999.9998 | 10999999.95 | 247 | 1 | 14757.2221 | 0 | 3468.5209 | 743373.5774 | 0 | 299310.6625 | 103291.5216 | 53509.345 | 281.4543 | 1.4908 | 2.3182 | 2.1136 | 13.6364 | 1 | 0 | 0.25939 | 4.1507 | 0 | 0.9126 | 118.9733 | 124.0367 | 0 | 0.70184 | 0.97682 | 0.62879 | 0 | 0 | 0 | 0.5 | 0 | 0.96531 | 0 | 0.85243 | 0.86364 | BB
55 | 248 | 55.5 | 0 | 125926.5926 | 18.5 | 64000 | 18499999.8 | 248 | 4 | 10729.0326 | 0 | 6893.6529 | 747588.7913 | 0 | 313630.4987 | 118616.6162 | 37970.4534 | 281.0463 | 0.57827 | 8.7297 | 2.2973 | 25.4324 | 1 | 0 | 0.25901 | 3.9631 | 0 | 1.8164 | 119.1461 | 124.9256 | 0 | 0.88435 | 0.9127 | 0.56757 | 0 | 0 | 0 | 0.5 | 0 | 0.93106 | 0 | 0.89271 | 0.74568 | BC
56 | 254 | 112.5 | 2 | 240487.6399 | 37.5 | 122999.9996 | 37499999.75 | 254 | 10 | 527309.7539 | 0 | 11166.5272 | 1136230.0372 | 0 | 1046213.59 | 573707.2776 | 12586.8946 | 264.7852 | 0.13099 | 1.02 | 2.3333 | 10.08 | 0 | 0 | 0.24403 | 30.5627 | 0 | 3.1229 | 126.4632 | 160.1488 | 0 | 0.9738 | 0.9898 | 0.55556 | 0 | 0 | 0 | 0 | 0 | 0.88833 | 0 | 0 | 0.8992 | BD
57 | 257 | 66 | 0 | 139472.4265 | 22 | 65000 | 22000000.15 | 257 | 5 | 75568.5496 | 0 | 5443.8599 | 720957.1971 | 0 | 178752.5076 | 80536.1561 | 46994.5424 | 261.7567 | 2.6812 | 1.0682 | 2.9773 | 18.25 | 0 | 0 | 0.24123 | 7.6031 | 0 | 1.5346 | 127.9289 | 137.0666 | 0 | 0.46376 | 0.98932 | 0.34091 | 0 | 0 | 0 | 0 | 0.19464 | 0.94556 | 0 | 0.24431 | 0.8175 | BE
58 | 266 | 45 | 2 | 92072.5922 | 15 | 46000 | 15000000.55 | 266 | 2 | 114306.7806 | 0 | 14862.4533 | 697074.2739 | 0 | 186121.2034 | 117973.0394 | 9088.9697 | 253.4377 | 3.1321 | 0.066667 | 1.6667 | 9.1333 | 0 | 0 | 0.23357 | 9.9175 | 0 | 4.3438 | 132.1286 | 146.3898 | 0 | 0.37357 | 0.99933 | 0.77778 | 0 | 0 | 0 | 0 | 0 | 0.85138 | 0 | 0 | 0.90867 | BF
59 | 267 | 48.75 | 0 | 106525.6388 | 16.25 | 47999.9996 | 16249999.75 | 267 | 4 | 331445.5871 | 0 | 1671.1779 | 865648.7371 | 0 | 704459.2134 | 273279.544 | 32104.159 | 270.6655 | 0.84253 | 0.49231 | 2.4154 | 14.7846 | 0 | 0 | 0.24945 | 20.1229 | 0 | 0.45641 | 123.7158 | 144.2951 | 0 | 0.83149 | 0.99508 | 0.52821 | 0 | 0 | 0 | 0 | 0 | 0.98329 | 0 | 0 | 0.85215 | BG
60 | 270 | 125.25 | 0 | 268591.4309 | 41.75 | 123999.9996 | 41749999.75 | 270 | 10 | 571969.6842 | 0 | 1123.6571 | 1108617.6791 | 0 | 1046420.6182 | 553070.1672 | 37001.4673 | 265.6243 | 0.12349 | 1.3533 | 2.4551 | 14.9401 | 0 | 0 | 0.2448 | 32.738 | 0 | 0.31307 | 126.0636 | 159.1147 | 0 | 0.9753 | 0.98647 | 0.51497 | 0 | 0 | 0 | 0 | 0 | 0.98876 | 0 | 0 | 0.8506 | BH
61 | 273 | 36 | 0 | 76307.924 | 12 | 40000.0004 | 12000000.1 | 273 | 2 | 120855.1525 | 0 | 12192.1322 | 679906.3585 | 0 | 216396.158 | 100153.2034 | 45455.2732 | 262.5552 | 1.1484 | 1.1458 | 2.9583 | 16.4375 | 0 | 0 | 0.24197 | 9.9088 | 0 | 3.4387 | 127.5373 | 140.8849 | 0 | 0.77032 | 0.98854 | 0.34722 | 0 | 0 | 0 | 0 | 0.0059209 | 0.87808 | 0 | 0 | 0.83563 | BI
62 | 275 | 46.5 | 0 | 101737.2255 | 15.5 | 45000 | 15500000.45 | 275 | 3 | 276188.1281 | 0 | 35057.8293 | 823528.3183 | 0 | 663190.4118 | 232853.8936 | 64623.9266 | 271.0069 | 1.112 | 0.20968 | 2.2903 | 1.4194 | 0 | 0 | 0.24976 | 17.3432 | 0 | 9.5799 | 123.5599 | 150.4829 | 0 | 0.7776 | 0.9979 | 0.56989 | 0 | 0 | 0 | 0 | 0 | 0.64942 | 0 | 0 | 0.98581 | BJ
63 | 279 | 31.5 | 1 | 64163.6912 | 10.5 | 39999.9998 | 10499999.8 | 279 | 4 | 147450.6715 | 0 | 9525.666 | 674087.1755 | 0 | 212469.2512 | 132518.3387 | 11426.3939 | 252.3087 | 3.0885 | 0 | 1.2143 | 9 | 0 | 0 | 0.23253 | 11.7357 | 0 | 2.798 | 132.7231 | 147.2568 | 0 | 0.3823 | 1 | 0.92857 | 0 | 0 | 0 | 0 | 0 | 0.90474 | 0 | 0 | 0.91 | BK
64 | 280 | 50.25 | 0 | 105959.963 | 16.75 | 34000.0002 | 16749999.95 | 280 | 2 | 143371.8059 | 0 | 844.1271 | 662254.8882 | 0 | 234097.7381 | 114267.9054 | 42104.6097 | 261.1916 | 1.2368 | 1.194 | 3 | 26.791 | 0 | 0 | 0.24071 | 11.1254 | 0 | 0.23821 | 128.2035 | 139.5672 | 0 | 0.75264 | 0.98806 | 0.33333 | 0 | 0 | 0 | 0 | 0 | 0.99156 | 0 | 0 | 0.73209 | BL
65 | 285 | 75.75 | 0 | 165566.4823 | 25.25 | 62000.0008 | 25249999.95 | 285 | 4 | 292928.8939 | 0 | 28708.4923 | 817650.7406 | 0 | 679950.6316 | 225490.3883 | 44076.46 | 270.7343 | 0.58711 | 0.16832 | 2.6535 | 1.3366 | 0 | 0 | 0.24951 | 18.1958 | 0 | 7.8531 | 123.6844 | 149.7333 | 0 | 0.88258 | 0.99832 | 0.44884 | 0 | 0 | 0 | 0 | 0 | 0.71292 | 0 | 0 | 0.98663 | BM
66 | 286 | 45 | 0 | 94586.3082 | 15 | 44999.9998 | 15000000.2 | 286 | 4 | 158654.1944 | 0 | 9866.2254 | 652203.491 | 0 | 244844.611 | 124990.0592 | 43623.6646 | 260.357 | 1.0251 | 1.1833 | 3 | 15.1667 | 0 | 0 | 0.23994 | 11.9536 | 0 | 2.8065 | 128.6142 | 143.3743 | 0 | 0.79497 | 0.98817 | 0.33333 | 0 | 0 | 0 | 0 | 0 | 0.90134 | 0 | 0 | 0.84833 | BN
67 | 291 | 106.5 | 2 | 218036.6436 | 35.5 | 90000.0002 | 35500000 | 291 | 5 | 165378.8296 | 0 | 244.5485 | 653453.3271 | 0 | 227876.0135 | 141366.6776 | 9987.7621 | 253.5907 | 3.1389 | 0.042254 | 1.1972 | 13.0563 | 0 | 0 | 0.23371 | 12.6328 | 0 | 0.071815 | 132.052 | 144.7567 | 0 | 0.37222 | 0.99958 | 0.93427 | 0 | 0 | 0 | 0 | 0 | 0.99755 | 0 | 0 | 0.86944 | BO
68 | 295 | 78 | 0 | 163391.9857 | 26 | 83000.0004 | 26000000.35 | 295 | 5 | 180437.9999 | 0 | 652.765 | 629118.4787 | 0 | 264064.2488 | 138773.1118 | 51100.462 | 259.4714 | 1.7048 | 1.25 | 2.9712 | 24.5385 | 0 | 0 | 0.23913 | 13.129 | 0 | 0.1869 | 129.054 | 142.3699 | 0 | 0.65905 | 0.9875 | 0.34295 | 0 | 0 | 0 | 0 | 0 | 0.99347 | 0 | 0 | 0.75462 | BP
69 | 297 | 119.25 | 0 | 254506.6898 | 39.75 | 111999.9998 | 39750000.8 | 297 | 7 | 625769.1395 | 0 | 7877.7966 | 1060423.446 | 0 | 1045474.883 | 518796.6731 | 40332.5574 | 264.3591 | 0.16663 | 1.1258 | 2.0566 | 11.2516 | 0 | 0 | 0.24363 | 35.644 | 0 | 2.2075 | 126.6671 | 164.5186 | 0 | 0.96667 | 0.98874 | 0.6478 | 0 | 0 | 0 | 0 | 0 | 0.92122 | 0 | 0 | 0.88748 | BQ
70 | 299 | 160.5 | 0 | 329430.7874 | 53.5 | 164000.0016 | 53500000.3 | 299 | 11 | 185897.6373 | 0 | 5913.9458 | 621684.4682 | 0 | 263542.3952 | 142554.7378 | 41085.6131 | 254.2392 | 2.4901 | 0.014019 | 1.5654 | 9.028 | 0 | 0 | 0.23431 | 13.6901 | 0 | 1.7197 | 131.7143 | 147.1241 | 0 | 0.50198 | 0.99986 | 0.81153 | 0 | 0 | 0 | 0 | 0 | 0.94086 | 0 | 0 | 0.90972 | BR
71 | 30 | 33.75 | 3 | 72651.0045 | 11.25 | 30000 | 11249999.75 | 30 | 3 | 77850.668 | 0 | 2.4896 | 1229499.0223 | 0 | 834523.228 | 641884.7432 | 1590.9891 | 266.6375 | 1.3989 | 3.6222 | 2.4667 | 32.3778 | 0 | 0 | 0.24573 | 7.578 | 0 | 0.00069271 | 125.5849 | 133.1636 | 0 | 0.72023 | 0.96378 | 0.51111 | 0 | 0 | 0 | 0 | 0 | 0.99998 | 0 | 0.22149 | 0.67622 | BS
72 | 301 | 92.25 | 0 | 197024.8776 | 30.75 | 85000.0004 | 30750000.2 | 301 | 4 | 627480.2399 | 0 | 18966.2116 | 1058865.8052 | 0 | 1054742.8303 | 521720.3558 | 27148.2179 | 264.5502 | 0.11842 | 1.3415 | 2.5772 | 5.5041 | 0 | 0 | 0.24381 | 35.7056 | 0 | 5.3091 | 126.5755 | 167.5902 | 0 | 0.97632 | 0.98659 | 0.47425 | 0 | 0 | 0 | 0 | 0 | 0.81034 | 0 | 0 | 0.94496 | BT
73 | 302 | 44.25 | 2 | 95248.718 | 14.75 | 35000 | 14750000.15 | 302 | 2 | 365447.4806 | 0 | 229.2344 | 877529.7216 | 0 | 832411.2197 | 303987.6908 | 0 | 266.624 | 1.5052 | 1.1356 | 2.339 | 20.9661 | 0 | 0 | 0.24572 | 22.1509 | 0 | 0.063699 | 125.5909 | 147.8055 | 0 | 0.69896 | 0.98864 | 0.55367 | 0 | 0 | 0 | 0 | 0 | 0.99771 | 0 | 0 | 0.79034 | BU
74 | 303 | 35.25 | 0 | 75388.9345 | 11.75 | 39000 | 11749999.95 | 303 | 3 | 605921.4726 | 0 | 12694.9611 | 1042208.5072 | 0 | 1042123.1409 | 505517.807 | 29358.259 | 264.9122 | 0.18028 | 1 | 2.1489 | 10.3191 | 0 | 0 | 0.24414 | 34.5574 | 0 | 3.5487 | 126.4025 | 164.5086 | 0 | 0.96394 | 0.99 | 0.61702 | 0 | 0 | 0 | 0 | 0 | 0.87305 | 0 | 0 | 0.89681 | BV
75 | 306 | 75 | 1 | 160350.383 | 25 | 83999.9996 | 25000000 | 306 | 6 | 607145.4453 | 0 | 7546.0679 | 1039029.7454 | 0 | 1039029.7454 | 508460.9008 | 12860.0439 | 264.8269 | 0.1539 | 1.04 | 2.35 | 15.56 | 0 | 0 | 0.24406 | 34.631 | 0 | 2.1099 | 126.4432 | 163.1841 | 0 | 0.96922 | 0.9896 | 0.55 | 0 | 0 | 0 | 0 | 0 | 0.92454 | 0 | 0 | 0.8444 | BW
76 | 307 | 106.5 | 0 | 219109.8621 | 35.5 | 119000.0006 | 35500000.75 | 307 | 8 | 152771.0908 | 0 | 8879.1825 | 601444.614 | 0 | 288750.1058 | 116284.0152 | 59882.1466 | 254.8389 | 2.2698 | 8.2183 | 2.5775 | 27.1761 | 0 | 0 | 0.23486 | 11.8983 | 0 | 2.5755 | 131.4046 | 145.8783 | 0 | 0.54605 | 0.91782 | 0.47418 | 0 | 0 | 0 | 0 | 0 | 0.91121 | 0 | 0 | 0.72824 | BX
77 | 310 | 56.25 | 1 | 120331.3828 | 18.75 | 63999.9996 | 18750000 | 310 | 5 | 576525.8036 | 0 | 2657.7128 | 1015467.5095 | 0 | 1015467.5095 | 485524.7691 | 11405.3792 | 264.978 | 0.16181 | 1.1733 | 2.0533 | 17.1067 | 0 | 0 | 0.2442 | 33.0497 | 0 | 0.74246 | 126.3712 | 160.1634 | 0 | 0.96764 | 0.98827 | 0.64889 | 0 | 0 | 0 | 0 | 0 | 0.97342 | 0 | 0 | 0.82893 | BY
78 | 313 | 255.75 | 0 | 522830.6825 | 85.25 | 227999.9998 | 85250000.65 | 313 | 11 | 111709.7329 | 0 | 2817.2427 | 574143.7411 | 0 | 316503.3215 | 84705.4247 | 33755.2721 | 253.2205 | 2.8057 | 6.7889 | 2.8387 | 26.4575 | 0 | 0 | 0.23337 | 9.7854 | 0 | 0.82427 | 132.2547 | 142.8644 | 0 | 0.43886 | 0.93211 | 0.3871 | 0 | 0 | 0 | 0 | 0.15295 | 0.97183 | 0 | 0 | 0.73543 | BZ
79 | 324 | 32.25 | 0 | 68524.4574 | 10.75 | 27999.9994 | 10749999.75 | 324 | 1 | 620137.2739 | 0 | 3588.613 | 1034795.511 | 0 | 1034795.511 | 524184.2273 | 30786.2891 | 263.19 | 0.10622 | 1.1395 | 2 | 11.2791 | 0 | 0 | 0.24256 | 35.5132 | 0 | 1.0097 | 127.2296 | 163.7525 | 0 | 0.97876 | 0.9886 | 0.66667 | 0 | 0 | 0 | 0 | 0 | 0.96411 | 0 | 0 | 0.88721 | CA
80 | 326 | 44.25 | 3 | 95580.5423 | 14.75 | 39000 | 14749999.9 | 326 | 3 | 200769.8126 | 0 | 5985.1164 | 751321.5246 | 0 | 750595.3056 | 173954.5305 | 868.5372 | 267.5529 | 1.906 | 1.0678 | 2.1186 | 17.3729 | 0 | 0 | 0.24658 | 13.7591 | 0 | 1.6565 | 125.1551 | 140.5707 | 0 | 0.61879 | 0.98932 | 0.62712 | 0 | 0 | 0 | 0 | 0 | 0.94015 | 0 | 0 | 0.82627 | CB
81 | 33 | 61.5 | 3 | 137949.789 | 20.5 | 51000.0002 | 20500000.05 | 33 | 3 | 14355.3849 | 0 | 3670.3215 | 1044726.1967 | 0 | 313880.0622 | 290243.692 | 306.4386 | 277.8429 | 1.8393 | 6.5488 | 2.6341 | 28.439 | 1 | 0 | 0.25606 | 4.1852 | 0 | 0.97779 | 120.5199 | 125.6829 | 0 | 0.63215 | 0.93451 | 0.45528 | 0 | 0 | 0 | 0.5 | 0 | 0.9633 | 0 | 0.85645 | 0.71561 | CC
82 | 34 | 69 | 0 | 151496.6936 | 23 | 71000.0004 | 23000000.55 | 34 | 4 | 81405.0607 | 0 | 60154.4082 | 1129666.4441 | 0 | 631680.8826 | 517140.8593 | 49126.894 | 271.9615 | 0.13617 | 0.043478 | 3 | 3.3478 | 1 | 0 | 0.25064 | 7.6063 | 0 | 16.3796 | 123.1261 | 147.112 | 0 | 0.97277 | 0.99957 | 0.33333 | 0 | 0 | 0 | 0.5 | 0 | 0.39846 | 0 | 0.18595 | 0.96652 | CD
83 | 341.1.1 | 547.5 | 8 | 1153770.8987 | 182.5 | 504999.9994 | 182499999.5 | 341.1.1 | 24 | 667520.9843 | 0 | 8845.5149 | 1058271.5362 | 0 | 1058271.5362 | 563930.9727 | 17899.7154 | 261.0291 | 0.24605 | 0.98082 | 2.0918 | 12.737 | 0 | 0 | 0.24056 | 38.2601 | 0 | 2.509 | 128.2831 | 169.0523 | 0 | 0.95079 | 0.99019 | 0.63607 | 0 | 0 | 0 | 0 | 0 | 0.91154 | 0 | 0 | 0.87263 | CE
84 | 341.1.2 | 126.75 | 0 | 268534.1141 | 42.25 | 111999.9996 | 42249998.95 | 341.1.2 | 7 | 648915.825 | 0 | 10616.0641 | 1050487.5446 | 0 | 1050487.5446 | 547992.9432 | 39553.7959 | 262.4248 | 0.13483 | 0.93491 | 2.3728 | 9.7337 | 0 | 0 | 0.24185 | 37.0984 | 0 | 2.9938 | 127.6009 | 167.693 | 0 | 0.97303 | 0.99065 | 0.54241 | 0 | 0 | 0 | 0 | 0 | 0.89384 | 0 | 0 | 0.90266 | CF
85 | 352 | 32.25 | 1 | 67879.5744 | 10.75 | 36999.9994 | 10749999.65 | 352 | 3 | 663922.9304 | 0 | 5999.5328 | 1046868.9647 | 0 | 1046868.9647 | 564512.8436 | 10510.5605 | 260.7131 | 0.17198 | 1.0465 | 2.0233 | 19.093 | 0 | 0 | 0.24027 | 38.1195 | 0 | 1.7041 | 128.4384 | 168.262 | 0 | 0.9656 | 0.98953 | 0.65891 | 0 | 0 | 0 | 0 | 0 | 0.94 | 0 | 0 | 0.80907 | CG
86 | 357 | 39 | 1 | 83572.238 | 13 | 27000.0002 | 13000000.15 | 357 | 1 | 304835.0776 | 0 | 7273.5549 | 802069.6584 | 0 | 802069.6584 | 286388.7674 | 5870.6976 | 265.4305 | 2.2872 | 0.076923 | 3 | 17.1538 | 0 | 0 | 0.24462 | 19.1654 | 0 | 2.0293 | 126.1556 | 147.3503 | 0 | 0.54256 | 0.99923 | 0.33333 | 0 | 0 | 0 | 0 | 0 | 0.92726 | 0 | 0 | 0.82846 | CH
87 | 361.1.2 | 550.5 | 20 | 1172007.6312 | 183.5 | 552000.0022 | 183500001 | 361.1.2 | 34 | 523913.3944 | 0 | 9009.2961 | 962971.1534 | 0 | 962971.1534 | 451171.7818 | 9718.3765 | 263.71 | 0.1321 | 0.76567 | 2.0845 | 15.5886 | 0 | 0 | 0.24304 | 30.5122 | 0 | 2.53 | 126.9793 | 160.0215 | 0 | 0.97358 | 0.99234 | 0.63851 | 0 | 0 | 0 | 0 | 0 | 0.90991 | 0 | 0 | 0.84411 | CI
88 | 361.1.3 | 453.75 | 15 | 968027.1355 | 151.25 | 461000.0012 | 151250001.35 | 361.1.3 | 30 | 602147.2151 | 0 | 5396.8014 | 1027851.3992 | 0 | 1027851.3992 | 508014.0244 | 9848.1903 | 264.2557 | 0.1413 | 0.96694 | 2.1752 | 16.7058 | 0 | 0 | 0.24354 | 34.4502 | 0 | 1.5128 | 126.7166 | 162.6796 | 0 | 0.97174 | 0.99033 | 0.60826 | 0 | 0 | 0 | 0 | 0 | 0.94603 | 0 | 0 | 0.83294 | CJ
89 | 361.1.4 | 442.5 | 0 | 940180.3184 | 147.5 | 430000 | 147499998.95 | 361.1.4 | 26 | 580487.3238 | 0 | 14084.586 | 1005540.7834 | 0 | 1005540.7834 | 493843.4507 | 25551.4745 | 263.179 | 0.12686 | 0.84915 | 2.0678 | 7.6 | 0 | 0 | 0.24255 | 33.4798 | 0 | 3.9634 | 127.2351 | 164.6783 | 0 | 0.97463 | 0.99151 | 0.64407 | 0 | 0 | 0 | 0 | 0 | 0.85915 | 0 | 0 | 0.924 | CK
90 | 361.1.5 | 357 | 0 | 756264.8213 | 119 | 352000 | 119000001 | 361.1.5 | 22 | 521939.3559 | 0 | 1794.6458 | 953478.916 | 0 | 953478.916 | 452412.5843 | 28332.3122 | 262.3971 | 0.13021 | 1.2731 | 2.0651 | 14.3151 | 0 | 0 | 0.24183 | 30.5649 | 0 | 0.50651 | 127.6144 | 158.6858 | 0 | 0.97396 | 0.98727 | 0.64496 | 0 | 0 | 0 | 0 | 0 | 0.98205 | 0 | 0 | 0.85685 | CL
91 | 361.2.1 | 798.75 | 1 | 1687288.866 | 266.25 | 756999.9984 | 266249999.8 | 361.2.1 | 39 | 492379.4713 | 0 | 6019.1695 | 925367.0857 | 0 | 925367.0857 | 431935.4003 | 37401.6952 | 261.6568 | 0.11981 | 1.0188 | 2.0394 | 11.8376 | 0 | 0 | 0.24114 | 29.1257 | 0 | 1.7045 | 127.9753 | 158.8055 | 0 | 0.97604 | 0.98981 | 0.65352 | 0 | 0 | 0 | 0 | 0 | 0.93981 | 0 | 0 | 0.88162 | CM
92 | 364.1.2 | 294 | 0 | 620117.9352 | 98 | 294999.9998 | 98000000.05 | 364.1.2 | 18 | 618322.5231 | 0 | 2988.2005 | 1015842.1963 | 0 | 1015842.1963 | 528173.2122 | 45153.3584 | 261.2645 | 0.10398 | 1.3265 | 2.0153 | 13.949 | 0 | 0 | 0.24078 | 35.6814 | 0 | 0.84665 | 128.1673 | 164.6954 | 0 | 0.9792 | 0.98673 | 0.66156 | 0 | 0 | 0 | 0 | 0 | 0.97012 | 0 | 0 | 0.86051 | CN
93 | 364.2.1 | 756 | 0 | 1598439.2011 | 252 | 789999.998 | 252000000.8 | 364.2.1 | 56 | 578786.7823 | 0 | 6008.4144 | 987190.493 | 0 | 987190.493 | 497946.5476 | 63469.5721 | 261.8953 | 0.12801 | 1.1845 | 2.0714 | 11.2679 | 0 | 0 | 0.24136 | 33.5558 | 0 | 1.6988 | 127.8587 | 163.1134 | 0 | 0.9744 | 0.98815 | 0.64286 | 0 | 0 | 0 | 0 | 0 | 0.93992 | 0 | 0 | 0.88732 | CO
94 | 367 | 133.5 | 0 | 282269.242 | 44.5 | 126000.0004 | 44499999.75 | 367 | 6 | 446740.3953 | 0 | 12844.2469 | 886296.8618 | 0 | 886296.8618 | 399177.2107 | 38712.5956 | 261.9001 | 0.17756 | 0.96067 | 2.0281 | 6.5393 | 0 | 0 | 0.24137 | 26.7436 | 0 | 3.6306 | 127.8563 | 158.2304 | 0 | 0.96449 | 0.99039 | 0.6573 | 0 | 0 | 0 | 0 | 0 | 0.87156 | 0 | 0 | 0.93461 | CP
95 | 369 | 39.75 | 2 | 83710.2303 | 13.25 | 49000.0008 | 13250000.5 | 369 | 5 | 636213.6749 | 0 | 3710.3738 | 1058269.361 | 0 | 1058269.361 | 597916.1406 | 9331.8258 | 260.8524 | 0.13772 | 0.96226 | 2 | 19.3774 | 0 | 0 | 0.2404 | 36.664 | 0 | 1.0533 | 128.3698 | 166.0871 | 0 | 0.97246 | 0.99038 | 0.66667 | 0 | 0 | 0 | 0 | 0 | 0.9629 | 0 | 0 | 0.80623 | CQ
96 | 370 | 33.75 | 1 | 71155.6543 | 11.25 | 32999.9996 | 11249999.95 | 370 | 1 | 615376.3357 | 0 | 6386.9243 | 1036139.4897 | 0 | 1036139.4897 | 578023.8947 | 4747.0638 | 261.1494 | 0.082365 | 0.95556 | 2 | 18.9111 | 0 | 0 | 0.24068 | 35.5444 | 0 | 1.8111 | 128.2237 | 165.5793 | 0 | 0.98353 | 0.99044 | 0.66667 | 0 | 0 | 0 | 0 | 0 | 0.93613 | 0 | 0 | 0.81089 | CR
97 | 371 | 44.25 | 0 | 93702.6238 | 14.75 | 40000.0004 | 14749999.6 | 371 | 2 | 452029.9846 | 0 | 18672.9641 | 881000.7261 | 0 | 881000.7261 | 405457.1986 | 24206.3918 | 262.2961 | 0.17704 | 0.67797 | 2.2034 | 5.6102 | 0 | 0 | 0.24173 | 26.9757 | 0 | 5.2723 | 127.6632 | 159.9112 | 0 | 0.96459 | 0.99322 | 0.59887 | 0 | 0 | 0 | 0 | 0 | 0.81327 | 0 | 0 | 0.9439 | CS
98 | 374 | 148.5 | 1 | 313946.1376 | 49.5 | 144000.0014 | 49500001.3 | 374 | 10 | 436131.4119 | 0 | 12760.8813 | 866933.5671 | 0 | 866933.5671 | 393969.1658 | 17332.1742 | 261.8678 | 0.20173 | 0.90909 | 2.1111 | 8.5758 | 0 | 0 | 0.24134 | 26.1995 | 0 | 3.6069 | 127.8722 | 157.6786 | 0 | 0.95965 | 0.99091 | 0.62963 | 0 | 0 | 0 | 0 | 0 | 0.87239 | 0 | 0 | 0.91424 | CT
99 | 380 | 228.75 | 0 | 481253.0646 | 76.25 | 204999.9976 | 76249998.15 | 380 | 9 | 544221.2022 | 0 | 5464.2143 | 982724.8267 | 0 | 982724.8267 | 543122.8738 | 25098.2904 | 260.5949 | 0.12335 | 0.40984 | 2.0066 | 9.8131 | 0 | 0 | 0.24016 | 31.9305 | 0 | 1.5528 | 128.4968 | 161.9801 | 0 | 0.97533 | 0.9959 | 0.66448 | 0 | 0 | 0 | 0 | 0 | 0.94536 | 0 | 0 | 0.90187 | CU
100 | 381.1.1 | 387 | 0 | 811751.3857 | 129 | 335999.9994 | 128999999.7 | 381.1.1 | 17 | 548399.5315 | 0 | 2302.0372 | 1001216.7004 | 0 | 1001216.7004 | 565309.7762 | 31263.7512 | 259.8158 | 0.13649 | 0.35465 | 2.0407 | 11.7946 | 0 | 0 | 0.23945 | 32.244 | 0 | 0.65573 | 128.8821 | 161.7819 | 0 | 0.9727 | 0.99645 | 0.6531 | 0 | 0 | 0 | 0 | 0 | 0.97698 | 0 | 0 | 0.88205 | CV
101 | 381.1.2 | 440.25 | 5 | 926013.6427 | 146.75 | 387999.9994 | 146750000 | 381.1.2 | 19 | 586474.041 | 0 | 7278.449 | 1024996.2856 | 0 | 1024996.2856 | 577905.6433 | 16020.4029 | 260.5382 | 0.10903 | 0.7755 | 2.0256 | 13.1881 | 0 | 0 | 0.24011 | 34.129 | 0 | 2.0686 | 128.5247 | 164.7224 | 0 | 0.97819 | 0.99225 | 0.65813 | 0 | 0 | 0 | 0 | 0 | 0.92722 | 0 | 0 | 0.86812 | CW
102 | 385 | 181.5 | 0 | 381052.0488 | 60.5 | 168999.9996 | 60500000.2 | 385 | 8 | 563400.3564 | 0 | 7097.3843 | 1030955.37 | 0 | 1030955.37 | 599621.9418 | 21524.6645 | 260.0525 | 0.17793 | 0.32231 | 2.0289 | 11.3471 | 0 | 0 | 0.23966 | 32.994 | 0 | 2.0205 | 128.7646 | 163.7791 | 0 | 0.96441 | 0.99678 | 0.65702 | 0 | 0 | 0 | 0 | 0 | 0.92903 | 0 | 0 | 0.88653 | CX
103 | 386 | 31.5 | 0 | 65821.7005 | 10.5 | 24000 | 10500000.1 | 386 | 1 | 523686.1302 | 0 | 3130.3433 | 990208.6925 | 0 | 990208.6925 | 564510.1134 | 24046.8293 | 258.8284 | 0.38512 | 0.16667 | 2.2143 | 9.3333 | 0 | 0 | 0.23854 | 31.0773 | 0 | 0.89562 | 129.3736 | 161.3465 | 0 | 0.92298 | 0.99833 | 0.59524 | 0 | 0 | 0 | 0 | 0 | 0.9687 | 0 | 0 | 0.90667 | CY
104 | 387 | 43.5 | 3 | 91092.9447 | 14.5 | 45000.0002 | 14499999.85 | 387 | 3 | 507773.8607 | 0 | 267.2076 | 959387.6027 | 0 | 959387.6027 | 531935.2769 | 3019.3961 | 259.3874 | 0.34301 | 0.81034 | 2.1207 | 14.7586 | 0 | 0 | 0.23905 | 30.1815 | 0 | 0.076282 | 129.0948 | 159.3526 | 0 | 0.9314 | 0.9919 | 0.62644 | 0 | 0 | 0 | 0 | 0 | 0.99733 | 0 | 0 | 0.85241 | CZ
105 | 388 | 61.5 | 0 | 129445.9542 | 20.5 | 65000.0006 | 20500000.25 | 388 | 6 | 451680.543 | 0 | 1671.3477 | 844210.8439 | 0 | 844210.8439 | 411792.5921 | 23029.4039 | 260.7155 | 0.29555 | 4.4268 | 2.2317 | 24.6585 | 0 | 0 | 0.24028 | 27.1216 | 0 | 0.47514 | 128.4373 | 156.034 | 0 | 0.94089 | 0.95573 | 0.58943 | 0 | 0 | 0 | 0 | 0 | 0.98329 | 0 | 0 | 0.75341 | DA
106 | 392 | 116.25 | 0 | 243728.0783 | 38.75 | 103000 | 38750000.7 | 392 | 7 | 467791.9003 | 0 | 7386.6616 | 873324.2108 | 0 | 873324.2108 | 446915.554 | 44358.7875 | 259.6965 | 0.10481 | 0.69677 | 2.0129 | 15.4258 | 0 | 0 | 0.23934 | 28.0655 | 0 | 2.1081 | 128.9416 | 159.1152 | 0 | 0.97904 | 0.99303 | 0.66237 | 0 | 0 | 0 | 0 | 0 | 0.92613 | 0 | 0 | 0.84574 | DB
107 | 40 | 190.5 | 7 | 422849.4562 | 63.5 | 176000.0014 | 63499999.5 | 40 | 10 | 8937.5254 | 0 | 4071.2532 | 1042350.0018 | 0 | 292826.2308 | 282912.7224 | 5243.9513 | 274.944 | 1.6759 | 1.2126 | 2.689 | 19.8819 | 1 | 0 | 0.25339 | 3.9622 | 0 | 1.0946 | 121.7912 | 126.848 | 0 | 0.66482 | 0.98787 | 0.43701 | 0 | 0 | 0 | 0.5 | 0 | 0.95929 | 0 | 0.91062 | 0.80118 | DC
108 | 402 | 30 | 0 | 62681.1756 | 10 | 36000.0006 | 10000000.7 | 402 | 4 | 447242.0792 | 0 | 2021.3573 | 872721.3164 | 0 | 872721.3164 | 458251.8448 | 61640.4622 | 258.803 | 0.25276 | 11.15 | 2.1 | 24.8 | 0 | 0 | 0.23851 | 27.09 | 0 | 0.57812 | 129.3864 | 157.0545 | 0 | 0.94945 | 0.8885 | 0.63333 | 0 | 0 | 0 | 0 | 0 | 0.97979 | 0 | 0 | 0.752 | DD
109 | 403 | 157.5 | 0 | 329156.6922 | 52.5 | 149999.9988 | 52499999.7 | 403 | 10 | 451104.3847 | 0 | 2640.2119 | 889707.8426 | 0 | 889707.8426 | 475337.0532 | 64769.628 | 258.8663 | 0.091116 | 0.92381 | 2.0286 | 13.4571 | 0 | 0 | 0.23857 | 27.2845 | 0 | 0.75521 | 129.3549 | 157.3946 | 0 | 0.98178 | 0.99076 | 0.65714 | 0 | 0 | 0 | 0 | 0 | 0.9736 | 0 | 0 | 0.86543 | DE
110 | 404 | 57 | 0 | 118989.5037 | 19 | 50000.001 | 19000000.2 | 404 | 4 | 432233.195 | 0 | 16740.0056 | 860308.6515 | 0 | 860308.6515 | 452001.3702 | 63240.7572 | 258.5754 | 0.32057 | 1 | 2.2895 | 8.3684 | 0 | 0 | 0.2383 | 26.3297 | 0 | 4.7938 | 129.5002 | 160.6237 | 0 | 0.93589 | 0.99 | 0.57018 | 0 | 0 | 0 | 0 | 0 | 0.8326 | 0 | 0 | 0.91632 | DF
111 | 405 | 33 | 0 | 69450.7172 | 11 | 35999.9998 | 10999999.8 | 405 | 2 | 427051.5536 | 0 | 17379.4715 | 812444.2737 | 0 | 812444.2737 | 403968.9552 | 34945.4053 | 260.6851 | 0.23334 | 1 | 2.1136 | 6.0909 | 0 | 0 | 0.24025 | 25.848 | 0 | 4.937 | 128.4521 | 159.2371 | 0 | 0.95333 | 0.99 | 0.62879 | 0 | 0 | 0 | 0 | 0 | 0.82621 | 0 | 0 | 0.93909 | DG
112 | 406 | 31.5 | 1 | 65806.1984 | 10.5 | 27999.9996 | 10499999.65 | 406 | 2 | 478425.8991 | 0 | 565.3007 | 978779.4418 | 0 | 978779.4418 | 576563.4033 | 11846.2765 | 258.7675 | 0.3388 | 2.0476 | 2.0238 | 23.0476 | 0 | 0 | 0.23848 | 28.7217 | 0 | 0.16173 | 129.4041 | 158.2875 | 0 | 0.93224 | 0.97952 | 0.65873 | 0 | 0 | 0 | 0 | 0 | 0.99435 | 0 | 0 | 0.76952 | DH
113 | 407 | 97.5 | 0 | 203861.6946 | 32.5 | 109999.9988 | 32499999.6 | 407 | 9 | 493781.2645 | 0 | 3469.603 | 993505.7925 | 0 | 993505.7925 | 587963.7586 | 26324.9879 | 258.9909 | 0.44694 | 1.1385 | 2.2385 | 13.4 | 0 | 0 | 0.23869 | 29.4979 | 0 | 0.99264 | 129.2925 | 159.7831 | 0 | 0.91061 | 0.98862 | 0.58718 | 0 | 0 | 0 | 0 | 0 | 0.9653 | 0 | 0 | 0.866 | DI
114 | 41 | 167.25 | 2 | 374285.1552 | 55.75 | 156000.0006 | 55750000.95 | 41 | 9 | 28632.4928 | 0 | 4338.4216 | 1046991.5809 | 0 | 345937.5869 | 303165.7014 | 11714.7435 | 277.1979 | 0.18124 | 2.7578 | 2.2108 | 16.3722 | 1 | 0 | 0.25547 | 4.8906 | 0 | 1.1584 | 120.8003 | 126.8494 | 0 | 0.96375 | 0.97242 | 0.59641 | 0 | 0 | 0 | 0.5 | 0 | 0.95662 | 0 | 0.71368 | 0.83628 | DJ
115 | 413 | 195.75 | 0 | 410443.3318 | 65.25 | 176000.0006 | 65250000.5 | 413 | 6 | 421410.7443 | 0 | 4989.5578 | 836740.7255 | 0 | 836740.7255 | 429988.2554 | 55648.1473 | 259.7197 | 0.23366 | 0.95019 | 2.1801 | 11.4215 | 0 | 0 | 0.23936 | 25.6506 | 0 | 1.4244 | 128.9298 | 156.0048 | 0 | 0.95327 | 0.9905 | 0.60664 | 0 | 0 | 0 | 0 | 0 | 0.9501 | 0 | 0 | 0.88579 | DK
116 | 414 | 77.25 | 0 | 163137.9672 | 25.75 | 54999.9998 | 25749999.95 | 414 | 2 | 411764.177 | 0 | 0 | 787438.3691 | 0 | 787438.3691 | 386309.4012 | 38724.5692 | 261.5833 | 0.24749 | 1.3689 | 2.1068 | 19.3107 | 0 | 0 | 0.24108 | 24.9698 | 0 | 0 | 128.0111 | 152.9809 | 0 | 0.9505 | 0.98631 | 0.63107 | 0 | 0 | 0 | 0 | 0 | 1 | 0 | 0 | 0.80689 | DL
117 | 416 | 33.75 | 0 | 70379.3121 | 11.25 | 34000 | 11249999.55 | 416 | 2 | 416495.3067 | 0 | 17869.8365 | 870863.7679 | 0 | 870863.7679 | 473004.3204 | 83025.6868 | 258.3002 | 0.25219 | 1 | 2.2444 | 7.8 | 0 | 0 | 0.23805 | 25.5345 | 0 | 5.1229 | 129.6382 | 160.2956 | 0 | 0.94956 | 0.99 | 0.58519 | 0 | 0 | 0 | 0 | 0 | 0.8213 | 0 | 0 | 0.922 | DM
118 | 417 | 30.75 | 0 | 65461.0015 | 10.25 | 23000 | 10249999.85 | 417 | 1 | 333393.9713 | 0 | 13007.5517 | 723236.2159 | 0 | 723236.2159 | 326180.7876 | 44198.5588 | 263.6884 | 0.30251 | 1 | 2.3171 | 11 | 0 | 0 | 0.24302 | 20.7552 | 0 | 3.653 | 126.9891 | 151.3974 | 0 | 0.9395 | 0.99 | 0.56098 | 0 | 0 | 0 | 0 | 0 | 0.86992 | 0 | 0 | 0.89 | DN
119 | 418.1.1 | 471.75 | 8 | 984016.1879 | 157.25 | 492000.001 | 157250000.75 | 418.1.1 | 37 | 455491.9591 | 0 | 1664.7913 | 936358.1341 | 0 | 936358.1341 | 532213.1011 | 27236.2418 | 258.371 | 0.28677 | 1.0922 | 2.2289 | 17.2258 | 0 | 0 | 0.23811 | 27.566 | 0 | 0.47742 | 129.6028 | 157.6462 | 0 | 0.94265 | 0.98908 | 0.59036 | 0 | 0 | 0 | 0 | 0 | 0.98335 | 0 | 0 | 0.82774 | DO
120 | 418.1.2 | 109.5 | 3 | 228695.5618 | 36.5 | 112000.0002 | 36499999.8 | 418.1.2 | 7 | 485985.9318 | 0 | 3519.689 | 944942.8645 | 0 | 944942.8645 | 525509.518 | 12223.8257 | 258.7004 | 0.2649 | 0.72603 | 2.1164 | 12.0137 | 0 | 0 | 0.23842 | 29.124 | 0 | 1.0075 | 129.4376 | 159.5691 | 0 | 0.94702 | 0.99274 | 0.62785 | 0 | 0 | 0 | 0 | 0 | 0.9648 | 0 | 0 | 0.87986 | DP
121 | 419 | 36.75 | 0 | 76874.1976 | 12.25 | 30000 | 12250000.2 | 419 | 2 | 470859.4768 | 0 | 12541.8393 | 987802.1398 | 0 | 987802.1398 | 593680.0895 | 26501.1621 | 259.1055 | 0.23134 | 1.3265 | 2.1837 | 11.4898 | 0 | 0 | 0.23879 | 28.2897 | 0 | 3.585 | 129.2352 | 161.11 | 0 | 0.95373 | 0.98673 | 0.60544 | 0 | 0 | 0 | 0 | 0 | 0.87458 | 0 | 0 | 0.8851 | DQ
122 | 422 | 100.5 | 0 | 209472.2655 | 33.5 | 99000 | 33500000.1 | 422 | 7 | 406974.4752 | 0 | 1723.5018 | 877599.4727 | 0 | 877599.4727 | 486690.5038 | 77598.8453 | 258.1748 | 0.18988 | 0.97015 | 2.4627 | 13.6269 | 0 | 0 | 0.23793 | 25.0487 | 0 | 0.49429 | 129.7011 | 155.2441 | 0 | 0.96202 | 0.9903 | 0.51244 | 0 | 0 | 0 | 0 | 0 | 0.98276 | 0 | 0 | 0.86373 | DR
123 | 425 | 42.75 | 0 | 90376.1797 | 14.25 | 49999.9998 | 14249999.8 | 425 | 4 | 378627.3629 | 0 | 2620.9639 | 752430.7466 | 0 | 752430.7466 | 377902.3221 | 75232.7074 | 261.8613 | 0.41322 | 1.7544 | 2.1754 | 13.7719 | 0 | 0 | 0.24133 | 23.2335 | 0 | 0.74084 | 127.8753 | 151.8496 | 0 | 0.91736 | 0.98246 | 0.60819 | 0 | 0 | 0 | 0 | 0 | 0.97379 | 0 | 0 | 0.86228 | DS
124 | 426 | 31.5 | 0 | 66681.5026 | 10.5 | 34000.0002 | 10500000.6 | 426 | 3 | 370379.9669 | 0 | 2280.6696 | 723048.0881 | 0 | 723048.0881 | 355593.3631 | 46543.7611 | 262.2094 | 0.27935 | 1 | 2.2143 | 15.5714 | 0 | 0 | 0.24165 | 22.7782 | 0 | 0.64486 | 127.7056 | 151.1286 | 0 | 0.94413 | 0.99 | 0.59524 | 0 | 0 | 0 | 0 | 0 | 0.97719 | 0 | 0 | 0.84429 | DT
125 | 436 | 90.75 | 0 | 191362.2943 | 30.25 | 88000.0006 | 30250000.35 | 436 | 5 | 353971.1066 | 0 | 31676.0466 | 687382.9033 | 0 | 687382.9033 | 349998.6048 | 15844.7337 | 261.194 | 0.27249 | 1 | 2.2314 | 3.0661 | 0 | 0 | 0.24072 | 22.0176 | 0 | 8.9813 | 128.202 | 159.2009 | 0 | 0.9455 | 0.99 | 0.58953 | 0 | 0 | 0 | 0 | 0 | 0.68324 | 0 | 0 | 0.96934 | DU
126 | 442 | 34.5 | 1 | 71041.9092 | 11.5 | 31999.9996 | 11499999.4 | 442 | 2 | 301689.4755 | 0 | 14478.1303 | 558286.8246 | 0 | 558286.8246 | 323354.3421 | 10604.9123 | 255.0639 | 0.19131 | 1.0217 | 3 | 16.4348 | 0 | 0 | 0.23507 | 19.7778 | 0 | 4.2037 | 131.2831 | 155.2645 | 0 | 0.96174 | 0.98978 | 0.33333 | 0 | 0 | 0 | 0 | 0 | 0.85522 | 0 | 0 | 0.83565 | DV
127 | 45 | 109.5 | 0 | 238348.5506 | 36.5 | 133000.0002 | 36500000.45 | 45 | 12 | 39412.702 | 0 | 8251.5204 | 1171183.5127 | 0 | 725761.3501 | 595534.1513 | 26699.4643 | 269.6198 | 0.17459 | 0.33562 | 2.9589 | 10.7123 | 1 | 0 | 0.24848 | 5.5691 | 0 | 2.2659 | 124.1958 | 132.0308 | 0 | 0.96508 | 0.99664 | 0.34703 | 0 | 0 | 0 | 0.5 | 0 | 0.91748 | 0 | 0.60587 | 0.89288 | DW
128 | 451 | 55.5 | 0 | 114313.4242 | 18.5 | 47000.0006 | 18500000 | 451 | 3 | 259467.9247 | 0 | 16308.8224 | 522396.5379 | 0 | 522396.5379 | 339113.698 | 17227.1639 | 255.1277 | 0.41772 | 1.0541 | 2.9189 | 9.3784 | 0 | 0 | 0.23513 | 17.5374 | 0 | 4.7336 | 131.2503 | 153.5213 | 0 | 0.91646 | 0.98946 | 0.36036 | 0 | 0 | 0 | 0 | 0 | 0.83691 | 0 | 0 | 0.90622 | DX
129 | 452 | 33.75 | 0 | 68934.2077 | 11.25 | 38999.9996 | 11249999.7 | 452 | 2 | 160069.2064 | 0 | 8803.2535 | 449849.6551 | 0 | 449849.6551 | 273876.1032 | 46710.5588 | 252.9965 | 1.4003 | 10.3111 | 2.6222 | 26.8667 | 0 | 0 | 0.23316 | 12.3769 | 0 | 2.5784 | 132.3561 | 147.3115 | 0 | 0.71994 | 0.89689 | 0.45926 | 0 | 0 | 0 | 0 | 0 | 0.91197 | 0 | 0 | 0.73133 | DY
130 | 456 | 40.5 | 0 | 83700.419 | 13.5 | 43999.9998 | 13499999.9 | 456 | 3 | 222632.2322 | 0 | 4658.4415 | 494955.8898 | 0 | 494955.8898 | 321746.1001 | 39512.2252 | 255.9918 | 0.86275 | 1.9259 | 2.9444 | 14.4074 | 0 | 0 | 0.23592 | 15.5344 | 0 | 1.3454 | 130.8078 | 147.6875 | 0 | 0.82745 | 0.98074 | 0.35185 | 0 | 0 | 0 | 0 | 0 | 0.95342 | 0 | 0 | 0.85593 | DZ
131 | 466 | 36.75 | 0 | 75987.2405 | 12.25 | 41000.0002 | 12250000.05 | 466 | 4 | 178123.0466 | 0 | 1763.8198 | 741384.4436 | 0 | 741384.4436 | 493742.5542 | 100493.3834 | 256.116 | 0.451 | 3.898 | 2.4694 | 19.9796 | 0 | 0 | 0.23604 | 13.1786 | 0 | 0.50948 | 130.7437 | 144.4318 | 0 | 0.9098 | 0.96102 | 0.5102 | 0 | 0 | 0 | 0 | 0 | 0.98236 | 0 | 0 | 0.8002 | EA
132 | 47 | 57.75 | 0 | 124768.3621 | 19.25 | 67999.9996 | 19250000.35 | 47 | 6 | 91997.9337 | 0 | 31624.1264 | 1187448.918 | 0 | 773460.5415 | 604797.6783 | 29688.9555 | 267.6122 | 0.11299 | 0.23377 | 2.8442 | 1.4675 | 0 | 0 | 0.24663 | 8.2648 | 0 | 8.7515 | 125.1273 | 142.1436 | 0 | 0.9774 | 0.99766 | 0.38528 | 0 | 0 | 0 | 0 | 0 | 0.68376 | 0 | 0.080021 | 0.98532 | EB
133 | 471 | 42.75 | 0 | 88657.8118 | 14.25 | 46999.9998 | 14250000.3 | 471 | 4 | 46251.7535 | 0 | 4388.6801 | 360552.6602 | 0 | 360552.6602 | 185110.0112 | 28253.5598 | 256.8824 | 1.555 | 21.6842 | 2.9825 | 29.2807 | 0 | 0 | 0.23674 | 6.2037 | 0 | 1.2661 | 130.354 | 137.8238 | 0 | 0.689 | 0.78316 | 0.33918 | 0 | 0 | 0 | 0 | 0 | 0.95611 | 0 | 0.53748 | 0.70719 | EC
134 | 483 | 153.75 | 0 | 315700.9401 | 51.25 | 143999.9986 | 51249999.5 | 483 | 9 | 199352.6085 | 0 | 3446.7449 | 468707.343 | 0 | 468707.343 | 301141.6083 | 29029.3579 | 254.3397 | 1.3304 | 6.8683 | 2.8341 | 18.6683 | 0 | 0 | 0.2344 | 14.3986 | 0 | 1.0046 | 131.6571 | 147.0603 | 0 | 0.73392 | 0.93132 | 0.38862 | 0 | 0 | 0 | 0 | 0 | 0.96553 | 0 | 0 | 0.81332 | ED
135 | 484 | 49.5 | 0 | 102027.1271 | 16.5 | 56000.0004 | 16500000.1 | 484 | 5 | 150730.7702 | 0 | 4732.1282 | 748247.0245 | 0 | 748247.0245 | 514958.0807 | 113586.9639 | 255.3077 | 0.56274 | 2.1818 | 2.1515 | 13.5455 | 0 | 0 | 0.23529 | 11.7704 | 0 | 1.3748 | 131.1587 | 144.3038 | 0 | 0.88745 | 0.97818 | 0.61616 | 0 | 0 | 0 | 0 | 0 | 0.95268 | 0 | 0 | 0.86455 | EE
136 | 489 | 40.5 | 0 | 83317.4736 | 13.5 | 40999.9998 | 13499999.65 | 489 | 3 | 161272.5804 | 0 | 3149.5007 | 701448.8178 | 0 | 701448.8178 | 484438.6647 | 69486.0126 | 254.8206 | 1.4066 | 6.5556 | 2.8889 | 16.1852 | 0 | 0 | 0.23484 | 12.3521 | 0 | 0.91475 | 131.4086 | 144.6753 | 0 | 0.71869 | 0.93444 | 0.37037 | 0 | 0 | 0 | 0 | 0 | 0.9685 | 0 | 0 | 0.83815 | EF
137 | 49 | 33 | 0 | 72571.5249 | 11 | 32000 | 11000000.25 | 49 | 2 | 115719.2963 | 0 | 82226.0181 | 1092754.6241 | 0 | 558674.7713 | 450218.5312 | 100607.5766 | 272.3991 | 0.38139 | 3.4318 | 2.9773 | 7.8636 | 1 | 0 | 0.25104 | 9.2959 | 0 | 22.3535 | 122.9283 | 154.5777 | 0 | 0.92372 | 0.96568 | 0.34091 | 0 | 0 | 0 | 0.5 | 0 | 0.17774 | 0 | 0 | 0.92136 | EG
138 | 491 | 55.5 | 0 | 114023.1581 | 18.5 | 56000.0006 | 18500000.7 | 491 | 4 | 139735.7533 | 0 | 24154.0095 | 769063.7039 | 0 | 769063.7039 | 535565.6596 | 97664.3526 | 254.4799 | 0.65129 | 1 | 2.2703 | 3 | 0 | 0 | 0.23453 | 11.2252 | 0 | 7.0279 | 131.5847 | 149.8378 | 0 | 0.86974 | 0.99 | 0.57658 | 0 | 0 | 0 | 0 | 0 | 0.75846 | 0 | 0 | 0.97 | EH
139 | 497 | 38.25 | 2 | 77517.6941 | 12.75 | 31000 | 12750000.05 | 497 | 2 | 234378.9906 | 0 | 3151.742 | 485200.8994 | 0 | 485200.8994 | 324229.6213 | 0 | 251.0284 | 2.1171 | 1.2549 | 3 | 14.0196 | 0 | 0 | 0.23135 | 16.4733 | 0 | 0.92965 | 133.3935 | 150.7964 | 0 | 0.57657 | 0.98745 | 0.33333 | 0 | 0 | 0 | 0 | 0 | 0.96848 | 0 | 0 | 0.8598 | EI
140 | 501 | 78.75 | 0 | 161431.8873 | 26.25 | 72999.9998 | 26250000.05 | 501 | 3 | 114172.9509 | 0 | 1634.0025 | 746374.7376 | 0 | 746374.7376 | 533932.2114 | 117316.7643 | 253.9172 | 0.82273 | 1.2381 | 2.1714 | 14.9048 | 0 | 0 | 0.23401 | 9.89 | 0 | 0.47682 | 131.876 | 142.2428 | 0 | 0.83545 | 0.98762 | 0.60952 | 0 | 0 | 0 | 0 | 0 | 0.98366 | 0 | 0 | 0.85095 | EJ
141 | 511 | 31.5 | 0 | 64550.9224 | 10.5 | 31000 | 10500000.05 | 511 | 2 | 155080.6114 | 0 | 4098.1137 | 654140.3437 | 0 | 654140.3437 | 493240.515 | 37305.519 | 253.8314 | 0.62399 | 1.619 | 2.1905 | 16.8095 | 0 | 0 | 0.23393 | 12.0706 | 0 | 1.1972 | 131.9207 | 145.1885 | 0 | 0.8752 | 0.98381 | 0.60317 | 0 | 0 | 0 | 0 | 0 | 0.95902 | 0 | 0 | 0.8319 | EK
142 | 514 | 189.75 | 8 | 384305.9017 | 63.25 | 196000.0004 | 63250000.7 | 514 | 13 | 142815.9784 | 0 | 10323.168 | 393651.0245 | 0 | 393651.0245 | 238752.7208 | 8700.136 | 250.87 | 1.1588 | 12.6522 | 2.4585 | 25.4111 | 0 | 0 | 0.2312 | 11.5534 | 0 | 3.0489 | 133.4784 | 148.0806 | 0 | 0.76824 | 0.87348 | 0.51383 | 0 | 0 | 0 | 0 | 0 | 0.89677 | 0 | 0 | 0.74589 | EL
143 | 52 | 30.75 | 2 | 67005.7187 | 10.25 | 29999.9998 | 10250000 | 52 | 2 | 30179.2034 | 0 | 10690.9883 | 1143107.1626 | 0 | 688266.3396 | 563959.9839 | 4396.717 | 269.9107 | 0.38853 | 0.073171 | 3 | 17.1463 | 1 | 0 | 0.24875 | 5.1002 | 0 | 2.9331 | 124.0617 | 132.0951 | 0 | 0.92229 | 0.99927 | 0.33333 | 0 | 0 | 0 | 0.5 | 0 | 0.89309 | 0 | 0.69821 | 0.82854 | EM
144 | 520 | 60 | 0 | 121279.671 | 20 | 65999.9996 | 19999999.55 | 520 | 5 | 129779.5534 | 0 | 2842.2393 | 359023.5811 | 0 | 359023.5811 | 210972.6558 | 41741.069 | 250.3746 | 0.8931 | 11.75 | 2.75 | 26.625 | 0 | 0 | 0.23075 | 10.8724 | 0 | 0.84019 | 133.742 | 145.4546 | 0 | 0.82138 | 0.8825 | 0.41667 | 0 | 0 | 0 | 0 | 0 | 0.97158 | 0 | 0 | 0.73375 | EN
145 | 522 | 63.75 | 0 | 129398.9034 | 21.25 | 71000.0012 | 21250000.7 | 522 | 5 | 299597.3367 | 0 | 8788.9745 | 524833.3084 | 0 | 524833.3084 | 377908.0924 | 53651.0486 | 251.4223 | 2.0377 | 1.1294 | 2.4353 | 11.0706 | 0 | 0 | 0.23171 | 19.9518 | 0 | 2.5887 | 133.1846 | 155.7251 | 0 | 0.59247 | 0.98871 | 0.52157 | 0 | 0 | 0 | 0 | 0 | 0.91211 | 0 | 0 | 0.88929 | EO
146 | 526 | 198 | 0 | 400457.6639 | 66 | 195999.999 | 65999999.6 | 526 | 13 | 278170.6662 | 0 | 12063.5011 | 536574.0989 | 0 | 536574.0989 | 393622.7258 | 63055.3363 | 250.5214 | 2.3418 | 2.25 | 2.9659 | 9.2273 | 0 | 0 | 0.23088 | 18.8681 | 0 | 3.5663 | 133.6636 | 156.0981 | 0 | 0.53164 | 0.9775 | 0.3447 | 0 | 0 | 0 | 0 | 0 | 0.87936 | 0 | 0 | 0.90773 | EP
147 | 530 | 49.5 | 0 | 100023.2331 | 16.5 | 44000.0004 | 16500000 | 530 | 2 | 14316.0695 | 0 | 458.4317 | 744044.9691 | 0 | 744044.9691 | 594023.1392 | 75865.1942 | 250.2932 | 0.82733 | 3.2879 | 2.5455 | 23.3939 | 0 | 0 | 0.23067 | 4.6437 | 0 | 0.13565 | 133.7853 | 138.5646 | 0 | 0.83453 | 0.96712 | 0.48485 | 0 | 0 | 0 | 0 | 0 | 0.99542 | 0 | 0.85684 | 0.76606 | EQ
148 | 533 | 36 | 0 | 72827.1241 | 12 | 39000.0004 | 12000000.25 | 533 | 3 | 95716.4338 | 0 | 16481.5315 | 678358.5572 | 0 | 678358.5572 | 535211.551 | 64888.125 | 250.5787 | 0.58964 | 1.1875 | 3 | 10.0417 | 0 | 0 | 0.23093 | 9.0269 | 0 | 4.8704 | 133.6331 | 147.5304 | 0 | 0.88207 | 0.98813 | 0.33333 | 0 | 0 | 0 | 0 | 0 | 0.83518 | 0 | 0.046218 | 0.89958 | ER
149 | 537 | 65.25 | 5 | 132640.8079 | 21.75 | 63000 | 21750000.25 | 537 | 5 | 181583.152 | 0 | 14521.2238 | 611165.8822 | 0 | 611165.8822 | 470307.9265 | 957.4566 | 251.7967 | 0.91569 | 1.2989 | 2.2184 | 16.8391 | 0 | 0 | 0.23206 | 13.5906 | 0 | 4.2714 | 132.9877 | 150.8496 | 0 | 0.81686 | 0.98701 | 0.59387 | 0 | 0 | 0 | 0 | 0 | 0.85479 | 0 | 0 | 0.83161 | ES
150 | 539 | 40.5 | 0 | 82841.7719 | 13.5 | 41999.9994 | 13499999.7 | 539 | 4 | 121556.9595 | 0 | 4084.2353 | 211972.1507 | 0 | 211972.1507 | 120067.0551 | 20706.7123 | 253.3657 | 2.0424 | 11.5741 | 2.8889 | 27.5556 | 0 | 0 | 0.2335 | 10.3058 | 0 | 1.1954 | 132.1638 | 143.6651 | 0 | 0.59153 | 0.88426 | 0.37037 | 0 | 0 | 0 | 0 | 0 | 0.95916 | 0 | 0 | 0.72444 | ET
151 | 541 | 44.25 | 3 | 90371.2874 | 14.75 | 47000 | 14750000 | 541 | 3 | 154723.6969 | 0 | 4273.6338 | 238754.2166 | 0 | 238754.2166 | 140460.8461 | 2961.0521 | 252.9709 | 1.7046 | 6 | 2.8814 | 26.4576 | 0 | 0 | 0.23314 | 12.0931 | 0 | 1.2498 | 132.3696 | 145.7125 | 0 | 0.65908 | 0.94 | 0.37288 | 0 | 0 | 0 | 0 | 0 | 0.95726 | 0 | 0 | 0.73542 | EU
152 | 551 | 32.25 | 4 | 65668.4233 | 10.75 | 42000.0002 | 10750000.15 | 551 | 4 | 147235.763 | 0 | 2165.625 | 224137.1989 | 0 | 224137.1989 | 158056.4745 | 5331.3492 | 252.2205 | 1.5195 | 13.2326 | 2.7209 | 37.186 | 0 | 0 | 0.23245 | 11.7272 | 0 | 0.63665 | 132.7637 | 145.1276 | 0 | 0.6961 | 0.86767 | 0.42636 | 0 | 0 | 0 | 0 | 0 | 0.97834 | 0 | 0 | 0.62814 | EV
153 | 552 | 75 | 0 | 151539.509 | 25 | 85000.0002 | 25000000.3 | 552 | 6 | 124358.3628 | 0 | 15757.5545 | 660673.8222 | 0 | 660673.8222 | 527339.8696 | 35966.2256 | 250.2753 | 0.81442 | 1.05 | 2.8 | 7.74 | 0 | 0 | 0.23065 | 10.584 | 0 | 4.6622 | 133.7949 | 149.0411 | 0 | 0.83712 | 0.9895 | 0.4 | 0 | 0 | 0 | 0 | 0 | 0.84242 | 0 | 0 | 0.9226 | EW
154 | 59 | 184.5 | 0 | 409355.6475 | 61.5 | 172000.0008 | 61500000.35 | 59 | 8 | 22878.1263 | 0 | 6631.2756 | 1020387.3397 | 0 | 257828.6189 | 257148.4857 | 17780.3508 | 274.826 | 1.5412 | 1.5488 | 2.3293 | 15.0407 | 1 | 0 | 0.25328 | 4.6501 | 0 | 1.7865 | 121.843 | 128.2796 | 0 | 0.69176 | 0.98451 | 0.55691 | 0 | 0 | 0 | 0.5 | 0 | 0.93369 | 0 | 0.77122 | 0.84959 | EX
155 | 62 | 36.75 | 1 | 79417.3812 | 12.25 | 32999.9996 | 12249999.85 | 62 | 1 | 113237.4102 | 0 | 10662.347 | 1176742.7432 | 0 | 778447.3043 | 592277.1354 | 7452.1426 | 267.6774 | 0.1334 | 0.93878 | 2.9388 | 18.3878 | 0 | 0 | 0.24669 | 9.3346 | 0 | 2.9497 | 125.0967 | 137.3811 | 0 | 0.97332 | 0.99061 | 0.35374 | 0 | 0 | 0 | 0 | 0 | 0.89338 | 0 | 0 | 0.81612 | EY
156 | 64 | 151.5 | 0 | 327285.7176 | 50.5 | 147999.9994 | 50500000.55 | 64 | 10 | 75595.7763 | 0 | 3711.2002 | 1162676.083 | 0 | 741544.3605 | 583052.4363 | 40485.2368 | 267.5887 | 0.36561 | 0.69307 | 2.6139 | 11.9901 | 0 | 0 | 0.24661 | 7.4375 | 0 | 1.0277 | 125.1382 | 133.6034 | 0 | 0.92688 | 0.99307 | 0.46205 | 0 | 0 | 0 | 0 | 0 | 0.96289 | 0 | 0.24404 | 0.8801 | EZ
157 | 65 | 37.5 | 0 | 83103.2139 | 12.5 | 34999.9994 | 12499999.8 | 65 | 2 | 38724.2845 | 0 | 961.6526 | 1010137.3459 | 0 | 260404.1371 | 248307.8678 | 31773.7201 | 274.4985 | 1.2854 | 2.08 | 2.58 | 17.96 | 1 | 0 | 0.25298 | 5.4357 | 0 | 0.26008 | 121.9885 | 127.6842 | 0 | 0.74292 | 0.9792 | 0.47333 | 0 | 0 | 0 | 0.5 | 0 | 0.99038 | 0 | 0.61276 | 0.8204 | FA
158 | 70 | 86.25 | 0 | 188966.914 | 28.75 | 70000.0008 | 28750000.25 | 70 | 3 | 107482.6735 | 0 | 41317.7246 | 1096387.124 | 0 | 616013.9461 | 493606.4088 | 34892.5805 | 271.3814 | 0.10795 | 0.97391 | 2.9826 | 2.9478 | 1 | 0 | 0.25011 | 8.9207 | 0 | 11.2743 | 123.3893 | 143.5844 | 0 | 0.97841 | 0.99026 | 0.33913 | 0 | 0 | 0 | 0.5 | 0 | 0.58682 | 0 | 0 | 0.97052 | FB
159 | 75 | 49.5 | 0 | 106960.7409 | 16.5 | 48999.9998 | 16499999.3 | 75 | 4 | 112347.2443 | 0 | 22077.6752 | 1168173.5169 | 0 | 766940.6522 | 584648.5009 | 16231.7632 | 267.6533 | 0.2054 | 0.54545 | 2.8333 | 2.697 | 0 | 0 | 0.24667 | 9.2905 | 0 | 6.1085 | 125.108 | 140.507 | 0 | 0.95892 | 0.99455 | 0.38889 | 0 | 0 | 0 | 0 | 0 | 0.77922 | 0 | 0 | 0.97303 | FC
160 | 76 | 45 | 0 | 98759.7744 | 15 | 49000.0002 | 15000000.2 | 76 | 4 | 136437.631 | 0 | 61326.4322 | 1083755.8557 | 0 | 594505.351 | 472818.8996 | 49840.596 | 271.8448 | 0.11666 | 0.13333 | 2.9667 | 1.2667 | 1 | 0 | 0.25053 | 10.3446 | 0 | 16.7053 | 123.1791 | 150.2289 | 0 | 0.97667 | 0.99867 | 0.34444 | 0 | 0 | 0 | 0.5 | 0 | 0.38674 | 0 | 0 | 0.98733 | FD
161 | 78 | 177.75 | 4 | 392429.3741 | 59.25 | 174999.9994 | 59249999.4 | 78 | 9 | 42209.5766 | 0 | 10525.5591 | 1012801.5007 | 0 | 237196.3816 | 247803.4538 | 8927.4661 | 273.4673 | 1.8812 | 2.097 | 2.4219 | 22.1519 | 1 | 0 | 0.25203 | 5.6281 | 0 | 2.8492 | 122.4485 | 130.9258 | 0 | 0.62375 | 0.97903 | 0.52602 | 0 | 0 | 0 | 0.5 | 0 | 0.89474 | 0 | 0.5779 | 0.77848 | FE
162 | 8 | 246 | 12 | 532417.6668 | 82 | 225999.9994 | 82000000.2 | 8 | 12 | 7521.9426 | 0 | 2832.5157 | 1246908.0855 | 0 | 793289.293 | 667342.7339 | 2036.6438 | 268.0839 | 0.69233 | 4.8598 | 2.8079 | 24.5183 | 1 | 0 | 0.24707 | 3.9931 | 0 | 0.78193 | 124.9076 | 129.6827 | 0 | 0.86153 | 0.9514 | 0.39736 | 0 | 0 | 0 | 0.5 | 0 | 0.97167 | 0 | 0.92478 | 0.75482 | FF
163 | 82 | 32.25 | 0 | 72555.895 | 10.75 | 37000.0002 | 10750000.15 | 82 | 3 | 60263.7332 | 0 | 0 | 996447.6309 | 0 | 284663.7031 | 243095.9109 | 36723.4438 | 278.674 | 0.47324 | 2.093 | 2.814 | 23.2326 | 1 | 0 | 0.25683 | 6.3982 | 0 | 0 | 120.1604 | 126.5586 | 0 | 0.90535 | 0.97907 | 0.39535 | 0 | 0 | 0 | 0.5 | 0 | 1 | 0 | 0.39736 | 0.76767 | FG
164 | 85 | 60 | 0 | 130265.5202 | 20 | 55000.0002 | 19999999.85 | 85 | 3 | 66417.0005 | 0 | 35484.9547 | 1118373.5707 | 0 | 686231.8816 | 545460.2023 | 24328.6978 | 268.9253 | 0.095038 | 0.5625 | 2.9875 | 2.125 | 0.425 | 0 | 0.24784 | 6.9395 | 0 | 9.7724 | 124.5163 | 141.2282 | 0 | 0.98099 | 0.99438 | 0.3375 | 0 | 0 | 0 | 0.2125 | 0 | 0.64515 | 0 | 0.33583 | 0.97875 | FH
165 | 9 | 81 | 7 | 174159.5797 | 27 | 92000.0012 | 27000000.55 | 9 | 7 | 11749.7633 | 0 | 6662.0077 | 1293199.1823 | 0 | 879063.785 | 705521.3381 | 3549.9533 | 266.3274 | 0.58069 | 2.7593 | 2.8796 | 22.5741 | 0 | 0 | 0.24545 | 4.2335 | 0 | 1.8511 | 125.731 | 131.8156 | 0 | 0.88386 | 0.97241 | 0.37346 | 0 | 0 | 0 | 0 | 0 | 0.93338 | 0 | 0.8825 | 0.77426 | FI
166 | 93 | 109.5 | 3 | 241190.0369 | 36.5 | 97999.9996 | 36499999.4 | 93 | 5 | 86050.5124 | 0 | 4975.0242 | 986758.5808 | 0 | 202358.8853 | 221372.1337 | 9614.0943 | 272.8341 | 1.8269 | 2 | 2.637 | 29.6438 | 1 | 0 | 0.25144 | 7.8123 | 0 | 1.3513 | 122.7327 | 131.8963 | 0 | 0.63463 | 0.98 | 0.45434 | 0 | 0 | 0 | 0.5 | 0 | 0.95025 | 0 | 0.13949 | 0.70356 | FJ
167 | 98 | 37.5 | 0 | 81347.0977 | 12.5 | 32999.9998 | 12499999.9 | 98 | 2 | 85902.108 | 0 | 40160.2951 | 1103095.6735 | 0 | 679047.0398 | 530079.4011 | 27859.9715 | 268.6979 | 0.07483 | 0.26 | 3 | 1.52 | 0 | 0 | 0.24763 | 7.9248 | 0 | 11.0683 | 124.6216 | 143.6148 | 0 | 0.98503 | 0.9974 | 0.33333 | 0 | 0 | 0 | 0 | 0 | 0.5984 | 0 | 0.14098 | 0.9848 | FK