## Instructions
Multi-criteria Analysis for Planning Renewable Energy (mapRE)
Southern and Eastern Africa Renewable Energy Zones
Multi-criteria Planning and Zone Ranking Tool
This excel-based tool enables the user to rank renewable energy zones for a country, both by total levelized cost of energy, and the zone scores computed using user-defined weights.
This tool is used in conjunction with the SEAREZ interactive pdf map for the specific country
Instructions for using this tool
| a) | The three main worksheets for this tool are 1) Wind_Zone_Ranking, 2) CSP_Zone_Ranking, and 3) PV_Zone_Ranking. The rest of the worksheets, which are protected, are data outputs from computer scripts that were used to conduct this study, and are used as inputs to this tool.
| b) | In each of the main worksheets, the green cells accept user defined inputs. The rest of the worksheet is protected.
| c) | The worksheets are not password protected. The intention for worksheet protection is to preserve the functionality of the spreadsheet. The user can access the raw data by "unprotecting" the worksheets.
| d) | For full functionality of this tool, please use Microsoft Excel 2013 or later on Windows Operating System. Older versions of Microsoft Excel or versions on Mac OS may not visualize the supply curves appropriately, or may result in some loss of functionality.
DROP-DOWN ENTRY
| i) | The approximate projected demand in 2030 is the estimated demand from the eastern or southern African power pool plan studies.
| ii) | Supply curve display cut-off is the limit in GWh on the X-axis of the supply curves shown in the worksheet. A large GWh number may inhibit the display of the supply curve and the individual zones and their IDs.
| iii) | Resource quality threholds are the lower limits of the resource quality used in the analysis. Areas with resource quality below this level are not used in the analysis for the concerned country.
| iv) | The user can choose from the drop down menu whether they want to use distance to the nearest transmission line or nearest substation to compute the cost of transmission. If no spatial data on transmission lines or substations was available, these costs will be shown as zero.
| v) | The user can choose either the country-specific scoring scale, or the Africa Clean Energy Corridor scoring scale. The former scale uses the maximum and minimum values within the concerned country, while the latter uses those limits from across the ACEC region.
| vi) | The user can choose to provide weights for either the total levelized cost of energy (LCOE), OR its individual components i.e. LCOE generation, LCOE transmission, and LCOE road. The tool will not allow the used to enter weights for both.
USER-SPECIFIED VALUE ENTRY
| i) | The user can provide weights to each of the criteria. The total weight of all the criteria should equal 100%
| ii) | The share of each of the weights is shown in the pie chart on the right of this user-specified value entry box.
SUPPLY CURVE OUTPUT
| i) | There are two supply curves. The first one is sorted by the total levelized cost of energy. The second is sorted by the zone scores, which is computed by the user-defined weights. These supply curves will change dynamically as the weights change.
| ii) | The actual sorting of the zones is provided to the right hand side of the supply curves,
| iii) | The user can refer to the map image provided below the supply curves to locate the individual zones, or use the interactive pdf map to zoom in to a zone of interest.
Disclaimers
International Renewable Energy Agency Disclaimer:
The designations employed and the presentation of materials herein do not imply the expression of any opinion whatsoever on the part of the International Renewable Energy Agency concerning the legal status of any country, territory, city or area or of its authorities, or concerning the delimitation of its frontiers or boundaries. While this publication promotes the adoption and use of renewable energy, the International Renewable Energy Agency does not endorse any particular project, product or service provider.
Lawrence Berkeley National Laboratory Disclaimer:
This work was prepared as an account of work sponsored by an agency of the United States Government. Neither the United States Government nor any agency thereof, nor the Regents of the University of California, nor any of their employees, makes any warranty, express or implied, or assumes any legal responsibility for the accuracy, completeness, or usefulness of any information, apparatus, product, or process disclosed, or represents that its use would not infringe privately owned rights. Reference herein to any specific commercial product, process, or service by its trade name, trademark, manufacturer, or otherwise, does not necessarily constitute or imply its endorsement, recommendation, or favoring by the United States Government or any agency thereof, or the Regents of the University of California. The views and opinions of authors expressed herein do not necessarily state or reflect those of the United States Government or any agency thereof or the Regents of the University of California.
Boundaries and names shown in maps within the publication do not imply official endorsement by the International Renewable Energy Agency, Lawrence Berkeley National Laboratory, or University of California at Berkeley.

## Wind_Zone_Ranking
RENEWABLE ENERGY ZONES SUPPLY CURVE TOOL
DROP-DOWN ENTRY
COUNTRY | botswana
TECHNOLOGY | wind
Approximate projected demand in 2030 | 7730 | GWh | [12 empty] | 10000 | 1927-05-18
wind generation target | 2000 | GWh | [12 empty] | 20000 | 1954-10-03
Reference to be displayed on supply curve | wind generation target | [13 empty] | 40000 | 2009-07-06
Supply curve display cut-off | 60000 | GWh | [12 empty] | 60000 | 2064-04-08
Resource quality threshold used for analysis | [14 empty] | 80000 | 2119-01-11
Wind Power Density | 200 | W/m2 | [12 empty] | 100000 | 2173-10-14
Wind Speed | 5.6 | m/s | [24 empty] | COMPUTATIONS FOR THE PLOT: DO NOT ALTER | [22 empty] | COMPUTATIONS FOR THE PLOT: DO NOT ALTER
Substation OR transmission line data for computing transmission costs | substation | [25 empty] | Worksheet | TX/SS | botswana_wind | 2030 Demand | wind generation target | wind generation target
Scoring scale for LCOE | country-specific | [25 empty] | botswana_wind | SS | 0 | 1921-02-28 | 1905-06-22 | 1905-06-22
Scoring weights for Levelized Cost of Energy (LCOE) (see Cost Criteria) | LCOE total | [27 empty] | 250 | 1921-02-28 | 1905-06-22 | 1905-06-22
Optimally chosen turbine (Class I, II, or III) based on average wind speed OR Class II turbine | Optimally chosen
Capacity value ratio: 10% peak hours; chosen 3 hours over 1 year; chosen 3 hours over 10 years | Top 10% peak hours | [25 empty] | Supply curve sorted by Total LCOE |  |  |  | Label heuristics | 8000 | 7 | [7 empty] | 1 | 0.9 | 0.8 | 0.7 | 0.6 | 0.5 | 0.4 | 0.3 | 0.2 | Supply curve sorted by Total Score |  |  |  | Label heuristics | 8000 | 7 | [7 empty] | 1 | 0.9 | 0.8 | 0.7 | 0.6 | 0.5 | 0.4 | 0.3 | 0.2
[15 empty] | Zone Rank | Zone ID | Total Score with weights | Total LCOE | Annual Electricity Generation MWh (discounted) | Cumulative Generation Potential (GWh) | Zone Rank | Zone ID | Total Score with weights | Total LCOE | Annual Electricity Generation MWh (discounted) | Cumulative Generation Potential (GWh) | [7 empty] | Zone Rank | Zone ID | Total Score with weights | Total LCOE | Annual Electricity Generation MWh (discounted) | Cumulative Generation Potential (GWh) |  | 1-0.9 | 0.9-0.8 | 0.8-0.7 | 0.7-0.6 | 0.6-0.5 | 0.5-0.4 | 0.4-0.3 | 0.3-0.2 | 0.2> | [7 empty] | Zone Rank | Zone ID | Total Score with weights | Total LCOE | Annual Electricity Generation MWh (discounted) | Cumulative Generation Potential (GWh) |  | 1-0.9 | 0.9-0.8 | 0.8-0.7 | 0.7-0.6 | 0.6-0.5 | 0.5-0.4 | 0.4-0.3 | 0.3-0.2 | 0.2>
USER-SPECIFIED VALUE ENTRY | [6 empty] | country-specific |  | ACEC-specific | [5 empty] | 1 | AW | 0.64193 | 91.582 | 6770286.5257 | 6770.2865 | 1 | AW | 0.64193 | 91.582 | 6770286.5257 | 6770.2865 | AW | 3385.1433 | 1909-04-07 03:26 | 91.582 | 1 | 1 | 98.582 | 1 | AW | 0.64193 | 91.582 | 6770286.5257 | 0 | 0 | 0 | 0 | 0 | 91.582 | 0 | 0 | 0 | 0 | 0 | AW | 3385.1433 | 1909-04-07 03:26 | 91.582 | 1 | 1 | 98.582 | 1 | AW | 0.64193 | 91.582 | 6770286.5257 | 0 | 0 | 0 | 0 | 0 | 91.582 | 0 | 0 | 0 | 0 | 0
CRITERIA | User defined weights | Default weights | Weights used in analysis | Best critieria value (score = 1) | Worst criteria value (score = 0) | Units | Range (1) | Range (0) | Range (1) | Range (0) |  |  |  |  | 2 | AO | 0.62382 | 93.716 | 2957209.2732 | 9727.4958 | 2 | O | 0.63275 | 97.843 | 3957667.9594 | 10727.9545 | AO | 8248.8912 | 1922-07-31 21:23 | 93.716 | 1 | 2 | 93.716 | 1 | AW | 0.64193 | 91.582 | 6770286.5257 | 6770.2865 | 1918-07-14 06:53 | 0 | 0 | 0 | 91.582 | 0 | 0 | 0 | 0 | 0 | O | 8749.1205 | 1923-12-14 02:54 | 97.843 | 1 | 2 | 97.843 | 1 | AW | 0.64193 | 91.582 | 6770286.5257 | 6770.2865 | 1918-07-14 06:53 | 0 | 0 | 0 | 91.582 | 0 | 0 | 0 | 0 | 0
Cost criteria | [14 empty] | 3 | AX | 0.62232 | 94.669 | 6702847.0927 | 16430.3429 | 3 | AO | 0.62382 | 93.716 | 2957209.2732 | 13685.1638 | AX | 13078.9193 | 1935-10-21 22:04 | 94.669 | 1 | 3 | 101.669 | 2 | AO | 0.62382 | 93.716 | 2957209.2732 | 6770.2865 | 1918-07-14 06:53 | 0 | 0 | 0 | 93.716 | 0 | 0 | 0 | 0 | 0 | AO | 12206.5591 | 1933-06-01 13:25 | 93.716 | 1 | 3 | 100.716 | 2 | O | 0.63275 | 97.843 | 3957667.9594 | 6770.2865 | 1918-07-14 06:53 | 0 | 0 | 0 | 97.843 | 0 | 0 | 0 | 0 | 0
Total LCOE (using substation) | 30% | 40% | 30% | 91.582 | 128.93 | $/MWh | 91.582 | 128.93 | 40 | 145 |  |  |  |  | 4 | AM | 0.61155 | 94.9906 | 3064020.403 | 19494.3633 | 4 | AX | 0.62232 | 94.669 | 6702847.0927 | 20388.0109 | AM | 17962.3531 | 1949-03-05 08:28 | 94.9906 | 1 | 4 | 94.9906 | 2 | AO | 0.62382 | 93.716 | 2957209.2732 | 9727.4958 | 1926-08-18 11:54 | 0 | 0 | 0 | 93.716 | 0 | 0 | 0 | 0 | 0 | AX | 17036.5873 | 1946-08-22 14:06 | 94.669 | 1 | 4 | 94.669 | 2 | O | 0.63275 | 97.843 | 3957667.9594 | 10727.9545 | 1929-05-14 22:54 | 0 | 0 | 0 | 97.843 | 0 | 0 | 0 | 0 | 0
OR | OR | [13 empty] | 5 | AY | 0.60513 | 96.9434 | 4551009.7613 | 24045.3731 | 5 | V | 0.61546 | 100.1422 | 5670205.5258 | 26058.2164 | AY | 21769.8682 | 1959-08-07 20:50 | 96.9434 | 1 | 5 | 103.9434 | 3 | AX | 0.62232 | 94.669 | 6702847.0927 | 9727.4958 | 1926-08-18 11:54 | 0 | 0 | 0 | 94.669 | 0 | 0 | 0 | 0 | 0 | V | 23223.1136 | 1963-07-31 02:44 | 100.1422 | 1 | 5 | 107.1422 | 3 | AO | 0.62382 | 93.716 | 2957209.2732 | 10727.9545 | 1929-05-14 22:54 | 0 | 0 | 0 | 93.716 | 0 | 0 | 0 | 0 | 0
Generation LCOE | 15% | 34% | 0% | 84.5316 | 106.986 | $/MWh | 84.5316 | 106.986 | 36 | 127 |  |  |  |  | 6 | N | 0.5274 | 96.9589 | 3278258.2065 | 27323.6313 | 6 | L | 0.61371 | 98.3541 | 1522308.0945 | 27580.5245 | N | 25684.5022 | 1970-04-26 12:03 | 96.9589 | 1 | 6 | 96.9589 | 3 | AX | 0.62232 | 94.669 | 6702847.0927 | 16430.3429 | 1944-12-24 08:14 | 0 | 0 | 0 | 94.669 | 0 | 0 | 0 | 0 | 0 | L | 26819.3704 | 1973-06-04 08:53 | 98.3541 | 1 | 6 | 98.3541 | 3 | AO | 0.62382 | 93.716 | 2957209.2732 | 13685.1638 | 1937-06-19 03:56 | 0 | 0 | 0 | 93.716 | 0 | 0 | 0 | 0 | 0
Transmission LCOE (using substation) | 10% | 4% | 0% | 3.5262 | 11.6592 | $/MWh | 3.5262 | 11.6592 | 1 | 16 |  |  |  |  | 7 | K | 0.52558 | 97.126 | 1873210.6165 | 29196.8419 | 7 | AM | 0.61155 | 94.9906 | 3064020.403 | 30644.5449 | K | 28260.2366 | 1977-05-15 05:41 | 97.126 | 1 | 7 | 104.126 | 4 | AM | 0.61155 | 94.9906 | 3064020.403 | 16430.3429 | 1944-12-24 08:14 | 0 | 0 | 0 | 94.9906 | 0 | 0 | 0 | 0 | 0 | AM | 29112.5347 | 1979-09-14 12:50 | 94.9906 | 1 | 7 | 101.9906 | 4 | AX | 0.62232 | 94.669 | 6702847.0927 | 13685.1638 | 1937-06-19 03:56 | 0 | 0 | 0 | 94.669 | 0 | 0 | 0 | 0 | 0
Road LCOE | 5% | 2% | 0% | 0.031438 | 26.7533 | $/MWh | 0.031438 | 26.7533 | 0 | 37 |  |  |  |  | 8 | O | 0.63275 | 97.843 | 3957667.9594 | 33154.5098 | 8 | AY | 0.60513 | 96.9434 | 4551009.7613 | 35195.5546 | O | 31175.6759 | 1985-05-08 16:13 | 97.843 | 1 | 8 | 97.843 | 4 | AM | 0.61155 | 94.9906 | 3064020.403 | 19494.3633 | 1953-05-15 08:43 | 0 | 0 | 0 | 94.9906 | 0 | 0 | 0 | 0 | 0 | AY | 32920.0498 | 1990-02-16 01:12 | 96.9434 | 1 | 8 | 96.9434 | 4 | AX | 0.62232 | 94.669 | 6702847.0927 | 20388.0109 | 1955-10-26 00:16 | 0 | 0 | 0 | 94.669 | 0 | 0 | 0 | 0 | 0
Other criteria | [14 empty] | 9 | AQ | 0.57945 | 98.2867 | 2520925.6809 | 35675.4355 | 9 | AA | 0.583 | 108.5202 | 5518265.3687 | 40713.82 | AQ | 34414.9727 | 1994-03-21 23:21 | 98.2867 | 1 | 9 | 105.2867 | 5 | AY | 0.60513 | 96.9434 | 4551009.7613 | 19494.3633 | 1953-05-15 08:43 | 0 | 0 | 0 | 96.9434 | 0 | 0 | 0 | 0 | 0 | AA | 37954.6873 | 2003-11-29 16:30 | 108.5202 | 1 | 9 | 115.5202 | 5 | V | 0.61546 | 100.1422 | 5670205.5258 | 20388.0109 | 1955-10-26 00:16 | 0 | 0 | 0 | 100.1422 | 0 | 0 | 0 | 0 | 0
Capacity value ratio using Top 10% peak hours | 10% | 10% | 10% | 1.13 | 0.97 |  | 0.97 | 1.13 | [6 empty] | 10 | L | 0.61371 | 98.3541 | 1522308.0945 | 37197.7436 | 10 | AK | 0.57969 | 99.4723 | 2388366.3187 | 43102.1863 | L | 36436.5896 | 1999-10-03 14:09 | 98.3541 | 1 | 10 | 98.3541 | 5 | AY | 0.60513 | 96.9434 | 4551009.7613 | 24045.3731 | 1965-10-30 08:57 | 0 | 0 | 0 | 96.9434 | 0 | 0 | 0 | 0 | 0 | AK | 41908.0032 | 2014-09-26 00:05 | 99.4723 | 1 | 10 | 99.4723 | 5 | V | 0.61546 | 100.1422 | 5670205.5258 | 26058.2164 | 1971-05-05 05:12 | 0 | 0 | 0 | 100.1422 | 0 | 0 | 0 | 0 | 0
Distance to Load Centers | 15% | 15% | 15% | 0 | 100+ | km | [8 empty] | 11 | BQ | 0.57834 | 98.6048 | 4443191.5798 | 41640.9352 | 11 | AQ | 0.57945 | 98.2867 | 2520925.6809 | 45623.112 | BQ | 39419.3394 | 2007-12-03 08:09 | 98.6048 | 1 | 11 | 105.6048 | 6 | N | 0.5274 | 96.9589 | 3278258.2065 | 24045.3731 | 1965-10-30 08:57 | 0 | 0 | 0 | 0 | 96.9589 | 0 | 0 | 0 | 0 | AQ | 44362.6492 | 2021-06-15 15:35 | 98.2867 | 1 | 11 | 105.2867 | 6 | L | 0.61371 | 98.3541 | 1522308.0945 | 26058.2164 | 1971-05-05 05:12 | 0 | 0 | 0 | 98.3541 | 0 | 0 | 0 | 0 | 0
Distance to existing or proposed wind plant | 10% | 10% | 10% | 0 | 25+ | km | [8 empty] | 12 | AS | 0.57573 | 99.3715 | 1689106.4854 | 43330.0417 | 12 | BQ | 0.57834 | 98.6048 | 4443191.5798 | 50066.3036 | AS | 42485.4884 | 2016-04-25 11:43 | 99.3715 | 1 | 12 | 99.3715 | 6 | N | 0.5274 | 96.9589 | 3278258.2065 | 27323.6313 | 1974-10-21 15:09 | 0 | 0 | 0 | 0 | 96.9589 | 0 | 0 | 0 | 0 | BQ | 47844.7078 | 2030-12-27 16:59 | 98.6048 | 1 | 12 | 98.6048 | 6 | L | 0.61371 | 98.3541 | 1522308.0945 | 27580.5245 | 1975-07-05 12:35 | 0 | 0 | 0 | 98.3541 | 0 | 0 | 0 | 0 | 0
Distance to existing or proposed geothermal plant | 5% | 5% | 5% | 0 | 25+ | km | [8 empty] | 13 | BV | 0.55386 | 99.3858 | 5283828.7244 | 48613.8704 | 13 | H | 0.57717 | 104.9165 | 1456704.6602 | 51523.0082 | BV | 45971.956 | 2025-11-10 22:57 | 99.3858 | 1 | 13 | 106.3858 | 7 | K | 0.52558 | 97.126 | 1873210.6165 | 27323.6313 | 1974-10-21 15:09 | 0 | 0 | 0 | 0 | 97.126 | 0 | 0 | 0 | 0 | H | 50794.6559 | 2039-01-24 15:45 | 104.9165 | 1 | 13 | 111.9165 | 7 | AM | 0.61155 | 94.9906 | 3064020.403 | 27580.5245 | 1975-07-05 12:35 | 0 | 0 | 0 | 94.9906 | 0 | 0 | 0 | 0 | 0
Distance to any existing or proposed RE technology plant (solar, wind, geothermal) | 0% | 0% | 0% | 0 | 25+ | km | [8 empty] | 14 | AZ | 0.57479 | 99.3866 | 6645146.9191 | 55259.0173 | 14 | AS | 0.57573 | 99.3715 | 1689106.4854 | 53212.1147 | AZ | 51936.4439 | 2042-03-11 10:39 | 99.3866 | 1 | 14 | 99.3866 | 7 | K | 0.52558 | 97.126 | 1873210.6165 | 29196.8419 | 1979-12-07 20:12 | 0 | 0 | 0 | 0 | 97.126 | 0 | 0 | 0 | 0 | AS | 52367.5615 | 2043-05-16 13:29 | 99.3715 | 1 | 14 | 99.3715 | 7 | AM | 0.61155 | 94.9906 | 3064020.403 | 30644.5449 | 1983-11-24 13:05 | 0 | 0 | 0 | 94.9906 | 0 | 0 | 0 | 0 | 0
Co-location Potential with PV | 5% | 5% | 5% | 1 | 0 | binary | [8 empty] | 15 | AK | 0.57969 | 99.4723 | 2388366.3187 | 57647.3836 | 15 | AZ | 0.57479 | 99.3866 | 6645146.9191 | 59857.2616 | AK | 56453.2005 | 2054-07-23 04:49 | 99.4723 | 1 | 15 | 106.4723 | 8 | O | 0.63275 | 97.843 | 3957667.9594 | 29196.8419 | 1979-12-07 20:12 | 0 | 0 | 0 | 97.843 | 0 | 0 | 0 | 0 | 0 | AZ | 56534.6882 | 2054-10-12 16:31 | 99.3866 | 1 | 15 | 106.3866 | 8 | AY | 0.60513 | 96.9434 | 4551009.7613 | 30644.5449 | 1983-11-24 13:05 | 0 | 0 | 0 | 96.9434 | 0 | 0 | 0 | 0 | 0
Co-location Potential with CSP | 5% | 5% | 5% | 1 | 0 | binary | [8 empty] | 16 | AH | 0.56825 | 99.4837 | 4091070.1873 | 61738.4538 | 16 | F | 0.57246 | 103.9922 | 3460975.7679 | 63318.2374 | AH | 59692.9187 | 2063-06-05 22:03 | 99.4837 | 1 | 16 | 99.4837 | 8 | O | 0.63275 | 97.843 | 3957667.9594 | 33154.5098 | 1990-10-08 12:14 | 0 | 0 | 0 | 97.843 | 0 | 0 | 0 | 0 | 0 | #N/A | 61587.7495 | #N/A | 103.9922 | 1 | 16 | 103.9922 | 8 | AY | 0.60513 | 96.9434 | 4551009.7613 | 35195.5546 | 1996-05-10 13:19 | 0 | 0 | 0 | 96.9434 | 0 | 0 | 0 | 0 | 0
Land use land cover score | 5% | 5% | 5% | 5 | 1 | binary | [8 empty] | 17 | V | 0.61546 | 100.1422 | 5670205.5258 | 67408.6594 | 17 | AH | 0.56825 | 99.4837 | 4091070.1873 | 67409.3076 | #N/A | 64573.5566 | #N/A | 100.1422 | 1 | 17 | 107.1422 | 9 | AQ | 0.57945 | 98.2867 | 2520925.6809 | 33154.5098 | 1990-10-08 12:14 | 0 | 0 | 0 | 0 | 98.2867 | 0 | 0 | 0 | 0 | #N/A | 65363.7725 | #N/A | 99.4837 | 1 | 17 | 106.4837 | 9 | AA | 0.583 | 108.5202 | 5518265.3687 | 35195.5546 | 1996-05-10 13:19 | 0 | 0 | 0 | 0 | 108.5202 | 0 | 0 | 0 | 0
Population density | 5% | 5% | 5% | 0 | 100+ | ppl/km2 | [8 empty] | 18 | BO | 0.50767 | 100.1671 | 6316003.2666 | 73724.6626 | 18 | W | 0.56477 | 107.7169 | 5756078.9151 | 73165.3865 | #N/A | 70566.661 | #N/A | 100.1671 | 1 | 18 | 100.1671 | 9 | AQ | 0.57945 | 98.2867 | 2520925.6809 | 35675.4355 | 1997-09-02 10:27 | 0 | 0 | 0 | 0 | 98.2867 | 0 | 0 | 0 | 0 | #N/A | 70287.3471 | #N/A | 107.7169 | 1 | 18 | 107.7169 | 9 | AA | 0.583 | 108.5202 | 5518265.3687 | 40713.82 | 2011-06-19 19:41 | 0 | 0 | 0 | 0 | 108.5202 | 0 | 0 | 0 | 0
Human footprint | 5% | 5% | 5% | 100 | 0 | [9 empty] | 19 | BL | 0.53318 | 101.2428 | 1309964.0667 | 75034.6267 | 19 | T | 0.56001 | 102.3741 | 6077908.0866 | 79243.2946 | #N/A | 74379.6447 | #N/A | 101.2428 | 1 | 19 | 108.2428 | 10 | L | 0.61371 | 98.3541 | 1522308.0945 | 35675.4355 | 1997-09-02 10:27 | 0 | 0 | 0 | 98.3541 | 0 | 0 | 0 | 0 | 0 | #N/A | 76204.3406 | #N/A | 102.3741 | 1 | 19 | 109.3741 | 10 | AK | 0.57969 | 99.4723 | 2388366.3187 | 40713.82 | 2011-06-19 19:41 | 0 | 0 | 0 | 0 | 99.4723 | 0 | 0 | 0 | 0
Slope | 5% | 5% | 5% | 0% | 20% | % | [8 empty] | 20 | X | 0.55631 | 102.1177 | 4388848.1964 | 79423.4749 | 20 | G | 0.55669 | 105.6256 | 2819633.4171 | 82062.928 | #N/A | 77229.0508 | #N/A | 102.1177 | 1 | 20 | 102.1177 | 10 | L | 0.61371 | 98.3541 | 1522308.0945 | 37197.7436 | 2001-11-02 17:51 | 0 | 0 | 0 | 98.3541 | 0 | 0 | 0 | 0 | 0 | #N/A | 80653.1113 | #N/A | 105.6256 | 1 | 20 | 105.6256 | 10 | AK | 0.57969 | 99.4723 | 2388366.3187 | 43102.1863 | 2018-01-02 04:28 | 0 | 0 | 0 | 0 | 99.4723 | 0 | 0 | 0 | 0
Total weight (should equal 100%) | 100% |  | 100% | [11 empty] | 21 | BN | 0.52613 | 102.2636 | 2156361.2489 | 81579.8361 | 21 | X | 0.55631 | 102.1177 | 4388848.1964 | 86451.7762 | #N/A | 80501.6555 | #N/A | 102.2636 | 1 | 21 | 109.2636 | 11 | BQ | 0.57834 | 98.6048 | 4443191.5798 | 37197.7436 | 2001-11-02 17:51 | 0 | 0 | 0 | 0 | 98.6048 | 0 | 0 | 0 | 0 | #N/A | 84257.3521 | #N/A | 102.1177 | 1 | 21 | 109.1177 | 11 | AQ | 0.57945 | 98.2867 | 2520925.6809 | 43102.1863 | 2018-01-02 04:28 | 0 | 0 | 0 | 0 | 98.2867 | 0 | 0 | 0 | 0
Filters | [14 empty] | 22 | T | 0.56001 | 102.3741 | 6077908.0866 | 87657.7442 | 22 | BV | 0.55386 | 99.3858 | 5283828.7244 | 91735.6049 | #N/A | 84618.7902 | #N/A | 102.3741 | 1 | 22 | 102.3741 | 11 | BQ | 0.57834 | 98.6048 | 4443191.5798 | 41640.9352 | 2014-01-01 22:27 | 0 | 0 | 0 | 0 | 98.6048 | 0 | 0 | 0 | 0 | #N/A | 89093.6906 | #N/A | 99.3858 | 1 | 22 | 99.3858 | 11 | AQ | 0.57945 | 98.2867 | 2520925.6809 | 45623.112 | 2024-11-27 02:41 | 0 | 0 | 0 | 0 | 98.2867 | 0 | 0 | 0 | 0
Number of projects per zone that are within 10km of a freshwater surface water body (greater than or equal to) | 0 | [13 empty] | 23 | BS | 0.49037 | 103.9319 | 5870887.5797 | 93528.6318 | 23 | BL | 0.53318 | 101.2428 | 1309964.0667 | 93045.569 | #N/A | 90593.188 | #N/A | 103.9319 | 1 | 23 | 110.9319 | 12 | AS | 0.57573 | 99.3715 | 1689106.4854 | 41640.9352 | 2014-01-01 22:27 | 0 | 0 | 0 | 0 | 99.3715 | 0 | 0 | 0 | 0 | #N/A | 92390.587 | #N/A | 101.2428 | 1 | 23 | 108.2428 | 12 | BQ | 0.57834 | 98.6048 | 4443191.5798 | 45623.112 | 2024-11-27 02:41 | 0 | 0 | 0 | 0 | 98.6048 | 0 | 0 | 0 | 0
[15 empty] | 24 | F | 0.57246 | 103.9922 | 3460975.7679 | 96989.6076 | 24 | AP | 0.53129 | 105.4081 | 2907831.2388 | 95953.4002 | #N/A | 95259.1197 | #N/A | 103.9922 | 1 | 24 | 103.9922 | 12 | AS | 0.57573 | 99.3715 | 1689106.4854 | 43330.0417 | 2018-08-18 01:00 | 0 | 0 | 0 | 0 | 99.3715 | 0 | 0 | 0 | 0 | #N/A | 94499.4846 | #N/A | 105.4081 | 1 | 24 | 105.4081 | 12 | BQ | 0.57834 | 98.6048 | 4443191.5798 | 50066.3036 | 2037-01-26 07:17 | 0 | 0 | 0 | 0 | 98.6048 | 0 | 0 | 0 | 0
SUPPLY CURVE OUTPUT | [7 empty] | ZONE RANKINGS | [6 empty] | 25 | H | 0.57717 | 104.9165 | 1456704.6602 | 98446.3122 | 25 | N | 0.5274 | 96.9589 | 3278258.2065 | 99231.6585 | #N/A | 97717.9599 | #N/A | 104.9165 | 1 | 25 | 111.9165 | 13 | BV | 0.55386 | 99.3858 | 5283828.7244 | 43330.0417 | 2018-08-18 01:00 | 0 | 0 | 0 | 0 | 99.3858 | 0 | 0 | 0 | 0 | #N/A | 97592.5294 | #N/A | 96.9589 | 1 | 25 | 103.9589 | 13 | H | 0.57717 | 104.9165 | 1456704.6602 | 50066.3036 | 2037-01-26 07:17 | 0 | 0 | 0 | 0 | 104.9165 | 0 | 0 | 0 | 0
[8 empty] | Rank | By total LCOE |  |  | By cumulative score |  |  | 26 | AD | 0.45687 | 105.2269 | 1337981.9267 | 99784.2942 | 26 | AR | 0.52718 | 105.8449 | 3239137.5615 | 102470.796 | #N/A | 99115.3032 | #N/A | 105.2269 | 1 | 26 | 105.2269 | 13 | BV | 0.55386 | 99.3858 | 5283828.7244 | 48613.8704 | 2033-02-03 20:53 | 0 | 0 | 0 | 0 | 99.3858 | 0 | 0 | 0 | 0 | #N/A | 100851.2272 | #N/A | 105.8449 | 1 | 26 | 105.8449 | 13 | H | 0.57717 | 104.9165 | 1456704.6602 | 51523.0082 | 2041-01-22 00:12 | 0 | 0 | 0 | 0 | 104.9165 | 0 | 0 | 0 | 0
[9 empty] | Zone ID | Total LCOE ($/MWh) | Discounted Generation Potential (GWh) | Zone ID | Cumulative zone score | Discounted Generation Potential (GWh) | 27 | AP | 0.53129 | 105.4081 | 2907831.2388 | 102692.1254 | 27 | BN | 0.52613 | 102.2636 | 2156361.2489 | 104627.1573 | #N/A | 101238.2098 | #N/A | 105.4081 | 1 | 27 | 112.4081 | 14 | AZ | 0.57479 | 99.3866 | 6645146.9191 | 48613.8704 | 2033-02-03 20:53 | 0 | 0 | 0 | 0 | 99.3866 | 0 | 0 | 0 | 0 | #N/A | 103548.9766 | #N/A | 102.2636 | 1 | 27 | 109.2636 | 14 | AS | 0.57573 | 99.3715 | 1689106.4854 | 51523.0082 | 2041-01-22 00:12 | 0 | 0 | 0 | 0 | 99.3715 | 0 | 0 | 0 | 0
[8 empty] | 1 | AW | 91.582 | 6770.2865 | AW | 0.64193 | 6770.2865 | 28 | G | 0.55669 | 105.6256 | 2819633.4171 | 105511.7588 | 28 | K | 0.52558 | 97.126 | 1873210.6165 | 106500.3679 | #N/A | 104101.9421 | #N/A | 105.6256 | 1 | 28 | 105.6256 | 14 | AZ | 0.57479 | 99.3866 | 6645146.9191 | 55259.0173 | 2051-04-16 00:25 | 0 | 0 | 0 | 0 | 99.3866 | 0 | 0 | 0 | 0 | #N/A | 105563.7626 | #N/A | 97.126 | 1 | 28 | 97.126 | 14 | AS | 0.57573 | 99.3715 | 1689106.4854 | 53212.1147 | 2045-09-07 02:45 | 0 | 0 | 0 | 0 | 99.3715 | 0 | 0 | 0 | 0
[8 empty] | 2 | AO | 93.716 | 2957.2093 | O | 0.63275 | 3957.668 | 29 | AR | 0.52718 | 105.8449 | 3239137.5615 | 108750.8964 | 29 | AI | 0.5213 | 106.1469 | 1753811.1413 | 108254.179 | #N/A | 107131.3276 | #N/A | 105.8449 | 1 | 29 | 112.8449 | 15 | AK | 0.57969 | 99.4723 | 2388366.3187 | 55259.0173 | 2051-04-16 00:25 | 0 | 0 | 0 | 0 | 99.4723 | 0 | 0 | 0 | 0 | #N/A | 107377.2735 | #N/A | 106.1469 | 1 | 29 | 113.1469 | 15 | AZ | 0.57479 | 99.3866 | 6645146.9191 | 53212.1147 | 2045-09-07 02:45 | 0 | 0 | 0 | 0 | 99.3866 | 0 | 0 | 0 | 0
[8 empty] | 3 | AX | 94.669 | 6702.8471 | AO | 0.62382 | 2957.2093 | 30 | BU | 0.51096 | 106.1464 | 5212852.7309 | 113963.7491 | 30 | AV | 0.51702 | 108.1464 | 6137221.8554 | 114391.4009 | #N/A | 111357.3227 | #N/A | 106.1464 | 1 | 30 | 106.1464 | 15 | AK | 0.57969 | 99.4723 | 2388366.3187 | 57647.3836 | 2057-10-29 09:12 | 0 | 0 | 0 | 0 | 99.4723 | 0 | 0 | 0 | 0 | #N/A | 111322.79 | #N/A | 108.1464 | 1 | 30 | 108.1464 | 15 | AZ | 0.57479 | 99.3866 | 6645146.9191 | 59857.2616 | 2063-11-17 06:17 | 0 | 0 | 0 | 0 | 99.3866 | 0 | 0 | 0 | 0
[8 empty] | 4 | AM | 94.9906 | 3064.0204 | AX | 0.62232 | 6702.8471 | 31 | AI | 0.5213 | 106.1469 | 1753811.1413 | 115717.5602 | 31 | P | 0.51395 | 111.2523 | 4172695.3455 | 118564.0962 | #N/A | 114840.6547 | #N/A | 106.1469 | 1 | 31 | 113.1469 | 16 | AH | 0.56825 | 99.4837 | 4091070.1873 | 57647.3836 | 2057-10-29 09:12 | 0 | 0 | 0 | 0 | 99.4837 | 0 | 0 | 0 | 0 | #N/A | 116477.7486 | #N/A | 111.2523 | 1 | 31 | 118.2523 | 16 | F | 0.57246 | 103.9922 | 3460975.7679 | 59857.2616 | 2063-11-17 06:17 | 0 | 0 | 0 | 0 | 103.9922 | 0 | 0 | 0 | 0
[8 empty] | 5 | AY | 96.9434 | 4551.0098 | V | 0.61546 | 5670.2055 | 32 | AC | 0.45505 | 106.3207 | 5444120.119 | 121161.6804 | 32 | BU | 0.51096 | 106.1464 | 5212852.7309 | 123776.949 | #N/A | 118439.6203 | #N/A | 106.3207 | 1 | 32 | 106.3207 | 16 | AH | 0.56825 | 99.4837 | 4091070.1873 | 61738.4538 | #N/A | #N/A | #N/A | #N/A | #N/A | #N/A | #N/A | #N/A | #N/A | #N/A | #N/A | 121170.5226 | #N/A | 106.1464 | 1 | 32 | 106.1464 | 16 | F | 0.57246 | 103.9922 | 3460975.7679 | 63318.2374 | #N/A | #N/A | #N/A | #N/A | #N/A | #N/A | #N/A | #N/A | #N/A | #N/A
[8 empty] | 6 | N | 96.9589 | 3278.2582 | L | 0.61371 | 1522.3081 | 33 | BM | 0.43455 | 106.6441 | 1508626.3207 | 122670.3067 | 33 | BO | 0.50767 | 100.1671 | 6316003.2666 | 130092.9522 | #N/A | 121915.9935 | #N/A | 106.6441 | 1 | 33 | 113.6441 | 17 | V | 0.61546 | 100.1422 | 5670205.5258 | 61738.4538 | #N/A | #N/A | #N/A | #N/A | #N/A | #N/A | #N/A | #N/A | #N/A | #N/A | #N/A | 126934.9506 | #N/A | 100.1671 | 1 | 33 | 107.1671 | 17 | AH | 0.56825 | 99.4837 | 4091070.1873 | 63318.2374 | #N/A | #N/A | #N/A | #N/A | #N/A | #N/A | #N/A | #N/A | #N/A | #N/A
[8 empty] | 7 | K | 97.126 | 1873.2106 | AM | 0.61155 | 3064.0204 | 34 | M | 0.45039 | 106.7176 | 1322899.7088 | 123993.2064 | 34 | R | 0.50496 | 112.6398 | 8303177.5214 | 138396.1297 | #N/A | 123331.7565 | #N/A | 106.7176 | 1 | 34 | 106.7176 | 17 | V | 0.61546 | 100.1422 | 5670205.5258 | 67408.6594 | #N/A | #N/A | #N/A | #N/A | #N/A | #N/A | #N/A | #N/A | #N/A | #N/A | #N/A | 134244.541 | #N/A | 112.6398 | 1 | 34 | 112.6398 | 17 | AH | 0.56825 | 99.4837 | 4091070.1873 | 67409.3076 | #N/A | #N/A | #N/A | #N/A | #N/A | #N/A | #N/A | #N/A | #N/A | #N/A
[8 empty] | 8 | O | 97.843 | 3957.668 | AY | 0.60513 | 4551.0098 | 35 | Y | 0.44018 | 106.896 | 4559333.4757 | 128552.5399 | 35 | Z | 0.50452 | 108.9444 | 5331925.8435 | 143728.0556 | #N/A | 126272.8731 | #N/A | 106.896 | 1 | 35 | 113.896 | 18 | BO | 0.50767 | 100.1671 | 6316003.2666 | 67408.6594 | #N/A | #N/A | #N/A | #N/A | #N/A | #N/A | #N/A | #N/A | #N/A | #N/A | #N/A | 141062.0927 | #N/A | 108.9444 | 1 | 35 | 115.9444 | 18 | W | 0.56477 | 107.7169 | 5756078.9151 | 67409.3076 | #N/A | #N/A | #N/A | #N/A | #N/A | #N/A | #N/A | #N/A | #N/A | #N/A
[8 empty] | 9 | AQ | 98.2867 | 2520.9257 | AA | 0.583 | 5518.2654 | 36 | AF | 0.44185 | 107.1055 | 1566339.5626 | 130118.8794 | 36 | BB | 0.50163 | 108.9142 | 5748391.7436 | 149476.4473 | #N/A | 129335.7096 | #N/A | 107.1055 | 1 | 36 | 107.1055 | 18 | BO | 0.50767 | 100.1671 | 6316003.2666 | 73724.6626 | #N/A | #N/A | #N/A | #N/A | #N/A | #N/A | #N/A | #N/A | #N/A | #N/A | #N/A | 146602.2515 | #N/A | 108.9142 | 1 | 36 | 108.9142 | 18 | W | 0.56477 | 107.7169 | 5756078.9151 | 73165.3865 | #N/A | #N/A | #N/A | #N/A | #N/A | #N/A | #N/A | #N/A | #N/A | #N/A
[8 empty] | 10 | L | 98.3541 | 1522.3081 | AK | 0.57969 | 2388.3663 | 37 | J | 0.44471 | 107.1484 | 1283900.7106 | 131402.7801 | 37 | BE | 0.4996 | 108.9689 | 3775568.3259 | 153252.0157 | #N/A | 130760.8298 | #N/A | 107.1484 | 1 | 37 | 114.1484 | 19 | BL | 0.53318 | 101.2428 | 1309964.0667 | 73724.6626 | #N/A | #N/A | #N/A | #N/A | #N/A | #N/A | #N/A | #N/A | #N/A | #N/A | #N/A | 151364.2315 | #N/A | 108.9689 | 1 | 37 | 115.9689 | 19 | T | 0.56001 | 102.3741 | 6077908.0866 | 73165.3865 | #N/A | #N/A | #N/A | #N/A | #N/A | #N/A | #N/A | #N/A | #N/A | #N/A
[8 empty] | 11 | BQ | 98.6048 | 4443.1916 | AQ | 0.57945 | 2520.9257 | 38 | W | 0.56477 | 107.7169 | 5756078.9151 | 137158.8591 | 38 | S | 0.49898 | 113.3283 | 5680624.8411 | 158932.6405 | #N/A | 134280.8196 | #N/A | 107.7169 | 1 | 38 | 107.7169 | 19 | BL | 0.53318 | 101.2428 | 1309964.0667 | 75034.6267 | #N/A | #N/A | #N/A | #N/A | #N/A | #N/A | #N/A | #N/A | #N/A | #N/A | #N/A | 156092.3281 | #N/A | 113.3283 | 1 | 38 | 113.3283 | 19 | T | 0.56001 | 102.3741 | 6077908.0866 | 79243.2946 | #N/A | #N/A | #N/A | #N/A | #N/A | #N/A | #N/A | #N/A | #N/A | #N/A
[8 empty] | 12 | AS | 99.3715 | 1689.1065 | BQ | 0.57834 | 4443.1916 | 39 | AV | 0.51702 | 108.1464 | 6137221.8554 | 143296.0809 | 39 | BA | 0.49645 | 110.6022 | 4540141.4864 | 163472.782 | #N/A | 140227.47 | #N/A | 108.1464 | 1 | 39 | 115.1464 | 20 | X | 0.55631 | 102.1177 | 4388848.1964 | 75034.6267 | #N/A | #N/A | #N/A | #N/A | #N/A | #N/A | #N/A | #N/A | #N/A | #N/A | #N/A | 161202.7112 | #N/A | 110.6022 | 1 | 39 | 117.6022 | 20 | G | 0.55669 | 105.6256 | 2819633.4171 | 79243.2946 | #N/A | #N/A | #N/A | #N/A | #N/A | #N/A | #N/A | #N/A | #N/A | #N/A
[8 empty] | 13 | BV | 99.3858 | 5283.8287 | H | 0.57717 | 1456.7047 | 40 | AA | 0.583 | 108.5202 | 5518265.3687 | 148814.3463 | 40 | AT | 0.49524 | 109.8162 | 7333347.2582 | 170806.1292 | #N/A | 146055.2136 | #N/A | 108.5202 | 1 | 40 | 108.5202 | 20 | X | 0.55631 | 102.1177 | 4388848.1964 | 79423.4749 | #N/A | #N/A | #N/A | #N/A | #N/A | #N/A | #N/A | #N/A | #N/A | #N/A | #N/A | 167139.4556 | #N/A | 109.8162 | 1 | 40 | 109.8162 | 20 | G | 0.55669 | 105.6256 | 2819633.4171 | 82062.928 | #N/A | #N/A | #N/A | #N/A | #N/A | #N/A | #N/A | #N/A | #N/A | #N/A
[8 empty] | 14 | AZ | 99.3866 | 6645.1469 | AS | 0.57573 | 1689.1065 | 41 | BG | 0.46148 | 108.6958 | 1311844.7865 | 150126.1911 | 41 | BS | 0.49037 | 103.9319 | 5870887.5797 | 176677.0168 | #N/A | 149470.2687 | #N/A | 108.6958 | 1 | 41 | 115.6958 | 21 | BN | 0.52613 | 102.2636 | 2156361.2489 | 79423.4749 | #N/A | #N/A | #N/A | #N/A | #N/A | #N/A | #N/A | #N/A | #N/A | #N/A | #N/A | 173741.573 | #N/A | 103.9319 | 1 | 41 | 110.9319 | 21 | X | 0.55631 | 102.1177 | 4388848.1964 | 82062.928 | #N/A | #N/A | #N/A | #N/A | #N/A | #N/A | #N/A | #N/A | #N/A | #N/A
[8 empty] | 15 | AK | 99.4723 | 2388.3663 | AZ | 0.57479 | 6645.1469 | 42 | BT | 0.4562 | 108.7401 | 6228461.2026 | 156354.6523 | 42 | B | 0.47815 | 109.5786 | 1502328.2485 | 178179.3451 | #N/A | 153240.4217 | #N/A | 108.7401 | 1 | 42 | 108.7401 | 21 | BN | 0.52613 | 102.2636 | 2156361.2489 | 81579.8361 | #N/A | #N/A | #N/A | #N/A | #N/A | #N/A | #N/A | #N/A | #N/A | #N/A | #N/A | 177428.1809 | #N/A | 109.5786 | 1 | 42 | 109.5786 | 21 | X | 0.55631 | 102.1177 | 4388848.1964 | 86451.7762 | #N/A | #N/A | #N/A | #N/A | #N/A | #N/A | #N/A | #N/A | #N/A | #N/A
[8 empty] | 16 | AH | 99.4837 | 4091.0702 | F | 0.57246 | 3460.9758 | 43 | BB | 0.50163 | 108.9142 | 5748391.7436 | 162103.044 | 43 | BZ | 0.47193 | 110.3585 | 2030221.2435 | 180209.5663 | #N/A | 159228.8481 | #N/A | 108.9142 | 1 | 43 | 115.9142 | 22 | T | 0.56001 | 102.3741 | 6077908.0866 | 81579.8361 | #N/A | #N/A | #N/A | #N/A | #N/A | #N/A | #N/A | #N/A | #N/A | #N/A | #N/A | 179194.4557 | #N/A | 110.3585 | 1 | 43 | 117.3585 | 22 | BV | 0.55386 | 99.3858 | 5283828.7244 | 86451.7762 | #N/A | #N/A | #N/A | #N/A | #N/A | #N/A | #N/A | #N/A | #N/A | #N/A
[8 empty] | 17 | V | 100.1422 | 5670.2055 | AH | 0.56825 | 4091.0702 | 44 | Z | 0.50452 | 108.9444 | 5331925.8435 | 167434.9699 | 44 | BC | 0.46709 | 112.43 | 4847678.1417 | 185057.2445 | #N/A | 164769.0069 | #N/A | 108.9444 | 1 | 44 | 108.9444 | 22 | T | 0.56001 | 102.3741 | 6077908.0866 | 87657.7442 | #N/A | #N/A | #N/A | #N/A | #N/A | #N/A | #N/A | #N/A | #N/A | #N/A | #N/A | 182633.4054 | #N/A | 112.43 | 1 | 44 | 112.43 | 22 | BV | 0.55386 | 99.3858 | 5283828.7244 | 91735.6049 | #N/A | #N/A | #N/A | #N/A | #N/A | #N/A | #N/A | #N/A | #N/A | #N/A
[8 empty] | 18 | BO | 100.1671 | 6316.0033 | W | 0.56477 | 5756.0789 | 45 | Q | 0.43431 | 108.9654 | 5305764.4106 | 172740.7343 | 45 | E | 0.46401 | 112.872 | 32702842.3599 | 217760.0868 | #N/A | 170087.8521 | #N/A | 108.9654 | 1 | 45 | 115.9654 | 23 | BS | 0.49037 | 103.9319 | 5870887.5797 | 87657.7442 | #N/A | #N/A | #N/A | #N/A | #N/A | #N/A | #N/A | #N/A | #N/A | #N/A | #N/A | 201408.6656 | #N/A | 112.872 | 0 | 0 | 112.872 | 23 | BL | 0.53318 | 101.2428 | 1309964.0667 | 91735.6049 | #N/A | #N/A | #N/A | #N/A | #N/A | #N/A | #N/A | #N/A | #N/A | #N/A
[8 empty] | 19 | BL | 101.2428 | 1309.9641 | T | 0.56001 | 6077.9081 | 46 | BE | 0.4996 | 108.9689 | 3775568.3259 | 176516.3026 | 46 | BG | 0.46148 | 108.6958 | 1311844.7865 | 219071.9316 | #N/A | 174628.5184 | #N/A | 108.9689 | 1 | 46 | 108.9689 | 23 | BS | 0.49037 | 103.9319 | 5870887.5797 | 93528.6318 | #N/A | #N/A | #N/A | #N/A | #N/A | #N/A | #N/A | #N/A | #N/A | #N/A | #N/A | 218416.0092 | #N/A | 108.6958 | 0 | 0 | 108.6958 | 23 | BL | 0.53318 | 101.2428 | 1309964.0667 | 93045.569 | #N/A | #N/A | #N/A | #N/A | #N/A | #N/A | #N/A | #N/A | #N/A | #N/A
[8 empty] | 20 | X | 102.1177 | 4388.8482 | G | 0.55669 | 2819.6334 | 47 | B | 0.47815 | 109.5786 | 1502328.2485 | 178018.6308 | 47 | AD | 0.45687 | 105.2269 | 1337981.9267 | 220409.9135 | #N/A | 177267.4667 | #N/A | 109.5786 | 1 | 47 | 116.5786 | 24 | F | 0.57246 | 103.9922 | 3460975.7679 | 93528.6318 | #N/A | #N/A | #N/A | #N/A | #N/A | #N/A | #N/A | #N/A | #N/A | #N/A | #N/A | 219740.9226 | #N/A | 105.2269 | 1 | 1 | 112.2269 | 24 | AP | 0.53129 | 105.4081 | 2907831.2388 | 93045.569 | #N/A | #N/A | #N/A | #N/A | #N/A | #N/A | #N/A | #N/A | #N/A | #N/A
[8 empty] | 21 | BN | 102.2636 | 2156.3612 | X | 0.55631 | 4388.8482 | 48 | BH | 0.44075 | 109.6623 | 2942712.3306 | 180961.3432 | 48 | BT | 0.4562 | 108.7401 | 6228461.2026 | 226638.3747 | #N/A | 179489.987 | #N/A | 109.6623 | 1 | 48 | 109.6623 | 24 | F | 0.57246 | 103.9922 | 3460975.7679 | 96989.6076 | #N/A | #N/A | #N/A | #N/A | #N/A | #N/A | #N/A | #N/A | #N/A | #N/A | #N/A | 223524.1441 | #N/A | 108.7401 | 1 | 2 | 108.7401 | 24 | AP | 0.53129 | 105.4081 | 2907831.2388 | 95953.4002 | #N/A | #N/A | #N/A | #N/A | #N/A | #N/A | #N/A | #N/A | #N/A | #N/A
[8 empty] | 22 | T | 102.3741 | 6077.9081 | BV | 0.55386 | 5283.8287 | 49 | AT | 0.49524 | 109.8162 | 7333347.2582 | 188294.6904 | 49 | AC | 0.45505 | 106.3207 | 5444120.119 | 232082.4948 | #N/A | 184628.0168 | #N/A | 109.8162 | 1 | 49 | 116.8162 | 25 | H | 0.57717 | 104.9165 | 1456704.6602 | 96989.6076 | #N/A | #N/A | #N/A | #N/A | #N/A | #N/A | #N/A | #N/A | #N/A | #N/A | #N/A | 229360.4348 | #N/A | 106.3207 | 1 | 3 | 113.3207 | 25 | N | 0.5274 | 96.9589 | 3278258.2065 | 95953.4002 | #N/A | #N/A | #N/A | #N/A | #N/A | #N/A | #N/A | #N/A | #N/A | #N/A
[8 empty] | 23 | BS | 103.9319 | 5870.8876 | BL | 0.53318 | 1309.9641 | 50 | AB | 0.41982 | 110.357 | 6792747.1824 | 195087.4376 | 50 | AN | 0.45382 | 114.3617 | 1611136.1753 | 233693.631 | #N/A | 191691.064 | #N/A | 110.357 | 1 | 50 | 110.357 | 25 | H | 0.57717 | 104.9165 | 1456704.6602 | 98446.3122 | #N/A | #N/A | #N/A | #N/A | #N/A | #N/A | #N/A | #N/A | #N/A | #N/A | #N/A | 232888.0629 | #N/A | 114.3617 | 1 | 4 | 114.3617 | 25 | N | 0.5274 | 96.9589 | 3278258.2065 | 99231.6585 | #N/A | #N/A | #N/A | #N/A | #N/A | #N/A | #N/A | #N/A | #N/A | #N/A
[8 empty] | 24 | F | 103.9922 | 3460.9758 | AP | 0.53129 | 2907.8312 | 51 | BZ | 0.47193 | 110.3585 | 2030221.2435 | 197117.6589 | 51 | M | 0.45039 | 106.7176 | 1322899.7088 | 235016.5307 | #N/A | 196102.5482 | #N/A | 110.3585 | 1 | 51 | 117.3585 | 26 | AD | 0.45687 | 105.2269 | 1337981.9267 | 98446.3122 | #N/A | #N/A | #N/A | #N/A | #N/A | #N/A | #N/A | #N/A | #N/A | #N/A | #N/A | 234355.0809 | #N/A | 106.7176 | 1 | 5 | 113.7176 | 26 | AR | 0.52718 | 105.8449 | 3239137.5615 | 99231.6585 | #N/A | #N/A | #N/A | #N/A | #N/A | #N/A | #N/A | #N/A | #N/A | #N/A
[8 empty] | 25 | H | 104.9165 | 1456.7047 | N | 0.5274 | 3278.2582 | 52 | BJ | 0.41936 | 110.5746 | 1620935.97 | 198738.5948 | 52 | J | 0.44471 | 107.1484 | 1283900.7106 | 236300.4314 | #N/A | 197928.1268 | #N/A | 110.5746 | 1 | 52 | 110.5746 | 26 | AD | 0.45687 | 105.2269 | 1337981.9267 | 99784.2942 | #N/A | #N/A | #N/A | #N/A | #N/A | #N/A | #N/A | #N/A | #N/A | #N/A | #N/A | 235658.4811 | #N/A | 107.1484 | 1 | 6 | 107.1484 | 26 | AR | 0.52718 | 105.8449 | 3239137.5615 | 102470.796 | #N/A | #N/A | #N/A | #N/A | #N/A | #N/A | #N/A | #N/A | #N/A | #N/A
[8 empty] | 26 | AD | 105.2269 | 1337.9819 | AR | 0.52718 | 3239.1376 | 53 | BA | 0.49645 | 110.6022 | 4540141.4864 | 203278.7363 | 53 | AF | 0.44185 | 107.1055 | 1566339.5626 | 237866.771 | #N/A | 201008.6656 | #N/A | 110.6022 | 1 | 53 | 117.6022 | 27 | AP | 0.53129 | 105.4081 | 2907831.2388 | 99784.2942 | #N/A | #N/A | #N/A | #N/A | #N/A | #N/A | #N/A | #N/A | #N/A | #N/A | #N/A | 237083.6012 | #N/A | 107.1055 | 1 | 7 | 114.1055 | 27 | BN | 0.52613 | 102.2636 | 2156361.2489 | 102470.796 | #N/A | #N/A | #N/A | #N/A | #N/A | #N/A | #N/A | #N/A | #N/A | #N/A
[8 empty] | 27 | AP | 105.4081 | 2907.8312 | BN | 0.52613 | 2156.3612 | 54 | P | 0.51395 | 111.2523 | 4172695.3455 | 207451.4317 | 54 | BH | 0.44075 | 109.6623 | 2942712.3306 | 240809.4833 | #N/A | 205365.084 | #N/A | 111.2523 | 1 | 54 | 111.2523 | 27 | AP | 0.53129 | 105.4081 | 2907831.2388 | 102692.1254 | #N/A | #N/A | #N/A | #N/A | #N/A | #N/A | #N/A | #N/A | #N/A | #N/A | #N/A | 239338.1272 | #N/A | 109.6623 | 1 | 8 | 109.6623 | 27 | BN | 0.52613 | 102.2636 | 2156361.2489 | 104627.1573 | #N/A | #N/A | #N/A | #N/A | #N/A | #N/A | #N/A | #N/A | #N/A | #N/A
[8 empty] | 28 | G | 105.6256 | 2819.6334 | K | 0.52558 | 1873.2106 | 55 | I | 0.39503 | 111.3036 | 1189350.1177 | 208640.7818 | 55 | Y | 0.44018 | 106.896 | 4559333.4757 | 245368.8168 | #N/A | 208046.1067 | #N/A | 111.3036 | 1 | 55 | 118.3036 | 28 | G | 0.55669 | 105.6256 | 2819633.4171 | 102692.1254 | #N/A | #N/A | #N/A | #N/A | #N/A | #N/A | #N/A | #N/A | #N/A | #N/A | #N/A | 243089.1501 | #N/A | 106.896 | 1 | 9 | 113.896 | 28 | K | 0.52558 | 97.126 | 1873210.6165 | 104627.1573 | #N/A | #N/A | #N/A | #N/A | #N/A | #N/A | #N/A | #N/A | #N/A | #N/A
[8 empty] | 29 | AR | 105.8449 | 3239.1376 | AI | 0.5213 | 1753.8111 | 56 | BW | 0.43317 | 111.6491 | 3767450.2024 | 212408.232 | 56 | BM | 0.43455 | 106.6441 | 1508626.3207 | 246877.4431 | #N/A | 210524.5069 | #N/A | 111.6491 | 1 | 56 | 111.6491 | 28 | G | 0.55669 | 105.6256 | 2819633.4171 | 105511.7588 | #N/A | #N/A | #N/A | #N/A | #N/A | #N/A | #N/A | #N/A | #N/A | #N/A | #N/A | 246123.13 | #N/A | 106.6441 | 1 | 10 | 106.6441 | 28 | K | 0.52558 | 97.126 | 1873210.6165 | 106500.3679 | #N/A | #N/A | #N/A | #N/A | #N/A | #N/A | #N/A | #N/A | #N/A | #N/A
[8 empty] | 30 | BU | 106.1464 | 5212.8527 | AV | 0.51702 | 6137.2219 | 57 | AG | 0.42734 | 111.845 | 448496.385 | 212856.7284 | 57 | Q | 0.43431 | 108.9654 | 5305764.4106 | 252183.2075 | #N/A | 212632.4802 | #N/A | 111.845 | 1 | 57 | 118.845 | 29 | AR | 0.52718 | 105.8449 | 3239137.5615 | 105511.7588 | #N/A | #N/A | #N/A | #N/A | #N/A | #N/A | #N/A | #N/A | #N/A | #N/A | #N/A | 249530.3253 | #N/A | 108.9654 | 1 | 11 | 115.9654 | 29 | AI | 0.5213 | 106.1469 | 1753811.1413 | 106500.3679 | #N/A | #N/A | #N/A | #N/A | #N/A | #N/A | #N/A | #N/A | #N/A | #N/A
[8 empty] | 31 | AI | 106.1469 | 1753.8111 | P | 0.51395 | 4172.6953 | 58 | BC | 0.46709 | 112.43 | 4847678.1417 | 217704.4065 | 58 | BW | 0.43317 | 111.6491 | 3767450.2024 | 255950.6577 | #N/A | 215280.5674 | #N/A | 112.43 | 1 | 58 | 112.43 | 29 | AR | 0.52718 | 105.8449 | 3239137.5615 | 108750.8964 | #N/A | #N/A | #N/A | #N/A | #N/A | #N/A | #N/A | #N/A | #N/A | #N/A | #N/A | 254066.9326 | #N/A | 111.6491 | 1 | 12 | 111.6491 | 29 | AI | 0.5213 | 106.1469 | 1753811.1413 | 108254.179 | #N/A | #N/A | #N/A | #N/A | #N/A | #N/A | #N/A | #N/A | #N/A | #N/A
[8 empty] | 32 | AC | 106.3207 | 5444.1201 | BU | 0.51096 | 5212.8527 | 59 | R | 0.50496 | 112.6398 | 8303177.5214 | 226007.584 | 59 | AG | 0.42734 | 111.845 | 448496.385 | 256399.1541 | #N/A | 221855.9953 | #N/A | 112.6398 | 1 | 59 | 119.6398 | 30 | BU | 0.51096 | 106.1464 | 5212852.7309 | 108750.8964 | #N/A | #N/A | #N/A | #N/A | #N/A | #N/A | #N/A | #N/A | #N/A | #N/A | #N/A | 256174.9059 | #N/A | 111.845 | 1 | 13 | 118.845 | 30 | AV | 0.51702 | 108.1464 | 6137221.8554 | 108254.179 | #N/A | #N/A | #N/A | #N/A | #N/A | #N/A | #N/A | #N/A | #N/A | #N/A
[8 empty] | 33 | BM | 106.6441 | 1508.6263 | BO | 0.50767 | 6316.0033 | 60 | AE | 0.39927 | 112.6957 | 825402.8948 | 226832.9869 | 60 | BP | 0.42727 | 112.7468 | 3761985.9281 | 260161.1401 | #N/A | 226420.2855 | #N/A | 112.6957 | 1 | 60 | 112.6957 | 30 | BU | 0.51096 | 106.1464 | 5212852.7309 | 113963.7491 | #N/A | #N/A | #N/A | #N/A | #N/A | #N/A | #N/A | #N/A | #N/A | #N/A | #N/A | 258280.1471 | #N/A | 112.7468 | 1 | 14 | 112.7468 | 30 | AV | 0.51702 | 108.1464 | 6137221.8554 | 114391.4009 | #N/A | #N/A | #N/A | #N/A | #N/A | #N/A | #N/A | #N/A | #N/A | #N/A
[8 empty] | 34 | M | 106.7176 | 1322.8997 | R | 0.50496 | 8303.1775 | 61 | BP | 0.42727 | 112.7468 | 3761985.9281 | 230594.9728 | 61 | BI | 0.42239 | 113.0037 | 1655786.9476 | 261816.927 | #N/A | 228713.9799 | #N/A | 112.7468 | 1 | 61 | 119.7468 | 31 | AI | 0.5213 | 106.1469 | 1753811.1413 | 113963.7491 | #N/A | #N/A | #N/A | #N/A | #N/A | #N/A | #N/A | #N/A | #N/A | #N/A | #N/A | 260989.0335 | #N/A | 113.0037 | 1 | 15 | 120.0037 | 31 | P | 0.51395 | 111.2523 | 4172695.3455 | 114391.4009 | #N/A | #N/A | #N/A | #N/A | #N/A | #N/A | #N/A | #N/A | #N/A | #N/A
[8 empty] | 35 | Y | 106.896 | 4559.3335 | Z | 0.50452 | 5331.9258 | 62 | E | 0.46401 | 112.872 | 32702842.3599 | 263297.8152 | 62 | AB | 0.41982 | 110.357 | 6792747.1824 | 268609.6742 | #N/A | 246946.394 | #N/A | 112.872 | 0 | 0 | 112.872 | 31 | AI | 0.5213 | 106.1469 | 1753811.1413 | 115717.5602 | #N/A | #N/A | #N/A | #N/A | #N/A | #N/A | #N/A | #N/A | #N/A | #N/A | #N/A | 265213.3006 | #N/A | 110.357 | 1 | 16 | 110.357 | 31 | P | 0.51395 | 111.2523 | 4172695.3455 | 118564.0962 | #N/A | #N/A | #N/A | #N/A | #N/A | #N/A | #N/A | #N/A | #N/A | #N/A
[8 empty] | 36 | AF | 107.1055 | 1566.3396 | BB | 0.50163 | 5748.3917 | 63 | BI | 0.42239 | 113.0037 | 1655786.9476 | 264953.6022 | 63 | BJ | 0.41936 | 110.5746 | 1620935.97 | 270230.6102 | #N/A | 264125.7087 | #N/A | 113.0037 | 0 | 0 | 113.0037 | 32 | AC | 0.45505 | 106.3207 | 5444120.119 | 115717.5602 | #N/A | #N/A | #N/A | #N/A | #N/A | #N/A | #N/A | #N/A | #N/A | #N/A | #N/A | 269420.1422 | #N/A | 110.5746 | 1 | 17 | 117.5746 | 32 | BU | 0.51096 | 106.1464 | 5212852.7309 | 118564.0962 | #N/A | #N/A | #N/A | #N/A | #N/A | #N/A | #N/A | #N/A | #N/A | #N/A
[8 empty] | 37 | J | 107.1484 | 1283.9007 | BE | 0.4996 | 3775.5683 | 64 | S | 0.49898 | 113.3283 | 5680624.8411 | 270634.227 | 64 | BR | 0.41453 | 113.5696 | 3907205.4485 | 274137.8156 | #N/A | 267793.9146 | #N/A | 113.3283 | 1 | 1 | 120.3283 | 32 | AC | 0.45505 | 106.3207 | 5444120.119 | 121161.6804 | #N/A | #N/A | #N/A | #N/A | #N/A | #N/A | #N/A | #N/A | #N/A | #N/A | #N/A | 272184.2129 | #N/A | 113.5696 | 1 | 18 | 113.5696 | 32 | BU | 0.51096 | 106.1464 | 5212852.7309 | 123776.949 | #N/A | #N/A | #N/A | #N/A | #N/A | #N/A | #N/A | #N/A | #N/A | #N/A
[8 empty] | 38 | W | 107.7169 | 5756.0789 | S | 0.49898 | 5680.6248 | 65 | BR | 0.41453 | 113.5696 | 3907205.4485 | 274541.4324 | 65 | BF | 0.41094 | 120.4141 | 6898604.5788 | 281036.4202 | #N/A | 272587.8297 | #N/A | 113.5696 | 1 | 2 | 113.5696 | 33 | BM | 0.43455 | 106.6441 | 1508626.3207 | 121161.6804 | #N/A | #N/A | #N/A | #N/A | #N/A | #N/A | #N/A | #N/A | #N/A | #N/A | #N/A | 277587.1179 | #N/A | 120.4141 | 1 | 19 | 127.4141 | 33 | BO | 0.50767 | 100.1671 | 6316003.2666 | 123776.949 | #N/A | #N/A | #N/A | #N/A | #N/A | #N/A | #N/A | #N/A | #N/A | #N/A
[8 empty] | 39 | AV | 108.1464 | 6137.2219 | BA | 0.49645 | 4540.1415 | 66 | A | 0.36579 | 113.71 | 376906.5098 | 274918.339 | 66 | AL | 0.40775 | 120.7546 | 3838466.1793 | 284874.8864 | #N/A | 274729.8857 | #N/A | 113.71 | 1 | 3 | 120.71 | 33 | BM | 0.43455 | 106.6441 | 1508626.3207 | 122670.3067 | #N/A | #N/A | #N/A | #N/A | #N/A | #N/A | #N/A | #N/A | #N/A | #N/A | #N/A | 282955.6533 | #N/A | 120.7546 | 1 | 20 | 120.7546 | 33 | BO | 0.50767 | 100.1671 | 6316003.2666 | 130092.9522 | #N/A | #N/A | #N/A | #N/A | #N/A | #N/A | #N/A | #N/A | #N/A | #N/A
[8 empty] | 40 | AA | 108.5202 | 5518.2654 | AT | 0.49524 | 7333.3473 | 67 | BK | 0.3576 | 113.9907 | 912107.3156 | 275830.4463 | 67 | BD | 0.40507 | 120.2497 | 3654787.5769 | 288529.6739 | #N/A | 275374.3926 | #N/A | 113.9907 | 1 | 4 | 113.9907 | 34 | M | 0.45039 | 106.7176 | 1322899.7088 | 122670.3067 | #N/A | #N/A | #N/A | #N/A | #N/A | #N/A | #N/A | #N/A | #N/A | #N/A | #N/A | 286702.2802 | #N/A | 120.2497 | 1 | 21 | 127.2497 | 34 | R | 0.50496 | 112.6398 | 8303177.5214 | 130092.9522 | #N/A | #N/A | #N/A | #N/A | #N/A | #N/A | #N/A | #N/A | #N/A | #N/A
[8 empty] | 41 | BG | 108.6958 | 1311.8448 | BS | 0.49037 | 5870.8876 | 68 | AN | 0.45382 | 114.3617 | 1611136.1753 | 277441.5824 | 68 | AU | 0.40214 | 120.949 | 5388250.9998 | 293917.9249 | #N/A | 276636.0144 | #N/A | 114.3617 | 1 | 5 | 121.3617 | 34 | M | 0.45039 | 106.7176 | 1322899.7088 | 123993.2064 | #N/A | #N/A | #N/A | #N/A | #N/A | #N/A | #N/A | #N/A | #N/A | #N/A | #N/A | 291223.7994 | #N/A | 120.949 | 1 | 22 | 120.949 | 34 | R | 0.50496 | 112.6398 | 8303177.5214 | 138396.1297 | #N/A | #N/A | #N/A | #N/A | #N/A | #N/A | #N/A | #N/A | #N/A | #N/A
[8 empty] | 42 | BT | 108.7401 | 6228.4612 | B | 0.47815 | 1502.3282 | 69 | C | 0.3875 | 114.4814 | 11292833.6173 | 288734.4161 | 69 | AE | 0.39927 | 112.6957 | 825402.8948 | 294743.3278 | #N/A | 283087.9993 | #N/A | 114.4814 | 1 | 6 | 114.4814 | 35 | Y | 0.44018 | 106.896 | 4559333.4757 | 123993.2064 | #N/A | #N/A | #N/A | #N/A | #N/A | #N/A | #N/A | #N/A | #N/A | #N/A | #N/A | 294330.6264 | #N/A | 112.6957 | 1 | 23 | 119.6957 | 35 | Z | 0.50452 | 108.9444 | 5331925.8435 | 138396.1297 | #N/A | #N/A | #N/A | #N/A | #N/A | #N/A | #N/A | #N/A | #N/A | #N/A
[8 empty] | 43 | BB | 108.9142 | 5748.3917 | BZ | 0.47193 | 2030.2212 | 70 | U | 0.38756 | 115.0066 | 2876641.3855 | 291611.0574 | 70 | I | 0.39503 | 111.3036 | 1189350.1177 | 295932.678 | #N/A | 290172.7368 | #N/A | 115.0066 | 1 | 7 | 122.0066 | 35 | Y | 0.44018 | 106.896 | 4559333.4757 | 128552.5399 | #N/A | #N/A | #N/A | #N/A | #N/A | #N/A | #N/A | #N/A | #N/A | #N/A | #N/A | 295338.0029 | #N/A | 111.3036 | 1 | 24 | 111.3036 | 35 | Z | 0.50452 | 108.9444 | 5331925.8435 | 143728.0556 | #N/A | #N/A | #N/A | #N/A | #N/A | #N/A | #N/A | #N/A | #N/A | #N/A
[8 empty] | 44 | Z | 108.9444 | 5331.9258 | BC | 0.46709 | 4847.6781 | 71 | BD | 0.40507 | 120.2497 | 3654787.5769 | 295265.845 | 71 | AJ | 0.38832 | 122.5438 | 1225938.3008 | 297158.6163 | #N/A | 293438.4512 | #N/A | 120.2497 | 1 | 8 | 120.2497 | 36 | AF | 0.44185 | 107.1055 | 1566339.5626 | 128552.5399 | #N/A | #N/A | #N/A | #N/A | #N/A | #N/A | #N/A | #N/A | #N/A | #N/A | #N/A | 296545.6471 | #N/A | 122.5438 | 1 | 25 | 129.5438 | 36 | BB | 0.50163 | 108.9142 | 5748391.7436 | 143728.0556 | #N/A | #N/A | #N/A | #N/A | #N/A | #N/A | #N/A | #N/A | #N/A | #N/A
MAP OF ZONES | [7 empty] | 45 | Q | 108.9654 | 5305.7644 | E | 0.46401 | 32702.8424 | 72 | BF | 0.41094 | 120.4141 | 6898604.5788 | 302164.4496 | 72 | U | 0.38756 | 115.0066 | 2876641.3855 | 300035.2576 | #N/A | 298715.1473 | #N/A | 120.4141 | 1 | 9 | 127.4141 | 36 | AF | 0.44185 | 107.1055 | 1566339.5626 | 130118.8794 | #N/A | #N/A | #N/A | #N/A | #N/A | #N/A | #N/A | #N/A | #N/A | #N/A | #N/A | 298596.9369 | #N/A | 115.0066 | 1 | 26 | 115.0066 | 36 | BB | 0.50163 | 108.9142 | 5748391.7436 | 149476.4473 | #N/A | #N/A | #N/A | #N/A | #N/A | #N/A | #N/A | #N/A | #N/A | #N/A
[8 empty] | 46 | BE | 108.9689 | 3775.5683 | BG | 0.46148 | 1311.8448 | 73 | AL | 0.40775 | 120.7546 | 3838466.1793 | 306002.9158 | 73 | C | 0.3875 | 114.4814 | 11292833.6173 | 311328.0913 | #N/A | 304083.6827 | #N/A | 120.7546 | 1 | 10 | 120.7546 | 37 | J | 0.44471 | 107.1484 | 1283900.7106 | 130118.8794 | #N/A | #N/A | #N/A | #N/A | #N/A | #N/A | #N/A | #N/A | #N/A | #N/A | #N/A | 305681.6745 | #N/A | 114.4814 | 1 | 27 | 121.4814 | 37 | BE | 0.4996 | 108.9689 | 3775568.3259 | 149476.4473 | #N/A | #N/A | #N/A | #N/A | #N/A | #N/A | #N/A | #N/A | #N/A | #N/A
[8 empty] | 47 | B | 109.5786 | 1502.3282 | AD | 0.45687 | 1337.9819 | 74 | AU | 0.40214 | 120.949 | 5388250.9998 | 311391.1668 | 74 | BY | 0.36656 | 123.8108 | 2277857.2981 | 313605.9486 | #N/A | 308697.0413 | #N/A | 120.949 | 1 | 11 | 127.949 | 37 | J | 0.44471 | 107.1484 | 1283900.7106 | 131402.7801 | #N/A | #N/A | #N/A | #N/A | #N/A | #N/A | #N/A | #N/A | #N/A | #N/A | #N/A | 312467.0199 | #N/A | 123.8108 | 1 | 28 | 123.8108 | 37 | BE | 0.4996 | 108.9689 | 3775568.3259 | 153252.0157 | #N/A | #N/A | #N/A | #N/A | #N/A | #N/A | #N/A | #N/A | #N/A | #N/A
[8 empty] | 48 | BH | 109.6623 | 2942.7123 | BT | 0.4562 | 6228.4612 | 75 | AJ | 0.38832 | 122.5438 | 1225938.3008 | 312617.1051 | 75 | A | 0.36579 | 113.71 | 376906.5098 | 313982.8551 | #N/A | 312004.1359 | #N/A | 122.5438 | 1 | 12 | 122.5438 | 38 | W | 0.56477 | 107.7169 | 5756078.9151 | 131402.7801 | #N/A | #N/A | #N/A | #N/A | #N/A | #N/A | #N/A | #N/A | #N/A | #N/A | #N/A | 313794.4018 | #N/A | 113.71 | 1 | 29 | 120.71 | 38 | S | 0.49898 | 113.3283 | 5680624.8411 | 153252.0157 | #N/A | #N/A | #N/A | #N/A | #N/A | #N/A | #N/A | #N/A | #N/A | #N/A
[8 empty] | 49 | AT | 109.8162 | 7333.3473 | AC | 0.45505 | 5444.1201 | 76 | BY | 0.36656 | 123.8108 | 2277857.2981 | 314894.9624 | 76 | BK | 0.3576 | 113.9907 | 912107.3156 | 314894.9624 | #N/A | 313756.0337 | #N/A | 123.8108 | 1 | 13 | 130.8108 | 38 | W | 0.56477 | 107.7169 | 5756078.9151 | 137158.8591 | #N/A | #N/A | #N/A | #N/A | #N/A | #N/A | #N/A | #N/A | #N/A | #N/A | #N/A | 314438.9087 | #N/A | 113.9907 | 1 | 30 | 113.9907 | 38 | S | 0.49898 | 113.3283 | 5680624.8411 | 158932.6405 | #N/A | #N/A | #N/A | #N/A | #N/A | #N/A | #N/A | #N/A | #N/A | #N/A
[8 empty] | 50 | AB | 110.357 | 6792.7472 | AN | 0.45382 | 1611.1362 | 77 | BX | 0.34038 | 127.1647 | 1749964.3032 | 316644.9267 | 77 | D | 0.34167 | 128.93 | 43928358.6158 | 358823.321 | #N/A | 315769.9445 | #N/A | 127.1647 | 1 | 14 | 127.1647 | 39 | AV | 0.51702 | 108.1464 | 6137221.8554 | 137158.8591 | #N/A | #N/A | #N/A | #N/A | #N/A | #N/A | #N/A | #N/A | #N/A | #N/A | #N/A | 336859.1417 | #N/A | 128.93 | 0 | 0 | 128.93 | 39 | BA | 0.49645 | 110.6022 | 4540141.4864 | 158932.6405 | #N/A | #N/A | #N/A | #N/A | #N/A | #N/A | #N/A | #N/A | #N/A | #N/A
[8 empty] | 51 | BZ | 110.3585 | 2030.2212 | M | 0.45039 | 1322.8997 | 78 | D | 0.34167 | 128.93 | 43928358.6158 | 360573.2853 | 78 | BX | 0.34038 | 127.1647 | 1749964.3032 | 360573.2853 | #N/A | 338609.106 | #N/A | 128.93 | 0 | 0 | 128.93 | 39 | AV | 0.51702 | 108.1464 | 6137221.8554 | 143296.0809 | #N/A | #N/A | #N/A | #N/A | #N/A | #N/A | #N/A | #N/A | #N/A | #N/A | #N/A | 359698.3031 | #N/A | 127.1647 | 0 | 0 | 127.1647 | 39 | BA | 0.49645 | 110.6022 | 4540141.4864 | 163472.782 | #N/A | #N/A | #N/A | #N/A | #N/A | #N/A | #N/A | #N/A | #N/A | #N/A
[8 empty] | 52 | BJ | 110.5746 | 1620.936 | J | 0.44471 | 1283.9007 | 79 | #N/A | #N/A | #N/A | #N/A | #N/A | 79 | #N/A | #N/A | #N/A | #N/A | #N/A | #N/A | #N/A | #N/A | #N/A | #N/A | #N/A | #N/A | 40 | AA | 0.583 | 108.5202 | 5518265.3687 | 143296.0809 | #N/A | #N/A | #N/A | #N/A | #N/A | #N/A | #N/A | #N/A | #N/A | #N/A | #N/A | #N/A | #N/A | #N/A | #N/A | #N/A | #N/A | 40 | AT | 0.49524 | 109.8162 | 7333347.2582 | 163472.782 | #N/A | #N/A | #N/A | #N/A | #N/A | #N/A | #N/A | #N/A | #N/A | #N/A
[8 empty] | 53 | BA | 110.6022 | 4540.1415 | AF | 0.44185 | 1566.3396 | 80 | #N/A | #N/A | #N/A | #N/A | #N/A | 80 | #N/A | #N/A | #N/A | #N/A | #N/A | #N/A | #N/A | #N/A | #N/A | #N/A | #N/A | #N/A | 40 | AA | 0.583 | 108.5202 | 5518265.3687 | 148814.3463 | #N/A | #N/A | #N/A | #N/A | #N/A | #N/A | #N/A | #N/A | #N/A | #N/A | #N/A | #N/A | #N/A | #N/A | #N/A | #N/A | #N/A | 40 | AT | 0.49524 | 109.8162 | 7333347.2582 | 170806.1292 | #N/A | #N/A | #N/A | #N/A | #N/A | #N/A | #N/A | #N/A | #N/A | #N/A
[8 empty] | 54 | P | 111.2523 | 4172.6953 | BH | 0.44075 | 2942.7123 | 81 | #N/A | #N/A | #N/A | #N/A | #N/A | 81 | #N/A | #N/A | #N/A | #N/A | #N/A | #N/A | #N/A | #N/A | #N/A | #N/A | #N/A | #N/A | 41 | BG | 0.46148 | 108.6958 | 1311844.7865 | 148814.3463 | #N/A | #N/A | #N/A | #N/A | #N/A | #N/A | #N/A | #N/A | #N/A | #N/A | #N/A | #N/A | #N/A | #N/A | #N/A | #N/A | #N/A | 41 | BS | 0.49037 | 103.9319 | 5870887.5797 | 170806.1292 | #N/A | #N/A | #N/A | #N/A | #N/A | #N/A | #N/A | #N/A | #N/A | #N/A
[8 empty] | 55 | I | 111.3036 | 1189.3501 | Y | 0.44018 | 4559.3335 | 82 | #N/A | #N/A | #N/A | #N/A | #N/A | 82 | #N/A | #N/A | #N/A | #N/A | #N/A | #N/A | #N/A | #N/A | #N/A | #N/A | #N/A | #N/A | 41 | BG | 0.46148 | 108.6958 | 1311844.7865 | 150126.1911 | #N/A | #N/A | #N/A | #N/A | #N/A | #N/A | #N/A | #N/A | #N/A | #N/A | #N/A | #N/A | #N/A | #N/A | #N/A | #N/A | #N/A | 41 | BS | 0.49037 | 103.9319 | 5870887.5797 | 176677.0168 | #N/A | #N/A | #N/A | #N/A | #N/A | #N/A | #N/A | #N/A | #N/A | #N/A
[8 empty] | 56 | BW | 111.6491 | 3767.4502 | BM | 0.43455 | 1508.6263 | 83 | #N/A | #N/A | #N/A | #N/A | #N/A | 83 | #N/A | #N/A | #N/A | #N/A | #N/A | #N/A | #N/A | #N/A | #N/A | #N/A | #N/A | #N/A | 42 | BT | 0.4562 | 108.7401 | 6228461.2026 | 150126.1911 | #N/A | #N/A | #N/A | #N/A | #N/A | #N/A | #N/A | #N/A | #N/A | #N/A | #N/A | #N/A | #N/A | #N/A | #N/A | #N/A | #N/A | 42 | B | 0.47815 | 109.5786 | 1502328.2485 | 176677.0168 | #N/A | #N/A | #N/A | #N/A | #N/A | #N/A | #N/A | #N/A | #N/A | #N/A
[8 empty] | 57 | AG | 111.845 | 448.4964 | Q | 0.43431 | 5305.7644 | 84 | #N/A | #N/A | #N/A | #N/A | #N/A | 84 | #N/A | #N/A | #N/A | #N/A | #N/A | #N/A | #N/A | #N/A | #N/A | #N/A | #N/A | #N/A | 42 | BT | 0.4562 | 108.7401 | 6228461.2026 | 156354.6523 | #N/A | #N/A | #N/A | #N/A | #N/A | #N/A | #N/A | #N/A | #N/A | #N/A | #N/A | #N/A | #N/A | #N/A | #N/A | #N/A | #N/A | 42 | B | 0.47815 | 109.5786 | 1502328.2485 | 178179.3451 | #N/A | #N/A | #N/A | #N/A | #N/A | #N/A | #N/A | #N/A | #N/A | #N/A
[8 empty] | 58 | BC | 112.43 | 4847.6781 | BW | 0.43317 | 3767.4502 | 85 | #N/A | #N/A | #N/A | #N/A | #N/A | 85 | #N/A | #N/A | #N/A | #N/A | #N/A | #N/A | #N/A | #N/A | #N/A | #N/A | #N/A | #N/A | 43 | BB | 0.50163 | 108.9142 | 5748391.7436 | 156354.6523 | #N/A | #N/A | #N/A | #N/A | #N/A | #N/A | #N/A | #N/A | #N/A | #N/A | #N/A | #N/A | #N/A | #N/A | #N/A | #N/A | #N/A | 43 | BZ | 0.47193 | 110.3585 | 2030221.2435 | 178179.3451 | #N/A | #N/A | #N/A | #N/A | #N/A | #N/A | #N/A | #N/A | #N/A | #N/A
[8 empty] | 59 | R | 112.6398 | 8303.1775 | AG | 0.42734 | 448.4964 | 86 | #N/A | #N/A | #N/A | #N/A | #N/A | 86 | #N/A | #N/A | #N/A | #N/A | #N/A | #N/A | #N/A | #N/A | #N/A | #N/A | #N/A | #N/A | 43 | BB | 0.50163 | 108.9142 | 5748391.7436 | 162103.044 | #N/A | #N/A | #N/A | #N/A | #N/A | #N/A | #N/A | #N/A | #N/A | #N/A | #N/A | #N/A | #N/A | #N/A | #N/A | #N/A | #N/A | 43 | BZ | 0.47193 | 110.3585 | 2030221.2435 | 180209.5663 | #N/A | #N/A | #N/A | #N/A | #N/A | #N/A | #N/A | #N/A | #N/A | #N/A
[8 empty] | 60 | AE | 112.6957 | 825.4029 | BP | 0.42727 | 3761.9859 | 87 | #N/A | #N/A | #N/A | #N/A | #N/A | 87 | #N/A | #N/A | #N/A | #N/A | #N/A | #N/A | #N/A | #N/A | #N/A | #N/A | #N/A | #N/A | 44 | Z | 0.50452 | 108.9444 | 5331925.8435 | 162103.044 | #N/A | #N/A | #N/A | #N/A | #N/A | #N/A | #N/A | #N/A | #N/A | #N/A | #N/A | #N/A | #N/A | #N/A | #N/A | #N/A | #N/A | 44 | BC | 0.46709 | 112.43 | 4847678.1417 | 180209.5663 | #N/A | #N/A | #N/A | #N/A | #N/A | #N/A | #N/A | #N/A | #N/A | #N/A
[8 empty] | 61 | BP | 112.7468 | 3761.9859 | BI | 0.42239 | 1655.7869 | 88 | #N/A | #N/A | #N/A | #N/A | #N/A | 88 | #N/A | #N/A | #N/A | #N/A | #N/A | #N/A | #N/A | #N/A | #N/A | #N/A | #N/A | #N/A | 44 | Z | 0.50452 | 108.9444 | 5331925.8435 | 167434.9699 | #N/A | #N/A | #N/A | #N/A | #N/A | #N/A | #N/A | #N/A | #N/A | #N/A | #N/A | #N/A | #N/A | #N/A | #N/A | #N/A | #N/A | 44 | BC | 0.46709 | 112.43 | 4847678.1417 | 185057.2445 | #N/A | #N/A | #N/A | #N/A | #N/A | #N/A | #N/A | #N/A | #N/A | #N/A
[8 empty] | 62 | E | 112.872 | 32702.8424 | AB | 0.41982 | 6792.7472 | 89 | #N/A | #N/A | #N/A | #N/A | #N/A | 89 | #N/A | #N/A | #N/A | #N/A | #N/A | #N/A | #N/A | #N/A | #N/A | #N/A | #N/A | #N/A | 45 | Q | 0.43431 | 108.9654 | 5305764.4106 | 167434.9699 | #N/A | #N/A | #N/A | #N/A | #N/A | #N/A | #N/A | #N/A | #N/A | #N/A | #N/A | #N/A | #N/A | #N/A | #N/A | #N/A | #N/A | 45 | E | 0.46401 | 112.872 | 32702842.3599 | 185057.2445 | #N/A | #N/A | #N/A | #N/A | #N/A | #N/A | #N/A | #N/A | #N/A | #N/A
[8 empty] | 63 | BI | 113.0037 | 1655.7869 | BJ | 0.41936 | 1620.936 | 90 | #N/A | #N/A | #N/A | #N/A | #N/A | 90 | #N/A | #N/A | #N/A | #N/A | #N/A | #N/A | #N/A | #N/A | #N/A | #N/A | #N/A | #N/A | 45 | Q | 0.43431 | 108.9654 | 5305764.4106 | 172740.7343 | #N/A | #N/A | #N/A | #N/A | #N/A | #N/A | #N/A | #N/A | #N/A | #N/A | #N/A | #N/A | #N/A | #N/A | #N/A | #N/A | #N/A | 45 | E | 0.46401 | 112.872 | 32702842.3599 | 217760.0868 | #N/A | #N/A | #N/A | #N/A | #N/A | #N/A | #N/A | #N/A | #N/A | #N/A
[8 empty] | 64 | S | 113.3283 | 5680.6248 | BR | 0.41453 | 3907.2054 | 91 | #N/A | #N/A | #N/A | #N/A | #N/A | 91 | #N/A | #N/A | #N/A | #N/A | #N/A | #N/A | #N/A | #N/A | #N/A | #N/A | #N/A | #N/A | 46 | BE | 0.4996 | 108.9689 | 3775568.3259 | 172740.7343 | #N/A | #N/A | #N/A | #N/A | #N/A | #N/A | #N/A | #N/A | #N/A | #N/A | #N/A | #N/A | #N/A | #N/A | #N/A | #N/A | #N/A | 46 | BG | 0.46148 | 108.6958 | 1311844.7865 | 217760.0868 | #N/A | #N/A | #N/A | #N/A | #N/A | #N/A | #N/A | #N/A | #N/A | #N/A
[8 empty] | 65 | BR | 113.5696 | 3907.2054 | BF | 0.41094 | 6898.6046 | 92 | #N/A | #N/A | #N/A | #N/A | #N/A | 92 | #N/A | #N/A | #N/A | #N/A | #N/A | #N/A | #N/A | #N/A | #N/A | #N/A | #N/A | #N/A | 46 | BE | 0.4996 | 108.9689 | 3775568.3259 | 176516.3026 | #N/A | #N/A | #N/A | #N/A | #N/A | #N/A | #N/A | #N/A | #N/A | #N/A | #N/A | #N/A | #N/A | #N/A | #N/A | #N/A | #N/A | 46 | BG | 0.46148 | 108.6958 | 1311844.7865 | 219071.9316 | #N/A | #N/A | #N/A | #N/A | #N/A | #N/A | #N/A | #N/A | #N/A | #N/A
[8 empty] | 66 | A | 113.71 | 376.9065 | AL | 0.40775 | 3838.4662 | 93 | #N/A | #N/A | #N/A | #N/A | #N/A | 93 | #N/A | #N/A | #N/A | #N/A | #N/A | #N/A | #N/A | #N/A | #N/A | #N/A | #N/A | #N/A | 47 | B | 0.47815 | 109.5786 | 1502328.2485 | 176516.3026 | #N/A | #N/A | #N/A | #N/A | #N/A | #N/A | #N/A | #N/A | #N/A | #N/A | #N/A | #N/A | #N/A | #N/A | #N/A | #N/A | #N/A | 47 | AD | 0.45687 | 105.2269 | 1337981.9267 | 219071.9316 | #N/A | #N/A | #N/A | #N/A | #N/A | #N/A | #N/A | #N/A | #N/A | #N/A
[8 empty] | 67 | BK | 113.9907 | 912.1073 | BD | 0.40507 | 3654.7876 | 94 | #N/A | #N/A | #N/A | #N/A | #N/A | 94 | #N/A | #N/A | #N/A | #N/A | #N/A | #N/A | #N/A | #N/A | #N/A | #N/A | #N/A | #N/A | 47 | B | 0.47815 | 109.5786 | 1502328.2485 | 178018.6308 | #N/A | #N/A | #N/A | #N/A | #N/A | #N/A | #N/A | #N/A | #N/A | #N/A | #N/A | #N/A | #N/A | #N/A | #N/A | #N/A | #N/A | 47 | AD | 0.45687 | 105.2269 | 1337981.9267 | 220409.9135 | #N/A | #N/A | #N/A | #N/A | #N/A | #N/A | #N/A | #N/A | #N/A | #N/A
[8 empty] | 68 | AN | 114.3617 | 1611.1362 | AU | 0.40214 | 5388.251 | 95 | #N/A | #N/A | #N/A | #N/A | #N/A | 95 | #N/A | #N/A | #N/A | #N/A | #N/A | #N/A | #N/A | #N/A | #N/A | #N/A | #N/A | #N/A | 48 | BH | 0.44075 | 109.6623 | 2942712.3306 | 178018.6308 | #N/A | #N/A | #N/A | #N/A | #N/A | #N/A | #N/A | #N/A | #N/A | #N/A | #N/A | #N/A | #N/A | #N/A | #N/A | #N/A | #N/A | 48 | BT | 0.4562 | 108.7401 | 6228461.2026 | 220409.9135 | #N/A | #N/A | #N/A | #N/A | #N/A | #N/A | #N/A | #N/A | #N/A | #N/A
[8 empty] | 69 | C | 114.4814 | 11292.8336 | AE | 0.39927 | 825.4029 | 96 | #N/A | #N/A | #N/A | #N/A | #N/A | 96 | #N/A | #N/A | #N/A | #N/A | #N/A | #N/A | #N/A | #N/A | #N/A | #N/A | #N/A | #N/A | 48 | BH | 0.44075 | 109.6623 | 2942712.3306 | 180961.3432 | #N/A | #N/A | #N/A | #N/A | #N/A | #N/A | #N/A | #N/A | #N/A | #N/A | #N/A | #N/A | #N/A | #N/A | #N/A | #N/A | #N/A | 48 | BT | 0.4562 | 108.7401 | 6228461.2026 | 226638.3747 | #N/A | #N/A | #N/A | #N/A | #N/A | #N/A | #N/A | #N/A | #N/A | #N/A
[8 empty] | 70 | U | 115.0066 | 2876.6414 | I | 0.39503 | 1189.3501 | 97 | #N/A | #N/A | #N/A | #N/A | #N/A | 97 | #N/A | #N/A | #N/A | #N/A | #N/A | #N/A | #N/A | #N/A | #N/A | #N/A | #N/A | #N/A | 49 | AT | 0.49524 | 109.8162 | 7333347.2582 | 180961.3432 | #N/A | #N/A | #N/A | #N/A | #N/A | #N/A | #N/A | #N/A | #N/A | #N/A | #N/A | #N/A | #N/A | #N/A | #N/A | #N/A | #N/A | 49 | AC | 0.45505 | 106.3207 | 5444120.119 | 226638.3747 | #N/A | #N/A | #N/A | #N/A | #N/A | #N/A | #N/A | #N/A | #N/A | #N/A
[8 empty] | 71 | BD | 120.2497 | 3654.7876 | AJ | 0.38832 | 1225.9383 | 98 | #N/A | #N/A | #N/A | #N/A | #N/A | 98 | #N/A | #N/A | #N/A | #N/A | #N/A | #N/A | #N/A | #N/A | #N/A | #N/A | #N/A | #N/A | 49 | AT | 0.49524 | 109.8162 | 7333347.2582 | 188294.6904 | #N/A | #N/A | #N/A | #N/A | #N/A | #N/A | #N/A | #N/A | #N/A | #N/A | #N/A | #N/A | #N/A | #N/A | #N/A | #N/A | #N/A | 49 | AC | 0.45505 | 106.3207 | 5444120.119 | 232082.4948 | #N/A | #N/A | #N/A | #N/A | #N/A | #N/A | #N/A | #N/A | #N/A | #N/A
[8 empty] | 72 | BF | 120.4141 | 6898.6046 | U | 0.38756 | 2876.6414 | 99 | #N/A | #N/A | #N/A | #N/A | #N/A | 99 | #N/A | #N/A | #N/A | #N/A | #N/A | #N/A | #N/A | #N/A | #N/A | #N/A | #N/A | #N/A | 50 | AB | 0.41982 | 110.357 | 6792747.1824 | 188294.6904 | #N/A | #N/A | #N/A | #N/A | #N/A | #N/A | #N/A | #N/A | #N/A | #N/A | #N/A | #N/A | #N/A | #N/A | #N/A | #N/A | #N/A | 50 | AN | 0.45382 | 114.3617 | 1611136.1753 | 232082.4948 | #N/A | #N/A | #N/A | #N/A | #N/A | #N/A | #N/A | #N/A | #N/A | #N/A
[8 empty] | 73 | AL | 120.7546 | 3838.4662 | C | 0.3875 | 11292.8336 | 100 | #N/A | #N/A | #N/A | #N/A | #N/A | 100 | #N/A | #N/A | #N/A | #N/A | #N/A | #N/A | #N/A | #N/A | #N/A | #N/A | #N/A | #N/A | 50 | AB | 0.41982 | 110.357 | 6792747.1824 | 195087.4376 | #N/A | #N/A | #N/A | #N/A | #N/A | #N/A | #N/A | #N/A | #N/A | #N/A | #N/A | #N/A | #N/A | #N/A | #N/A | #N/A | #N/A | 50 | AN | 0.45382 | 114.3617 | 1611136.1753 | 233693.631 | #N/A | #N/A | #N/A | #N/A | #N/A | #N/A | #N/A | #N/A | #N/A | #N/A
[8 empty] | 74 | AU | 120.949 | 5388.251 | BY | 0.36656 | 2277.8573 | 101 | #N/A | #N/A | #N/A | #N/A | #N/A | 101 | #N/A | #N/A | #N/A | #N/A | #N/A | #N/A | #N/A | #N/A | #N/A | #N/A | #N/A | #N/A | 51 | BZ | 0.47193 | 110.3585 | 2030221.2435 | 195087.4376 | #N/A | #N/A | #N/A | #N/A | #N/A | #N/A | #N/A | #N/A | #N/A | #N/A | #N/A | #N/A | #N/A | #N/A | #N/A | #N/A | #N/A | 51 | M | 0.45039 | 106.7176 | 1322899.7088 | 233693.631 | #N/A | #N/A | #N/A | #N/A | #N/A | #N/A | #N/A | #N/A | #N/A | #N/A
[8 empty] | 75 | AJ | 122.5438 | 1225.9383 | A | 0.36579 | 376.9065 | 102 | #N/A | #N/A | #N/A | #N/A | #N/A | 102 | #N/A | #N/A | #N/A | #N/A | #N/A | #N/A | #N/A | #N/A | #N/A | #N/A | #N/A | #N/A | 51 | BZ | 0.47193 | 110.3585 | 2030221.2435 | 197117.6589 | #N/A | #N/A | #N/A | #N/A | #N/A | #N/A | #N/A | #N/A | #N/A | #N/A | #N/A | #N/A | #N/A | #N/A | #N/A | #N/A | #N/A | 51 | M | 0.45039 | 106.7176 | 1322899.7088 | 235016.5307 | #N/A | #N/A | #N/A | #N/A | #N/A | #N/A | #N/A | #N/A | #N/A | #N/A
[8 empty] | 76 | BY | 123.8108 | 2277.8573 | BK | 0.3576 | 912.1073 | 103 | #N/A | #N/A | #N/A | #N/A | #N/A | 103 | #N/A | #N/A | #N/A | #N/A | #N/A | #N/A | #N/A | #N/A | #N/A | #N/A | #N/A | #N/A | 52 | BJ | 0.41936 | 110.5746 | 1620935.97 | 197117.6589 | #N/A | #N/A | #N/A | #N/A | #N/A | #N/A | #N/A | #N/A | #N/A | #N/A | #N/A | #N/A | #N/A | #N/A | #N/A | #N/A | #N/A | 52 | J | 0.44471 | 107.1484 | 1283900.7106 | 235016.5307 | #N/A | #N/A | #N/A | #N/A | #N/A | #N/A | #N/A | #N/A | #N/A | #N/A
[8 empty] | 77 | BX | 127.1647 | 1749.9643 | D | 0.34167 | 43928.3586 | 104 | #N/A | #N/A | #N/A | #N/A | #N/A | 104 | #N/A | #N/A | #N/A | #N/A | #N/A | #N/A | #N/A | #N/A | #N/A | #N/A | #N/A | #N/A | 52 | BJ | 0.41936 | 110.5746 | 1620935.97 | 198738.5948 | #N/A | #N/A | #N/A | #N/A | #N/A | #N/A | #N/A | #N/A | #N/A | #N/A | #N/A | #N/A | #N/A | #N/A | #N/A | #N/A | #N/A | 52 | J | 0.44471 | 107.1484 | 1283900.7106 | 236300.4314 | #N/A | #N/A | #N/A | #N/A | #N/A | #N/A | #N/A | #N/A | #N/A | #N/A
[8 empty] | 78 | D | 128.93 | 43928.3586 | BX | 0.34038 | 1749.9643 | 105 | #N/A | #N/A | #N/A | #N/A | #N/A | 105 | #N/A | #N/A | #N/A | #N/A | #N/A | #N/A | #N/A | #N/A | #N/A | #N/A | #N/A | #N/A | 53 | BA | 0.49645 | 110.6022 | 4540141.4864 | 198738.5948 | #N/A | #N/A | #N/A | #N/A | #N/A | #N/A | #N/A | #N/A | #N/A | #N/A | #N/A | #N/A | #N/A | #N/A | #N/A | #N/A | #N/A | 53 | AF | 0.44185 | 107.1055 | 1566339.5626 | 236300.4314 | #N/A | #N/A | #N/A | #N/A | #N/A | #N/A | #N/A | #N/A | #N/A | #N/A
[8 empty] | 79 | [6 empty] | 106 | #N/A | #N/A | #N/A | #N/A | #N/A | 106 | #N/A | #N/A | #N/A | #N/A | #N/A | #N/A | #N/A | #N/A | #N/A | #N/A | #N/A | #N/A | 53 | BA | 0.49645 | 110.6022 | 4540141.4864 | 203278.7363 | #N/A | #N/A | #N/A | #N/A | #N/A | #N/A | #N/A | #N/A | #N/A | #N/A | #N/A | #N/A | #N/A | #N/A | #N/A | #N/A | #N/A | 53 | AF | 0.44185 | 107.1055 | 1566339.5626 | 237866.771 | #N/A | #N/A | #N/A | #N/A | #N/A | #N/A | #N/A | #N/A | #N/A | #N/A
[8 empty] | 80 | [6 empty] | 107 | #N/A | #N/A | #N/A | #N/A | #N/A | 107 | #N/A | #N/A | #N/A | #N/A | #N/A | #N/A | #N/A | #N/A | #N/A | #N/A | #N/A | #N/A | 54 | P | 0.51395 | 111.2523 | 4172695.3455 | 203278.7363 | #N/A | #N/A | #N/A | #N/A | #N/A | #N/A | #N/A | #N/A | #N/A | #N/A | #N/A | #N/A | #N/A | #N/A | #N/A | #N/A | #N/A | 54 | BH | 0.44075 | 109.6623 | 2942712.3306 | 237866.771 | #N/A | #N/A | #N/A | #N/A | #N/A | #N/A | #N/A | #N/A | #N/A | #N/A
[8 empty] | 81 | [6 empty] | 108 | #N/A | #N/A | #N/A | #N/A | #N/A | 108 | #N/A | #N/A | #N/A | #N/A | #N/A | #N/A | #N/A | #N/A | #N/A | #N/A | #N/A | #N/A | 54 | P | 0.51395 | 111.2523 | 4172695.3455 | 207451.4317 | #N/A | #N/A | #N/A | #N/A | #N/A | #N/A | #N/A | #N/A | #N/A | #N/A | #N/A | #N/A | #N/A | #N/A | #N/A | #N/A | #N/A | 54 | BH | 0.44075 | 109.6623 | 2942712.3306 | 240809.4833 | #N/A | #N/A | #N/A | #N/A | #N/A | #N/A | #N/A | #N/A | #N/A | #N/A
[8 empty] | 82 | [6 empty] | 109 | #N/A | #N/A | #N/A | #N/A | #N/A | 109 | #N/A | #N/A | #N/A | #N/A | #N/A | #N/A | #N/A | #N/A | #N/A | #N/A | #N/A | #N/A | 55 | I | 0.39503 | 111.3036 | 1189350.1177 | 207451.4317 | #N/A | #N/A | #N/A | #N/A | #N/A | #N/A | #N/A | #N/A | #N/A | #N/A | #N/A | #N/A | #N/A | #N/A | #N/A | #N/A | #N/A | 55 | Y | 0.44018 | 106.896 | 4559333.4757 | 240809.4833 | #N/A | #N/A | #N/A | #N/A | #N/A | #N/A | #N/A | #N/A | #N/A | #N/A
[8 empty] | 83 | [6 empty] | 110 | #N/A | #N/A | #N/A | #N/A | #N/A | 110 | #N/A | #N/A | #N/A | #N/A | #N/A | #N/A | #N/A | #N/A | #N/A | #N/A | #N/A | #N/A | 55 | I | 0.39503 | 111.3036 | 1189350.1177 | 208640.7818 | #N/A | #N/A | #N/A | #N/A | #N/A | #N/A | #N/A | #N/A | #N/A | #N/A | #N/A | #N/A | #N/A | #N/A | #N/A | #N/A | #N/A | 55 | Y | 0.44018 | 106.896 | 4559333.4757 | 245368.8168 | #N/A | #N/A | #N/A | #N/A | #N/A | #N/A | #N/A | #N/A | #N/A | #N/A
[8 empty] | 84 | [6 empty] | 111 | #N/A | #N/A | #N/A | #N/A | #N/A | 111 | #N/A | #N/A | #N/A | #N/A | #N/A | #N/A | #N/A | #N/A | #N/A | #N/A | #N/A | #N/A | 56 | BW | 0.43317 | 111.6491 | 3767450.2024 | 208640.7818 | #N/A | #N/A | #N/A | #N/A | #N/A | #N/A | #N/A | #N/A | #N/A | #N/A | #N/A | #N/A | #N/A | #N/A | #N/A | #N/A | #N/A | 56 | BM | 0.43455 | 106.6441 | 1508626.3207 | 245368.8168 | #N/A | #N/A | #N/A | #N/A | #N/A | #N/A | #N/A | #N/A | #N/A | #N/A
[8 empty] | 85 | [6 empty] | 112 | #N/A | #N/A | #N/A | #N/A | #N/A | 112 | #N/A | #N/A | #N/A | #N/A | #N/A | #N/A | #N/A | #N/A | #N/A | #N/A | #N/A | #N/A | 56 | BW | 0.43317 | 111.6491 | 3767450.2024 | 212408.232 | #N/A | #N/A | #N/A | #N/A | #N/A | #N/A | #N/A | #N/A | #N/A | #N/A | #N/A | #N/A | #N/A | #N/A | #N/A | #N/A | #N/A | 56 | BM | 0.43455 | 106.6441 | 1508626.3207 | 246877.4431 | #N/A | #N/A | #N/A | #N/A | #N/A | #N/A | #N/A | #N/A | #N/A | #N/A
[8 empty] | 86 | [6 empty] | 113 | #N/A | #N/A | #N/A | #N/A | #N/A | 113 | #N/A | #N/A | #N/A | #N/A | #N/A | #N/A | #N/A | #N/A | #N/A | #N/A | #N/A | #N/A | 57 | AG | 0.42734 | 111.845 | 448496.385 | 212408.232 | #N/A | #N/A | #N/A | #N/A | #N/A | #N/A | #N/A | #N/A | #N/A | #N/A | #N/A | #N/A | #N/A | #N/A | #N/A | #N/A | #N/A | 57 | Q | 0.43431 | 108.9654 | 5305764.4106 | 246877.4431 | #N/A | #N/A | #N/A | #N/A | #N/A | #N/A | #N/A | #N/A | #N/A | #N/A
[8 empty] | 87 | [6 empty] | 114 | #N/A | #N/A | #N/A | #N/A | #N/A | 114 | #N/A | #N/A | #N/A | #N/A | #N/A | #N/A | #N/A | #N/A | #N/A | #N/A | #N/A | #N/A | 57 | AG | 0.42734 | 111.845 | 448496.385 | 212856.7284 | #N/A | #N/A | #N/A | #N/A | #N/A | #N/A | #N/A | #N/A | #N/A | #N/A | #N/A | #N/A | #N/A | #N/A | #N/A | #N/A | #N/A | 57 | Q | 0.43431 | 108.9654 | 5305764.4106 | 252183.2075 | #N/A | #N/A | #N/A | #N/A | #N/A | #N/A | #N/A | #N/A | #N/A | #N/A
[8 empty] | 88 | [6 empty] | 115 | #N/A | #N/A | #N/A | #N/A | #N/A | 115 | #N/A | #N/A | #N/A | #N/A | #N/A | #N/A | #N/A | #N/A | #N/A | #N/A | #N/A | #N/A | 58 | BC | 0.46709 | 112.43 | 4847678.1417 | 212856.7284 | #N/A | #N/A | #N/A | #N/A | #N/A | #N/A | #N/A | #N/A | #N/A | #N/A | #N/A | #N/A | #N/A | #N/A | #N/A | #N/A | #N/A | 58 | BW | 0.43317 | 111.6491 | 3767450.2024 | 252183.2075 | #N/A | #N/A | #N/A | #N/A | #N/A | #N/A | #N/A | #N/A | #N/A | #N/A
[8 empty] | 89 | [6 empty] | 116 | #N/A | #N/A | #N/A | #N/A | #N/A | 116 | #N/A | #N/A | #N/A | #N/A | #N/A | #N/A | #N/A | #N/A | #N/A | #N/A | #N/A | #N/A | 58 | BC | 0.46709 | 112.43 | 4847678.1417 | 217704.4065 | #N/A | #N/A | #N/A | #N/A | #N/A | #N/A | #N/A | #N/A | #N/A | #N/A | #N/A | #N/A | #N/A | #N/A | #N/A | #N/A | #N/A | 58 | BW | 0.43317 | 111.6491 | 3767450.2024 | 255950.6577 | #N/A | #N/A | #N/A | #N/A | #N/A | #N/A | #N/A | #N/A | #N/A | #N/A
[8 empty] | 90 | [6 empty] | 117 | #N/A | #N/A | #N/A | #N/A | #N/A | 117 | #N/A | #N/A | #N/A | #N/A | #N/A | #N/A | #N/A | #N/A | #N/A | #N/A | #N/A | #N/A | 59 | R | 0.50496 | 112.6398 | 8303177.5214 | 217704.4065 | #N/A | #N/A | #N/A | #N/A | #N/A | #N/A | #N/A | #N/A | #N/A | #N/A | #N/A | #N/A | #N/A | #N/A | #N/A | #N/A | #N/A | 59 | AG | 0.42734 | 111.845 | 448496.385 | 255950.6577 | #N/A | #N/A | #N/A | #N/A | #N/A | #N/A | #N/A | #N/A | #N/A | #N/A
[8 empty] | 91 | [6 empty] | 118 | #N/A | #N/A | #N/A | #N/A | #N/A | 118 | #N/A | #N/A | #N/A | #N/A | #N/A | #N/A | #N/A | #N/A | #N/A | #N/A | #N/A | #N/A | 59 | R | 0.50496 | 112.6398 | 8303177.5214 | 226007.584 | #N/A | #N/A | #N/A | #N/A | #N/A | #N/A | #N/A | #N/A | #N/A | #N/A | #N/A | #N/A | #N/A | #N/A | #N/A | #N/A | #N/A | 59 | AG | 0.42734 | 111.845 | 448496.385 | 256399.1541 | #N/A | #N/A | #N/A | #N/A | #N/A | #N/A | #N/A | #N/A | #N/A | #N/A
[8 empty] | 92 | [6 empty] | 119 | #N/A | #N/A | #N/A | #N/A | #N/A | 119 | #N/A | #N/A | #N/A | #N/A | #N/A | #N/A | #N/A | #N/A | #N/A | #N/A | #N/A | #N/A | 60 | AE | 0.39927 | 112.6957 | 825402.8948 | 226007.584 | #N/A | #N/A | #N/A | #N/A | #N/A | #N/A | #N/A | #N/A | #N/A | #N/A | #N/A | #N/A | #N/A | #N/A | #N/A | #N/A | #N/A | 60 | BP | 0.42727 | 112.7468 | 3761985.9281 | 256399.1541 | #N/A | #N/A | #N/A | #N/A | #N/A | #N/A | #N/A | #N/A | #N/A | #N/A
[8 empty] | 93 | [6 empty] | 120 | #N/A | #N/A | #N/A | #N/A | #N/A | 120 | #N/A | #N/A | #N/A | #N/A | #N/A | #N/A | #N/A | #N/A | #N/A | #N/A | #N/A | #N/A | 60 | AE | 0.39927 | 112.6957 | 825402.8948 | 226832.9869 | #N/A | #N/A | #N/A | #N/A | #N/A | #N/A | #N/A | #N/A | #N/A | #N/A | #N/A | #N/A | #N/A | #N/A | #N/A | #N/A | #N/A | 60 | BP | 0.42727 | 112.7468 | 3761985.9281 | 260161.1401 | #N/A | #N/A | #N/A | #N/A | #N/A | #N/A | #N/A | #N/A | #N/A | #N/A
[8 empty] | 94 | [6 empty] | 121 | #N/A | #N/A | #N/A | #N/A | #N/A | 121 | #N/A | #N/A | #N/A | #N/A | #N/A | #N/A | #N/A | #N/A | #N/A | #N/A | #N/A | #N/A | 61 | BP | 0.42727 | 112.7468 | 3761985.9281 | 226832.9869 | #N/A | #N/A | #N/A | #N/A | #N/A | #N/A | #N/A | #N/A | #N/A | #N/A | #N/A | #N/A | #N/A | #N/A | #N/A | #N/A | #N/A | 61 | BI | 0.42239 | 113.0037 | 1655786.9476 | 260161.1401 | #N/A | #N/A | #N/A | #N/A | #N/A | #N/A | #N/A | #N/A | #N/A | #N/A
[8 empty] | 95 | [6 empty] | 122 | #N/A | #N/A | #N/A | #N/A | #N/A | 122 | #N/A | #N/A | #N/A | #N/A | #N/A | #N/A | #N/A | #N/A | #N/A | #N/A | #N/A | #N/A | 61 | BP | 0.42727 | 112.7468 | 3761985.9281 | 230594.9728 | #N/A | #N/A | #N/A | #N/A | #N/A | #N/A | #N/A | #N/A | #N/A | #N/A | #N/A | #N/A | #N/A | #N/A | #N/A | #N/A | #N/A | 61 | BI | 0.42239 | 113.0037 | 1655786.9476 | 261816.927 | #N/A | #N/A | #N/A | #N/A | #N/A | #N/A | #N/A | #N/A | #N/A | #N/A
[8 empty] | 96 | [6 empty] | 123 | #N/A | #N/A | #N/A | #N/A | #N/A | 123 | #N/A | #N/A | #N/A | #N/A | #N/A | #N/A | #N/A | #N/A | #N/A | #N/A | #N/A | #N/A | 62 | E | 0.46401 | 112.872 | 32702842.3599 | 230594.9728 | #N/A | #N/A | #N/A | #N/A | #N/A | #N/A | #N/A | #N/A | #N/A | #N/A | #N/A | #N/A | #N/A | #N/A | #N/A | #N/A | #N/A | 62 | AB | 0.41982 | 110.357 | 6792747.1824 | 261816.927 | #N/A | #N/A | #N/A | #N/A | #N/A | #N/A | #N/A | #N/A | #N/A | #N/A
[8 empty] | 97 | [6 empty] | 124 | #N/A | #N/A | #N/A | #N/A | #N/A | 124 | #N/A | #N/A | #N/A | #N/A | #N/A | #N/A | #N/A | #N/A | #N/A | #N/A | #N/A | #N/A | 62 | E | 0.46401 | 112.872 | 32702842.3599 | 263297.8152 | #N/A | #N/A | #N/A | #N/A | #N/A | #N/A | #N/A | #N/A | #N/A | #N/A | #N/A | #N/A | #N/A | #N/A | #N/A | #N/A | #N/A | 62 | AB | 0.41982 | 110.357 | 6792747.1824 | 268609.6742 | #N/A | #N/A | #N/A | #N/A | #N/A | #N/A | #N/A | #N/A | #N/A | #N/A
[8 empty] | 98 | [6 empty] | 125 | #N/A | #N/A | #N/A | #N/A | #N/A | 125 | #N/A | #N/A | #N/A | #N/A | #N/A | #N/A | #N/A | #N/A | #N/A | #N/A | #N/A | #N/A | 63 | BI | 0.42239 | 113.0037 | 1655786.9476 | 263297.8152 | #N/A | #N/A | #N/A | #N/A | #N/A | #N/A | #N/A | #N/A | #N/A | #N/A | #N/A | #N/A | #N/A | #N/A | #N/A | #N/A | #N/A | 63 | BJ | 0.41936 | 110.5746 | 1620935.97 | 268609.6742 | #N/A | #N/A | #N/A | #N/A | #N/A | #N/A | #N/A | #N/A | #N/A | #N/A
[8 empty] | 99 | [6 empty] | 126 | #N/A | #N/A | #N/A | #N/A | #N/A | 126 | #N/A | #N/A | #N/A | #N/A | #N/A | #N/A | #N/A | #N/A | #N/A | #N/A | #N/A | #N/A | 63 | BI | 0.42239 | 113.0037 | 1655786.9476 | 264953.6022 | #N/A | #N/A | #N/A | #N/A | #N/A | #N/A | #N/A | #N/A | #N/A | #N/A | #N/A | #N/A | #N/A | #N/A | #N/A | #N/A | #N/A | 63 | BJ | 0.41936 | 110.5746 | 1620935.97 | 270230.6102 | #N/A | #N/A | #N/A | #N/A | #N/A | #N/A | #N/A | #N/A | #N/A | #N/A
[8 empty] | 100 | [6 empty] | 127 | #N/A | #N/A | #N/A | #N/A | #N/A | 127 | #N/A | #N/A | #N/A | #N/A | #N/A | #N/A | #N/A | #N/A | #N/A | #N/A | #N/A | #N/A | 64 | S | 0.49898 | 113.3283 | 5680624.8411 | 264953.6022 | #N/A | #N/A | #N/A | #N/A | #N/A | #N/A | #N/A | #N/A | #N/A | #N/A | #N/A | #N/A | #N/A | #N/A | #N/A | #N/A | #N/A | 64 | BR | 0.41453 | 113.5696 | 3907205.4485 | 270230.6102 | #N/A | #N/A | #N/A | #N/A | #N/A | #N/A | #N/A | #N/A | #N/A | #N/A
[8 empty] | 101 | [6 empty] | 128 | #N/A | #N/A | #N/A | #N/A | #N/A | 128 | #N/A | #N/A | #N/A | #N/A | #N/A | #N/A | #N/A | #N/A | #N/A | #N/A | #N/A | #N/A | 64 | S | 0.49898 | 113.3283 | 5680624.8411 | 270634.227 | #N/A | #N/A | #N/A | #N/A | #N/A | #N/A | #N/A | #N/A | #N/A | #N/A | #N/A | #N/A | #N/A | #N/A | #N/A | #N/A | #N/A | 64 | BR | 0.41453 | 113.5696 | 3907205.4485 | 274137.8156 | #N/A | #N/A | #N/A | #N/A | #N/A | #N/A | #N/A | #N/A | #N/A | #N/A
[8 empty] | 102 | [6 empty] | 129 | #N/A | #N/A | #N/A | #N/A | #N/A | 129 | #N/A | #N/A | #N/A | #N/A | #N/A | #N/A | #N/A | #N/A | #N/A | #N/A | #N/A | #N/A | 65 | BR | 0.41453 | 113.5696 | 3907205.4485 | 270634.227 | #N/A | #N/A | #N/A | #N/A | #N/A | #N/A | #N/A | #N/A | #N/A | #N/A | #N/A | #N/A | #N/A | #N/A | #N/A | #N/A | #N/A | 65 | BF | 0.41094 | 120.4141 | 6898604.5788 | 274137.8156 | #N/A | #N/A | #N/A | #N/A | #N/A | #N/A | #N/A | #N/A | #N/A | #N/A
[8 empty] | 103 | [6 empty] | 130 | #N/A | #N/A | #N/A | #N/A | #N/A | 130 | #N/A | #N/A | #N/A | #N/A | #N/A | #N/A | #N/A | #N/A | #N/A | #N/A | #N/A | #N/A | 65 | BR | 0.41453 | 113.5696 | 3907205.4485 | 274541.4324 | #N/A | #N/A | #N/A | #N/A | #N/A | #N/A | #N/A | #N/A | #N/A | #N/A | #N/A | #N/A | #N/A | #N/A | #N/A | #N/A | #N/A | 65 | BF | 0.41094 | 120.4141 | 6898604.5788 | 281036.4202 | #N/A | #N/A | #N/A | #N/A | #N/A | #N/A | #N/A | #N/A | #N/A | #N/A
[8 empty] | 104 | [6 empty] | 131 | #N/A | #N/A | #N/A | #N/A | #N/A | 131 | #N/A | #N/A | #N/A | #N/A | #N/A | #N/A | #N/A | #N/A | #N/A | #N/A | #N/A | #N/A | 66 | A | 0.36579 | 113.71 | 376906.5098 | 274541.4324 | #N/A | #N/A | #N/A | #N/A | #N/A | #N/A | #N/A | #N/A | #N/A | #N/A | #N/A | #N/A | #N/A | #N/A | #N/A | #N/A | #N/A | 66 | AL | 0.40775 | 120.7546 | 3838466.1793 | 281036.4202 | #N/A | #N/A | #N/A | #N/A | #N/A | #N/A | #N/A | #N/A | #N/A | #N/A
[8 empty] | 105 | [6 empty] | 132 | #N/A | #N/A | #N/A | #N/A | #N/A | 132 | #N/A | #N/A | #N/A | #N/A | #N/A | #N/A | #N/A | #N/A | #N/A | #N/A | #N/A | #N/A | 66 | A | 0.36579 | 113.71 | 376906.5098 | 274918.339 | #N/A | #N/A | #N/A | #N/A | #N/A | #N/A | #N/A | #N/A | #N/A | #N/A | #N/A | #N/A | #N/A | #N/A | #N/A | #N/A | #N/A | 66 | AL | 0.40775 | 120.7546 | 3838466.1793 | 284874.8864 | #N/A | #N/A | #N/A | #N/A | #N/A | #N/A | #N/A | #N/A | #N/A | #N/A
[8 empty] | 106 | [6 empty] | 133 | #N/A | #N/A | #N/A | #N/A | #N/A | 133 | #N/A | #N/A | #N/A | #N/A | #N/A | #N/A | #N/A | #N/A | #N/A | #N/A | #N/A | #N/A | 67 | BK | 0.3576 | 113.9907 | 912107.3156 | 274918.339 | #N/A | #N/A | #N/A | #N/A | #N/A | #N/A | #N/A | #N/A | #N/A | #N/A | #N/A | #N/A | #N/A | #N/A | #N/A | #N/A | #N/A | 67 | BD | 0.40507 | 120.2497 | 3654787.5769 | 284874.8864 | #N/A | #N/A | #N/A | #N/A | #N/A | #N/A | #N/A | #N/A | #N/A | #N/A
[8 empty] | 107 | [6 empty] | 134 | #N/A | #N/A | #N/A | #N/A | #N/A | 134 | #N/A | #N/A | #N/A | #N/A | #N/A | #N/A | #N/A | #N/A | #N/A | #N/A | #N/A | #N/A | 67 | BK | 0.3576 | 113.9907 | 912107.3156 | 275830.4463 | #N/A | #N/A | #N/A | #N/A | #N/A | #N/A | #N/A | #N/A | #N/A | #N/A | #N/A | #N/A | #N/A | #N/A | #N/A | #N/A | #N/A | 67 | BD | 0.40507 | 120.2497 | 3654787.5769 | 288529.6739 | #N/A | #N/A | #N/A | #N/A | #N/A | #N/A | #N/A | #N/A | #N/A | #N/A
[8 empty] | 108 | [6 empty] | 135 | #N/A | #N/A | #N/A | #N/A | #N/A | 135 | #N/A | #N/A | #N/A | #N/A | #N/A | #N/A | #N/A | #N/A | #N/A | #N/A | #N/A | #N/A | 68 | AN | 0.45382 | 114.3617 | 1611136.1753 | 275830.4463 | #N/A | #N/A | #N/A | #N/A | #N/A | #N/A | #N/A | #N/A | #N/A | #N/A | #N/A | #N/A | #N/A | #N/A | #N/A | #N/A | #N/A | 68 | AU | 0.40214 | 120.949 | 5388250.9998 | 288529.6739 | #N/A | #N/A | #N/A | #N/A | #N/A | #N/A | #N/A | #N/A | #N/A | #N/A
[8 empty] | 109 | [6 empty] | 136 | #N/A | #N/A | #N/A | #N/A | #N/A | 136 | #N/A | #N/A | #N/A | #N/A | #N/A | #N/A | #N/A | #N/A | #N/A | #N/A | #N/A | #N/A | 68 | AN | 0.45382 | 114.3617 | 1611136.1753 | 277441.5824 | #N/A | #N/A | #N/A | #N/A | #N/A | #N/A | #N/A | #N/A | #N/A | #N/A | #N/A | #N/A | #N/A | #N/A | #N/A | #N/A | #N/A | 68 | AU | 0.40214 | 120.949 | 5388250.9998 | 293917.9249 | #N/A | #N/A | #N/A | #N/A | #N/A | #N/A | #N/A | #N/A | #N/A | #N/A
[8 empty] | 110 | [6 empty] | 137 | #N/A | #N/A | #N/A | #N/A | #N/A | 137 | #N/A | #N/A | #N/A | #N/A | #N/A | #N/A | #N/A | #N/A | #N/A | #N/A | #N/A | #N/A | 69 | C | 0.3875 | 114.4814 | 11292833.6173 | 277441.5824 | #N/A | #N/A | #N/A | #N/A | #N/A | #N/A | #N/A | #N/A | #N/A | #N/A | #N/A | #N/A | #N/A | #N/A | #N/A | #N/A | #N/A | 69 | AE | 0.39927 | 112.6957 | 825402.8948 | 293917.9249 | #N/A | #N/A | #N/A | #N/A | #N/A | #N/A | #N/A | #N/A | #N/A | #N/A
[8 empty] | 111 | [6 empty] | 138 | #N/A | #N/A | #N/A | #N/A | #N/A | 138 | #N/A | #N/A | #N/A | #N/A | #N/A | #N/A | #N/A | #N/A | #N/A | #N/A | #N/A | #N/A | 69 | C | 0.3875 | 114.4814 | 11292833.6173 | 288734.4161 | #N/A | #N/A | #N/A | #N/A | #N/A | #N/A | #N/A | #N/A | #N/A | #N/A | #N/A | #N/A | #N/A | #N/A | #N/A | #N/A | #N/A | 69 | AE | 0.39927 | 112.6957 | 825402.8948 | 294743.3278 | #N/A | #N/A | #N/A | #N/A | #N/A | #N/A | #N/A | #N/A | #N/A | #N/A
[8 empty] | 112 | [6 empty] | 139 | #N/A | #N/A | #N/A | #N/A | #N/A | 139 | #N/A | #N/A | #N/A | #N/A | #N/A | #N/A | #N/A | #N/A | #N/A | #N/A | #N/A | #N/A | 70 | U | 0.38756 | 115.0066 | 2876641.3855 | 288734.4161 | #N/A | #N/A | #N/A | #N/A | #N/A | #N/A | #N/A | #N/A | #N/A | #N/A | #N/A | #N/A | #N/A | #N/A | #N/A | #N/A | #N/A | 70 | I | 0.39503 | 111.3036 | 1189350.1177 | 294743.3278 | #N/A | #N/A | #N/A | #N/A | #N/A | #N/A | #N/A | #N/A | #N/A | #N/A
[8 empty] | 113 | [6 empty] | 140 | #N/A | #N/A | #N/A | #N/A | #N/A | 140 | #N/A | #N/A | #N/A | #N/A | #N/A | #N/A | #N/A | #N/A | #N/A | #N/A | #N/A | #N/A | 70 | U | 0.38756 | 115.0066 | 2876641.3855 | 291611.0574 | #N/A | #N/A | #N/A | #N/A | #N/A | #N/A | #N/A | #N/A | #N/A | #N/A | #N/A | #N/A | #N/A | #N/A | #N/A | #N/A | #N/A | 70 | I | 0.39503 | 111.3036 | 1189350.1177 | 295932.678 | #N/A | #N/A | #N/A | #N/A | #N/A | #N/A | #N/A | #N/A | #N/A | #N/A
[8 empty] | 114 | [6 empty] | 141 | #N/A | #N/A | #N/A | #N/A | #N/A | 141 | #N/A | #N/A | #N/A | #N/A | #N/A | #N/A | #N/A | #N/A | #N/A | #N/A | #N/A | #N/A | 71 | BD | 0.40507 | 120.2497 | 3654787.5769 | 291611.0574 | #N/A | #N/A | #N/A | #N/A | #N/A | #N/A | #N/A | #N/A | #N/A | #N/A | #N/A | #N/A | #N/A | #N/A | #N/A | #N/A | #N/A | 71 | AJ | 0.38832 | 122.5438 | 1225938.3008 | 295932.678 | #N/A | #N/A | #N/A | #N/A | #N/A | #N/A | #N/A | #N/A | #N/A | #N/A
[8 empty] | 115 | [6 empty] | 142 | #N/A | #N/A | #N/A | #N/A | #N/A | 142 | #N/A | #N/A | #N/A | #N/A | #N/A | #N/A | #N/A | #N/A | #N/A | #N/A | #N/A | #N/A | 71 | BD | 0.40507 | 120.2497 | 3654787.5769 | 295265.845 | #N/A | #N/A | #N/A | #N/A | #N/A | #N/A | #N/A | #N/A | #N/A | #N/A | #N/A | #N/A | #N/A | #N/A | #N/A | #N/A | #N/A | 71 | AJ | 0.38832 | 122.5438 | 1225938.3008 | 297158.6163 | #N/A | #N/A | #N/A | #N/A | #N/A | #N/A | #N/A | #N/A | #N/A | #N/A
[8 empty] | 116 | [6 empty] | 143 | #N/A | #N/A | #N/A | #N/A | #N/A | 143 | #N/A | #N/A | #N/A | #N/A | #N/A | #N/A | #N/A | #N/A | #N/A | #N/A | #N/A | #N/A | 72 | BF | 0.41094 | 120.4141 | 6898604.5788 | 295265.845 | #N/A | #N/A | #N/A | #N/A | #N/A | #N/A | #N/A | #N/A | #N/A | #N/A | #N/A | #N/A | #N/A | #N/A | #N/A | #N/A | #N/A | 72 | U | 0.38756 | 115.0066 | 2876641.3855 | 297158.6163 | #N/A | #N/A | #N/A | #N/A | #N/A | #N/A | #N/A | #N/A | #N/A | #N/A
[8 empty] | 117 | [6 empty] | 144 | #N/A | #N/A | #N/A | #N/A | #N/A | 144 | #N/A | #N/A | #N/A | #N/A | #N/A | #N/A | #N/A | #N/A | #N/A | #N/A | #N/A | #N/A | 72 | BF | 0.41094 | 120.4141 | 6898604.5788 | 302164.4496 | #N/A | #N/A | #N/A | #N/A | #N/A | #N/A | #N/A | #N/A | #N/A | #N/A | #N/A | #N/A | #N/A | #N/A | #N/A | #N/A | #N/A | 72 | U | 0.38756 | 115.0066 | 2876641.3855 | 300035.2576 | #N/A | #N/A | #N/A | #N/A | #N/A | #N/A | #N/A | #N/A | #N/A | #N/A
[8 empty] | 118 | [6 empty] | 145 | #N/A | #N/A | #N/A | #N/A | #N/A | 145 | #N/A | #N/A | #N/A | #N/A | #N/A | #N/A | #N/A | #N/A | #N/A | #N/A | #N/A | #N/A | 73 | AL | 0.40775 | 120.7546 | 3838466.1793 | 302164.4496 | #N/A | #N/A | #N/A | #N/A | #N/A | #N/A | #N/A | #N/A | #N/A | #N/A | #N/A | #N/A | #N/A | #N/A | #N/A | #N/A | #N/A | 73 | C | 0.3875 | 114.4814 | 11292833.6173 | 300035.2576 | #N/A | #N/A | #N/A | #N/A | #N/A | #N/A | #N/A | #N/A | #N/A | #N/A
[8 empty] | 119 | [6 empty] | 146 | #N/A | #N/A | #N/A | #N/A | #N/A | 146 | #N/A | #N/A | #N/A | #N/A | #N/A | #N/A | #N/A | #N/A | #N/A | #N/A | #N/A | #N/A | 73 | AL | 0.40775 | 120.7546 | 3838466.1793 | 306002.9158 | #N/A | #N/A | #N/A | #N/A | #N/A | #N/A | #N/A | #N/A | #N/A | #N/A | #N/A | #N/A | #N/A | #N/A | #N/A | #N/A | #N/A | 73 | C | 0.3875 | 114.4814 | 11292833.6173 | 311328.0913 | #N/A | #N/A | #N/A | #N/A | #N/A | #N/A | #N/A | #N/A | #N/A | #N/A
[8 empty] | 120 | [6 empty] | 147 | #N/A | #N/A | #N/A | #N/A | #N/A | 147 | #N/A | #N/A | #N/A | #N/A | #N/A | #N/A | #N/A | #N/A | #N/A | #N/A | #N/A | #N/A | 74 | AU | 0.40214 | 120.949 | 5388250.9998 | 306002.9158 | #N/A | #N/A | #N/A | #N/A | #N/A | #N/A | #N/A | #N/A | #N/A | #N/A | #N/A | #N/A | #N/A | #N/A | #N/A | #N/A | #N/A | 74 | BY | 0.36656 | 123.8108 | 2277857.2981 | 311328.0913 | #N/A | #N/A | #N/A | #N/A | #N/A | #N/A | #N/A | #N/A | #N/A | #N/A
[8 empty] | 121 | [6 empty] | 148 | #N/A | #N/A | #N/A | #N/A | #N/A | 148 | #N/A | #N/A | #N/A | #N/A | #N/A | #N/A | #N/A | #N/A | #N/A | #N/A | #N/A | #N/A | 74 | AU | 0.40214 | 120.949 | 5388250.9998 | 311391.1668 | #N/A | #N/A | #N/A | #N/A | #N/A | #N/A | #N/A | #N/A | #N/A | #N/A | #N/A | #N/A | #N/A | #N/A | #N/A | #N/A | #N/A | 74 | BY | 0.36656 | 123.8108 | 2277857.2981 | 313605.9486 | #N/A | #N/A | #N/A | #N/A | #N/A | #N/A | #N/A | #N/A | #N/A | #N/A
[8 empty] | 122 | [6 empty] | 149 | #N/A | #N/A | #N/A | #N/A | #N/A | 149 | #N/A | #N/A | #N/A | #N/A | #N/A | #N/A | #N/A | #N/A | #N/A | #N/A | #N/A | #N/A | 75 | AJ | 0.38832 | 122.5438 | 1225938.3008 | 311391.1668 | #N/A | #N/A | #N/A | #N/A | #N/A | #N/A | #N/A | #N/A | #N/A | #N/A | #N/A | #N/A | #N/A | #N/A | #N/A | #N/A | #N/A | 75 | A | 0.36579 | 113.71 | 376906.5098 | 313605.9486 | #N/A | #N/A | #N/A | #N/A | #N/A | #N/A | #N/A | #N/A | #N/A | #N/A
[8 empty] | 123 | [6 empty] | 150 | #N/A | #N/A | #N/A | #N/A | #N/A | 150 | #N/A | #N/A | #N/A | #N/A | #N/A | #N/A | #N/A | #N/A | #N/A | #N/A | #N/A | #N/A | 75 | AJ | 0.38832 | 122.5438 | 1225938.3008 | 312617.1051 | #N/A | #N/A | #N/A | #N/A | #N/A | #N/A | #N/A | #N/A | #N/A | #N/A | #N/A | #N/A | #N/A | #N/A | #N/A | #N/A | #N/A | 75 | A | 0.36579 | 113.71 | 376906.5098 | 313982.8551 | #N/A | #N/A | #N/A | #N/A | #N/A | #N/A | #N/A | #N/A | #N/A | #N/A
[8 empty] | 124 | [6 empty] | 151 | #N/A | #N/A | #N/A | #N/A | #N/A | 151 | #N/A | #N/A | #N/A | #N/A | #N/A | #N/A | #N/A | #N/A | #N/A | #N/A | #N/A | #N/A | 76 | BY | 0.36656 | 123.8108 | 2277857.2981 | 312617.1051 | #N/A | #N/A | #N/A | #N/A | #N/A | #N/A | #N/A | #N/A | #N/A | #N/A | #N/A | #N/A | #N/A | #N/A | #N/A | #N/A | #N/A | 76 | BK | 0.3576 | 113.9907 | 912107.3156 | 313982.8551 | #N/A | #N/A | #N/A | #N/A | #N/A | #N/A | #N/A | #N/A | #N/A | #N/A
[8 empty] | 125 | [6 empty] | 152 | #N/A | #N/A | #N/A | #N/A | #N/A | 152 | #N/A | #N/A | #N/A | #N/A | #N/A | #N/A | #N/A | #N/A | #N/A | #N/A | #N/A | #N/A | 76 | BY | 0.36656 | 123.8108 | 2277857.2981 | 314894.9624 | #N/A | #N/A | #N/A | #N/A | #N/A | #N/A | #N/A | #N/A | #N/A | #N/A | #N/A | #N/A | #N/A | #N/A | #N/A | #N/A | #N/A | 76 | BK | 0.3576 | 113.9907 | 912107.3156 | 314894.9624 | #N/A | #N/A | #N/A | #N/A | #N/A | #N/A | #N/A | #N/A | #N/A | #N/A
[8 empty] | 126 | [6 empty] | 153 | #N/A | #N/A | #N/A | #N/A | #N/A | 153 | #N/A | #N/A | #N/A | #N/A | #N/A | #N/A | #N/A | #N/A | #N/A | #N/A | #N/A | #N/A | 77 | BX | 0.34038 | 127.1647 | 1749964.3032 | 314894.9624 | #N/A | #N/A | #N/A | #N/A | #N/A | #N/A | #N/A | #N/A | #N/A | #N/A | #N/A | #N/A | #N/A | #N/A | #N/A | #N/A | #N/A | 77 | D | 0.34167 | 128.93 | 43928358.6158 | 314894.9624 | #N/A | #N/A | #N/A | #N/A | #N/A | #N/A | #N/A | #N/A | #N/A | #N/A
[8 empty] | 127 | [6 empty] | 154 | #N/A | #N/A | #N/A | #N/A | #N/A | 154 | #N/A | #N/A | #N/A | #N/A | #N/A | #N/A | #N/A | #N/A | #N/A | #N/A | #N/A | #N/A | 77 | BX | 0.34038 | 127.1647 | 1749964.3032 | 316644.9267 | #N/A | #N/A | #N/A | #N/A | #N/A | #N/A | #N/A | #N/A | #N/A | #N/A | #N/A | #N/A | #N/A | #N/A | #N/A | #N/A | #N/A | 77 | D | 0.34167 | 128.93 | 43928358.6158 | 358823.321 | #N/A | #N/A | #N/A | #N/A | #N/A | #N/A | #N/A | #N/A | #N/A | #N/A
[8 empty] | 128 | [6 empty] | 155 | #N/A | #N/A | #N/A | #N/A | #N/A | 155 | #N/A | #N/A | #N/A | #N/A | #N/A | #N/A | #N/A | #N/A | #N/A | #N/A | #N/A | #N/A | 78 | D | 0.34167 | 128.93 | 43928358.6158 | 316644.9267 | #N/A | #N/A | #N/A | #N/A | #N/A | #N/A | #N/A | #N/A | #N/A | #N/A | #N/A | #N/A | #N/A | #N/A | #N/A | #N/A | #N/A | 78 | BX | 0.34038 | 127.1647 | 1749964.3032 | 358823.321 | #N/A | #N/A | #N/A | #N/A | #N/A | #N/A | #N/A | #N/A | #N/A | #N/A
[8 empty] | 129 | [6 empty] | 156 | #N/A | #N/A | #N/A | #N/A | #N/A | 156 | #N/A | #N/A | #N/A | #N/A | #N/A | #N/A | #N/A | #N/A | #N/A | #N/A | #N/A | #N/A | 78 | D | 0.34167 | 128.93 | 43928358.6158 | 360573.2853 | #N/A | #N/A | #N/A | #N/A | #N/A | #N/A | #N/A | #N/A | #N/A | #N/A | #N/A | #N/A | #N/A | #N/A | #N/A | #N/A | #N/A | 78 | BX | 0.34038 | 127.1647 | 1749964.3032 | 360573.2853 | #N/A | #N/A | #N/A | #N/A | #N/A | #N/A | #N/A | #N/A | #N/A | #N/A
[8 empty] | 130 | [6 empty] | 157 | #N/A | #N/A | #N/A | #N/A | #N/A | 157 | #N/A | #N/A | #N/A | #N/A | #N/A | #N/A | #N/A | #N/A | #N/A | #N/A | #N/A | #N/A | 79 | #N/A | #N/A | #N/A | #N/A | 360573.2853 | #N/A | #N/A | #N/A | #N/A | #N/A | #N/A | #N/A | #N/A | #N/A | #N/A | #N/A | #N/A | #N/A | #N/A | #N/A | #N/A | #N/A | 79 | #N/A | #N/A | #N/A | #N/A | 360573.2853 | #N/A | #N/A | #N/A | #N/A | #N/A | #N/A | #N/A | #N/A | #N/A | #N/A
[8 empty] | 131 | [6 empty] | 158 | #N/A | #N/A | #N/A | #N/A | #N/A | 158 | #N/A | #N/A | #N/A | #N/A | #N/A | #N/A | #N/A | #N/A | #N/A | #N/A | #N/A | #N/A | 79 | #N/A | #N/A | #N/A | #N/A | #N/A | #N/A | #N/A | #N/A | #N/A | #N/A | #N/A | #N/A | #N/A | #N/A | #N/A | #N/A | #N/A | #N/A | #N/A | #N/A | #N/A | #N/A | 79 | #N/A | #N/A | #N/A | #N/A | #N/A | #N/A | #N/A | #N/A | #N/A | #N/A | #N/A | #N/A | #N/A | #N/A | #N/A
[8 empty] | 132 | [6 empty] | 159 | #N/A | #N/A | #N/A | #N/A | #N/A | 159 | #N/A | #N/A | #N/A | #N/A | #N/A | #N/A | #N/A | #N/A | #N/A | #N/A | #N/A | #N/A | 80 | #N/A | #N/A | #N/A | #N/A | #N/A | #N/A | #N/A | #N/A | #N/A | #N/A | #N/A | #N/A | #N/A | #N/A | #N/A | #N/A | #N/A | #N/A | #N/A | #N/A | #N/A | #N/A | 80 | #N/A | #N/A | #N/A | #N/A | #N/A | #N/A | #N/A | #N/A | #N/A | #N/A | #N/A | #N/A | #N/A | #N/A | #N/A
[8 empty] | 133 | [6 empty] | 160 | #N/A | #N/A | #N/A | #N/A | #N/A | 160 | #N/A | #N/A | #N/A | #N/A | #N/A | #N/A | #N/A | #N/A | #N/A | #N/A | #N/A | #N/A | 80 | #N/A | #N/A | #N/A | #N/A | #N/A | #N/A | #N/A | #N/A | #N/A | #N/A | #N/A | #N/A | #N/A | #N/A | #N/A | #N/A | #N/A | #N/A | #N/A | #N/A | #N/A | #N/A | 80 | #N/A | #N/A | #N/A | #N/A | #N/A | #N/A | #N/A | #N/A | #N/A | #N/A | #N/A | #N/A | #N/A | #N/A | #N/A
[8 empty] | 134 | [6 empty] | 161 | #N/A | #N/A | #N/A | #N/A | #N/A | 161 | #N/A | #N/A | #N/A | #N/A | #N/A | #N/A | #N/A | #N/A | #N/A | #N/A | #N/A | #N/A | 81 | #N/A | #N/A | #N/A | #N/A | #N/A | #N/A | #N/A | #N/A | #N/A | #N/A | #N/A | #N/A | #N/A | #N/A | #N/A | #N/A | #N/A | #N/A | #N/A | #N/A | #N/A | #N/A | 81 | #N/A | #N/A | #N/A | #N/A | #N/A | #N/A | #N/A | #N/A | #N/A | #N/A | #N/A | #N/A | #N/A | #N/A | #N/A
[8 empty] | 135 | [6 empty] | 162 | #N/A | #N/A | #N/A | #N/A | #N/A | 162 | #N/A | #N/A | #N/A | #N/A | #N/A | #N/A | #N/A | #N/A | #N/A | #N/A | #N/A | #N/A | 81 | #N/A | #N/A | #N/A | #N/A | #N/A | #N/A | #N/A | #N/A | #N/A | #N/A | #N/A | #N/A | #N/A | #N/A | #N/A | #N/A | #N/A | #N/A | #N/A | #N/A | #N/A | #N/A | 81 | #N/A | #N/A | #N/A | #N/A | #N/A | #N/A | #N/A | #N/A | #N/A | #N/A | #N/A | #N/A | #N/A | #N/A | #N/A
[8 empty] | 136 | [6 empty] | 163 | #N/A | #N/A | #N/A | #N/A | #N/A | 163 | #N/A | #N/A | #N/A | #N/A | #N/A | #N/A | #N/A | #N/A | #N/A | #N/A | #N/A | #N/A | 82 | #N/A | #N/A | #N/A | #N/A | #N/A | #N/A | #N/A | #N/A | #N/A | #N/A | #N/A | #N/A | #N/A | #N/A | #N/A | #N/A | #N/A | #N/A | #N/A | #N/A | #N/A | #N/A | 82 | #N/A | #N/A | #N/A | #N/A | #N/A | #N/A | #N/A | #N/A | #N/A | #N/A | #N/A | #N/A | #N/A | #N/A | #N/A
[8 empty] | 137 | [6 empty] | 164 | #N/A | #N/A | #N/A | #N/A | #N/A | 164 | #N/A | #N/A | #N/A | #N/A | #N/A | #N/A | #N/A | #N/A | #N/A | #N/A | #N/A | #N/A | 82 | #N/A | #N/A | #N/A | #N/A | #N/A | #N/A | #N/A | #N/A | #N/A | #N/A | #N/A | #N/A | #N/A | #N/A | #N/A | #N/A | #N/A | #N/A | #N/A | #N/A | #N/A | #N/A | 82 | #N/A | #N/A | #N/A | #N/A | #N/A | #N/A | #N/A | #N/A | #N/A | #N/A | #N/A | #N/A | #N/A | #N/A | #N/A
[8 empty] | 138 | [6 empty] | 165 | #N/A | #N/A | #N/A | #N/A | #N/A | 165 | #N/A | #N/A | #N/A | #N/A | #N/A | #N/A | #N/A | #N/A | #N/A | #N/A | #N/A | #N/A | 83 | #N/A | #N/A | #N/A | #N/A | #N/A | #N/A | #N/A | #N/A | #N/A | #N/A | #N/A | #N/A | #N/A | #N/A | #N/A | #N/A | #N/A | #N/A | #N/A | #N/A | #N/A | #N/A | 83 | #N/A | #N/A | #N/A | #N/A | #N/A | #N/A | #N/A | #N/A | #N/A | #N/A | #N/A | #N/A | #N/A | #N/A | #N/A
[8 empty] | 139 | [6 empty] | 166 | #N/A | #N/A | #N/A | #N/A | #N/A | 166 | #N/A | #N/A | #N/A | #N/A | #N/A | #N/A | #N/A | #N/A | #N/A | #N/A | #N/A | #N/A | 83 | #N/A | #N/A | #N/A | #N/A | #N/A | #N/A | #N/A | #N/A | #N/A | #N/A | #N/A | #N/A | #N/A | #N/A | #N/A | #N/A | #N/A | #N/A | #N/A | #N/A | #N/A | #N/A | 83 | #N/A | #N/A | #N/A | #N/A | #N/A | #N/A | #N/A | #N/A | #N/A | #N/A | #N/A | #N/A | #N/A | #N/A | #N/A
[8 empty] | 140 | [6 empty] | 167 | #N/A | #N/A | #N/A | #N/A | #N/A | 167 | #N/A | #N/A | #N/A | #N/A | #N/A | #N/A | #N/A | #N/A | #N/A | #N/A | #N/A | #N/A | 84 | #N/A | #N/A | #N/A | #N/A | #N/A | #N/A | #N/A | #N/A | #N/A | #N/A | #N/A | #N/A | #N/A | #N/A | #N/A | #N/A | #N/A | #N/A | #N/A | #N/A | #N/A | #N/A | 84 | #N/A | #N/A | #N/A | #N/A | #N/A | #N/A | #N/A | #N/A | #N/A | #N/A | #N/A | #N/A | #N/A | #N/A | #N/A
[8 empty] | 141 | [6 empty] | 168 | #N/A | #N/A | #N/A | #N/A | #N/A | 168 | #N/A | #N/A | #N/A | #N/A | #N/A | #N/A | #N/A | #N/A | #N/A | #N/A | #N/A | #N/A | 84 | #N/A | #N/A | #N/A | #N/A | #N/A | #N/A | #N/A | #N/A | #N/A | #N/A | #N/A | #N/A | #N/A | #N/A | #N/A | #N/A | #N/A | #N/A | #N/A | #N/A | #N/A | #N/A | 84 | #N/A | #N/A | #N/A | #N/A | #N/A | #N/A | #N/A | #N/A | #N/A | #N/A | #N/A | #N/A | #N/A | #N/A | #N/A
[8 empty] | 142 | [6 empty] | 169 | #N/A | #N/A | #N/A | #N/A | #N/A | 169 | #N/A | #N/A | #N/A | #N/A | #N/A | #N/A | #N/A | #N/A | #N/A | #N/A | #N/A | #N/A | 85 | #N/A | #N/A | #N/A | #N/A | #N/A | #N/A | #N/A | #N/A | #N/A | #N/A | #N/A | #N/A | #N/A | #N/A | #N/A | #N/A | #N/A | #N/A | #N/A | #N/A | #N/A | #N/A | 85 | #N/A | #N/A | #N/A | #N/A | #N/A | #N/A | #N/A | #N/A | #N/A | #N/A | #N/A | #N/A | #N/A | #N/A | #N/A
[8 empty] | 143 | [6 empty] | 170 | #N/A | #N/A | #N/A | #N/A | #N/A | 170 | #N/A | #N/A | #N/A | #N/A | #N/A | #N/A | #N/A | #N/A | #N/A | #N/A | #N/A | #N/A | 85 | #N/A | #N/A | #N/A | #N/A | #N/A | #N/A | #N/A | #N/A | #N/A | #N/A | #N/A | #N/A | #N/A | #N/A | #N/A | #N/A | #N/A | #N/A | #N/A | #N/A | #N/A | #N/A | 85 | #N/A | #N/A | #N/A | #N/A | #N/A | #N/A | #N/A | #N/A | #N/A | #N/A | #N/A | #N/A | #N/A | #N/A | #N/A
[8 empty] | 144 | [6 empty] | 171 | #N/A | #N/A | #N/A | #N/A | #N/A | 171 | #N/A | #N/A | #N/A | #N/A | #N/A | #N/A | #N/A | #N/A | #N/A | #N/A | #N/A | #N/A | 86 | #N/A | #N/A | #N/A | #N/A | #N/A | #N/A | #N/A | #N/A | #N/A | #N/A | #N/A | #N/A | #N/A | #N/A | #N/A | #N/A | #N/A | #N/A | #N/A | #N/A | #N/A | #N/A | 86 | #N/A | #N/A | #N/A | #N/A | #N/A | #N/A | #N/A | #N/A | #N/A | #N/A | #N/A | #N/A | #N/A | #N/A | #N/A
[8 empty] | 145 | [6 empty] | 172 | #N/A | #N/A | #N/A | #N/A | #N/A | 172 | #N/A | #N/A | #N/A | #N/A | #N/A | #N/A | #N/A | #N/A | #N/A | #N/A | #N/A | #N/A | 86 | #N/A | #N/A | #N/A | #N/A | #N/A | #N/A | #N/A | #N/A | #N/A | #N/A | #N/A | #N/A | #N/A | #N/A | #N/A | #N/A | #N/A | #N/A | #N/A | #N/A | #N/A | #N/A | 86 | #N/A | #N/A | #N/A | #N/A | #N/A | #N/A | #N/A | #N/A | #N/A | #N/A | #N/A | #N/A | #N/A | #N/A | #N/A
[8 empty] | 146 | [6 empty] | 173 | #N/A | #N/A | #N/A | #N/A | #N/A | 173 | #N/A | #N/A | #N/A | #N/A | #N/A | #N/A | #N/A | #N/A | #N/A | #N/A | #N/A | #N/A | 87 | #N/A | #N/A | #N/A | #N/A | #N/A | #N/A | #N/A | #N/A | #N/A | #N/A | #N/A | #N/A | #N/A | #N/A | #N/A | #N/A | #N/A | #N/A | #N/A | #N/A | #N/A | #N/A | 87 | #N/A | #N/A | #N/A | #N/A | #N/A | #N/A | #N/A | #N/A | #N/A | #N/A | #N/A | #N/A | #N/A | #N/A | #N/A
[8 empty] | 147 | [6 empty] | 174 | #N/A | #N/A | #N/A | #N/A | #N/A | 174 | #N/A | #N/A | #N/A | #N/A | #N/A | #N/A | #N/A | #N/A | #N/A | #N/A | #N/A | #N/A | 87 | #N/A | #N/A | #N/A | #N/A | #N/A | #N/A | #N/A | #N/A | #N/A | #N/A | #N/A | #N/A | #N/A | #N/A | #N/A | #N/A | #N/A | #N/A | #N/A | #N/A | #N/A | #N/A | 87 | #N/A | #N/A | #N/A | #N/A | #N/A | #N/A | #N/A | #N/A | #N/A | #N/A | #N/A | #N/A | #N/A | #N/A | #N/A
[8 empty] | 148 | [6 empty] | 175 | #N/A | #N/A | #N/A | #N/A | #N/A | 175 | #N/A | #N/A | #N/A | #N/A | #N/A | #N/A | #N/A | #N/A | #N/A | #N/A | #N/A | #N/A | 88 | #N/A | #N/A | #N/A | #N/A | #N/A | #N/A | #N/A | #N/A | #N/A | #N/A | #N/A | #N/A | #N/A | #N/A | #N/A | #N/A | #N/A | #N/A | #N/A | #N/A | #N/A | #N/A | 88 | #N/A | #N/A | #N/A | #N/A | #N/A | #N/A | #N/A | #N/A | #N/A | #N/A | #N/A | #N/A | #N/A | #N/A | #N/A
[8 empty] | 149 | [6 empty] | 176 | #N/A | #N/A | #N/A | #N/A | #N/A | 176 | #N/A | #N/A | #N/A | #N/A | #N/A | #N/A | #N/A | #N/A | #N/A | #N/A | #N/A | #N/A | 88 | #N/A | #N/A | #N/A | #N/A | #N/A | #N/A | #N/A | #N/A | #N/A | #N/A | #N/A | #N/A | #N/A | #N/A | #N/A | #N/A | #N/A | #N/A | #N/A | #N/A | #N/A | #N/A | 88 | #N/A | #N/A | #N/A | #N/A | #N/A | #N/A | #N/A | #N/A | #N/A | #N/A | #N/A | #N/A | #N/A | #N/A | #N/A
[8 empty] | 150 | [6 empty] | 177 | #N/A | #N/A | #N/A | #N/A | #N/A | 177 | #N/A | #N/A | #N/A | #N/A | #N/A | #N/A | #N/A | #N/A | #N/A | #N/A | #N/A | #N/A | 89 | #N/A | #N/A | #N/A | #N/A | #N/A | #N/A | #N/A | #N/A | #N/A | #N/A | #N/A | #N/A | #N/A | #N/A | #N/A | #N/A | #N/A | #N/A | #N/A | #N/A | #N/A | #N/A | 89 | #N/A | #N/A | #N/A | #N/A | #N/A | #N/A | #N/A | #N/A | #N/A | #N/A | #N/A | #N/A | #N/A | #N/A | #N/A
[8 empty] | 151 | [6 empty] | 178 | #N/A | #N/A | #N/A | #N/A | #N/A | 178 | #N/A | #N/A | #N/A | #N/A | #N/A | #N/A | #N/A | #N/A | #N/A | #N/A | #N/A | #N/A | 89 | #N/A | #N/A | #N/A | #N/A | #N/A | #N/A | #N/A | #N/A | #N/A | #N/A | #N/A | #N/A | #N/A | #N/A | #N/A | #N/A | #N/A | #N/A | #N/A | #N/A | #N/A | #N/A | 89 | #N/A | #N/A | #N/A | #N/A | #N/A | #N/A | #N/A | #N/A | #N/A | #N/A | #N/A | #N/A | #N/A | #N/A | #N/A
[8 empty] | 152 | [6 empty] | 179 | #N/A | #N/A | #N/A | #N/A | #N/A | 179 | #N/A | #N/A | #N/A | #N/A | #N/A | #N/A | #N/A | #N/A | #N/A | #N/A | #N/A | #N/A | 90 | #N/A | #N/A | #N/A | #N/A | #N/A | #N/A | #N/A | #N/A | #N/A | #N/A | #N/A | #N/A | #N/A | #N/A | #N/A | #N/A | #N/A | #N/A | #N/A | #N/A | #N/A | #N/A | 90 | #N/A | #N/A | #N/A | #N/A | #N/A | #N/A | #N/A | #N/A | #N/A | #N/A | #N/A | #N/A | #N/A | #N/A | #N/A
[8 empty] | 153 | [6 empty] | 180 | #N/A | #N/A | #N/A | #N/A | #N/A | 180 | #N/A | #N/A | #N/A | #N/A | #N/A | #N/A | #N/A | #N/A | #N/A | #N/A | #N/A | #N/A | 90 | #N/A | #N/A | #N/A | #N/A | #N/A | #N/A | #N/A | #N/A | #N/A | #N/A | #N/A | #N/A | #N/A | #N/A | #N/A | #N/A | #N/A | #N/A | #N/A | #N/A | #N/A | #N/A | 90 | #N/A | #N/A | #N/A | #N/A | #N/A | #N/A | #N/A | #N/A | #N/A | #N/A | #N/A | #N/A | #N/A | #N/A | #N/A
[8 empty] | 154 | [6 empty] | 181 | #N/A | #N/A | #N/A | #N/A | #N/A | 181 | #N/A | #N/A | #N/A | #N/A | #N/A | #N/A | #N/A | #N/A | #N/A | #N/A | #N/A | #N/A | 91 | #N/A | #N/A | #N/A | #N/A | #N/A | #N/A | #N/A | #N/A | #N/A | #N/A | #N/A | #N/A | #N/A | #N/A | #N/A | #N/A | #N/A | #N/A | #N/A | #N/A | #N/A | #N/A | 91 | #N/A | #N/A | #N/A | #N/A | #N/A | #N/A | #N/A | #N/A | #N/A | #N/A | #N/A | #N/A | #N/A | #N/A | #N/A
[8 empty] | 155 | [6 empty] | 182 | #N/A | #N/A | #N/A | #N/A | #N/A | 182 | #N/A | #N/A | #N/A | #N/A | #N/A | #N/A | #N/A | #N/A | #N/A | #N/A | #N/A | #N/A | 91 | #N/A | #N/A | #N/A | #N/A | #N/A | #N/A | #N/A | #N/A | #N/A | #N/A | #N/A | #N/A | #N/A | #N/A | #N/A | #N/A | #N/A | #N/A | #N/A | #N/A | #N/A | #N/A | 91 | #N/A | #N/A | #N/A | #N/A | #N/A | #N/A | #N/A | #N/A | #N/A | #N/A | #N/A | #N/A | #N/A | #N/A | #N/A
[8 empty] | 156 | [6 empty] | 183 | #N/A | #N/A | #N/A | #N/A | #N/A | 183 | #N/A | #N/A | #N/A | #N/A | #N/A | #N/A | #N/A | #N/A | #N/A | #N/A | #N/A | #N/A | 92 | #N/A | #N/A | #N/A | #N/A | #N/A | #N/A | #N/A | #N/A | #N/A | #N/A | #N/A | #N/A | #N/A | #N/A | #N/A | #N/A | #N/A | #N/A | #N/A | #N/A | #N/A | #N/A | 92 | #N/A | #N/A | #N/A | #N/A | #N/A | #N/A | #N/A | #N/A | #N/A | #N/A | #N/A | #N/A | #N/A | #N/A | #N/A
[8 empty] | 157 | [6 empty] | 184 | #N/A | #N/A | #N/A | #N/A | #N/A | 184 | #N/A | #N/A | #N/A | #N/A | #N/A | #N/A | #N/A | #N/A | #N/A | #N/A | #N/A | #N/A | 92 | #N/A | #N/A | #N/A | #N/A | #N/A | #N/A | #N/A | #N/A | #N/A | #N/A | #N/A | #N/A | #N/A | #N/A | #N/A | #N/A | #N/A | #N/A | #N/A | #N/A | #N/A | #N/A | 92 | #N/A | #N/A | #N/A | #N/A | #N/A | #N/A | #N/A | #N/A | #N/A | #N/A | #N/A | #N/A | #N/A | #N/A | #N/A
[8 empty] | 158 | [6 empty] | 185 | #N/A | #N/A | #N/A | #N/A | #N/A | 185 | #N/A | #N/A | #N/A | #N/A | #N/A | #N/A | #N/A | #N/A | #N/A | #N/A | #N/A | #N/A | 93 | #N/A | #N/A | #N/A | #N/A | #N/A | #N/A | #N/A | #N/A | #N/A | #N/A | #N/A | #N/A | #N/A | #N/A | #N/A | #N/A | #N/A | #N/A | #N/A | #N/A | #N/A | #N/A | 93 | #N/A | #N/A | #N/A | #N/A | #N/A | #N/A | #N/A | #N/A | #N/A | #N/A | #N/A | #N/A | #N/A | #N/A | #N/A
[8 empty] | 159 | [6 empty] | 186 | #N/A | #N/A | #N/A | #N/A | #N/A | 186 | #N/A | #N/A | #N/A | #N/A | #N/A | #N/A | #N/A | #N/A | #N/A | #N/A | #N/A | #N/A | 93 | #N/A | #N/A | #N/A | #N/A | #N/A | #N/A | #N/A | #N/A | #N/A | #N/A | #N/A | #N/A | #N/A | #N/A | #N/A | #N/A | #N/A | #N/A | #N/A | #N/A | #N/A | #N/A | 93 | #N/A | #N/A | #N/A | #N/A | #N/A | #N/A | #N/A | #N/A | #N/A | #N/A | #N/A | #N/A | #N/A | #N/A | #N/A
[8 empty] | 160 | [6 empty] | 187 | #N/A | #N/A | #N/A | #N/A | #N/A | 187 | #N/A | #N/A | #N/A | #N/A | #N/A | #N/A | #N/A | #N/A | #N/A | #N/A | #N/A | #N/A | 94 | #N/A | #N/A | #N/A | #N/A | #N/A | #N/A | #N/A | #N/A | #N/A | #N/A | #N/A | #N/A | #N/A | #N/A | #N/A | #N/A | #N/A | #N/A | #N/A | #N/A | #N/A | #N/A | 94 | #N/A | #N/A | #N/A | #N/A | #N/A | #N/A | #N/A | #N/A | #N/A | #N/A | #N/A | #N/A | #N/A | #N/A | #N/A
[8 empty] | 161 | [6 empty] | 188 | #N/A | #N/A | #N/A | #N/A | #N/A | 188 | #N/A | #N/A | #N/A | #N/A | #N/A | #N/A | #N/A | #N/A | #N/A | #N/A | #N/A | #N/A | 94 | #N/A | #N/A | #N/A | #N/A | #N/A | #N/A | #N/A | #N/A | #N/A | #N/A | #N/A | #N/A | #N/A | #N/A | #N/A | #N/A | #N/A | #N/A | #N/A | #N/A | #N/A | #N/A | 94 | #N/A | #N/A | #N/A | #N/A | #N/A | #N/A | #N/A | #N/A | #N/A | #N/A | #N/A | #N/A | #N/A | #N/A | #N/A
[8 empty] | 162 | [6 empty] | 189 | #N/A | #N/A | #N/A | #N/A | #N/A | 189 | #N/A | #N/A | #N/A | #N/A | #N/A | #N/A | #N/A | #N/A | #N/A | #N/A | #N/A | #N/A | 95 | #N/A | #N/A | #N/A | #N/A | #N/A | #N/A | #N/A | #N/A | #N/A | #N/A | #N/A | #N/A | #N/A | #N/A | #N/A | #N/A | #N/A | #N/A | #N/A | #N/A | #N/A | #N/A | 95 | #N/A | #N/A | #N/A | #N/A | #N/A | #N/A | #N/A | #N/A | #N/A | #N/A | #N/A | #N/A | #N/A | #N/A | #N/A
[8 empty] | 163 | [6 empty] | 190 | #N/A | #N/A | #N/A | #N/A | #N/A | 190 | #N/A | #N/A | #N/A | #N/A | #N/A | #N/A | #N/A | #N/A | #N/A | #N/A | #N/A | #N/A | 95 | #N/A | #N/A | #N/A | #N/A | #N/A | #N/A | #N/A | #N/A | #N/A | #N/A | #N/A | #N/A | #N/A | #N/A | #N/A | #N/A | #N/A | #N/A | #N/A | #N/A | #N/A | #N/A | 95 | #N/A | #N/A | #N/A | #N/A | #N/A | #N/A | #N/A | #N/A | #N/A | #N/A | #N/A | #N/A | #N/A | #N/A | #N/A
[8 empty] | 164 | [6 empty] | 191 | #N/A | #N/A | #N/A | #N/A | #N/A | 191 | #N/A | #N/A | #N/A | #N/A | #N/A | #N/A | #N/A | #N/A | #N/A | #N/A | #N/A | #N/A | 96 | #N/A | #N/A | #N/A | #N/A | #N/A | #N/A | #N/A | #N/A | #N/A | #N/A | #N/A | #N/A | #N/A | #N/A | #N/A | #N/A | #N/A | #N/A | #N/A | #N/A | #N/A | #N/A | 96 | #N/A | #N/A | #N/A | #N/A | #N/A | #N/A | #N/A | #N/A | #N/A | #N/A | #N/A | #N/A | #N/A | #N/A | #N/A
[8 empty] | 165 | [6 empty] | 192 | #N/A | #N/A | #N/A | #N/A | #N/A | 192 | #N/A | #N/A | #N/A | #N/A | #N/A | #N/A | #N/A | #N/A | #N/A | #N/A | #N/A | #N/A | 96 | #N/A | #N/A | #N/A | #N/A | #N/A | #N/A | #N/A | #N/A | #N/A | #N/A | #N/A | #N/A | #N/A | #N/A | #N/A | #N/A | #N/A | #N/A | #N/A | #N/A | #N/A | #N/A | 96 | #N/A | #N/A | #N/A | #N/A | #N/A | #N/A | #N/A | #N/A | #N/A | #N/A | #N/A | #N/A | #N/A | #N/A | #N/A
[8 empty] | 166 | [6 empty] | 193 | #N/A | #N/A | #N/A | #N/A | #N/A | 193 | #N/A | #N/A | #N/A | #N/A | #N/A | #N/A | #N/A | #N/A | #N/A | #N/A | #N/A | #N/A | 97 | #N/A | #N/A | #N/A | #N/A | #N/A | #N/A | #N/A | #N/A | #N/A | #N/A | #N/A | #N/A | #N/A | #N/A | #N/A | #N/A | #N/A | #N/A | #N/A | #N/A | #N/A | #N/A | 97 | #N/A | #N/A | #N/A | #N/A | #N/A | #N/A | #N/A | #N/A | #N/A | #N/A | #N/A | #N/A | #N/A | #N/A | #N/A
[8 empty] | 167 | [6 empty] | 194 | #N/A | #N/A | #N/A | #N/A | #N/A | 194 | #N/A | #N/A | #N/A | #N/A | #N/A | #N/A | #N/A | #N/A | #N/A | #N/A | #N/A | #N/A | 97 | #N/A | #N/A | #N/A | #N/A | #N/A | #N/A | #N/A | #N/A | #N/A | #N/A | #N/A | #N/A | #N/A | #N/A | #N/A | #N/A | #N/A | #N/A | #N/A | #N/A | #N/A | #N/A | 97 | #N/A | #N/A | #N/A | #N/A | #N/A | #N/A | #N/A | #N/A | #N/A | #N/A | #N/A | #N/A | #N/A | #N/A | #N/A
[8 empty] | 168 | [6 empty] | 195 | #N/A | #N/A | #N/A | #N/A | #N/A | 195 | #N/A | #N/A | #N/A | #N/A | #N/A | #N/A | #N/A | #N/A | #N/A | #N/A | #N/A | #N/A | 98 | #N/A | #N/A | #N/A | #N/A | #N/A | #N/A | #N/A | #N/A | #N/A | #N/A | #N/A | #N/A | #N/A | #N/A | #N/A | #N/A | #N/A | #N/A | #N/A | #N/A | #N/A | #N/A | 98 | #N/A | #N/A | #N/A | #N/A | #N/A | #N/A | #N/A | #N/A | #N/A | #N/A | #N/A | #N/A | #N/A | #N/A | #N/A
[8 empty] | 169 | [6 empty] | 196 | #N/A | #N/A | #N/A | #N/A | #N/A | 196 | #N/A | #N/A | #N/A | #N/A | #N/A | #N/A | #N/A | #N/A | #N/A | #N/A | #N/A | #N/A | 98 | #N/A | #N/A | #N/A | #N/A | #N/A | #N/A | #N/A | #N/A | #N/A | #N/A | #N/A | #N/A | #N/A | #N/A | #N/A | #N/A | #N/A | #N/A | #N/A | #N/A | #N/A | #N/A | 98 | #N/A | #N/A | #N/A | #N/A | #N/A | #N/A | #N/A | #N/A | #N/A | #N/A | #N/A | #N/A | #N/A | #N/A | #N/A
[8 empty] | 170 | [6 empty] | 197 | #N/A | #N/A | #N/A | #N/A | #N/A | 197 | #N/A | #N/A | #N/A | #N/A | #N/A | #N/A | #N/A | #N/A | #N/A | #N/A | #N/A | #N/A | 99 | #N/A | #N/A | #N/A | #N/A | #N/A | #N/A | #N/A | #N/A | #N/A | #N/A | #N/A | #N/A | #N/A | #N/A | #N/A | #N/A | #N/A | #N/A | #N/A | #N/A | #N/A | #N/A | 99 | #N/A | #N/A | #N/A | #N/A | #N/A | #N/A | #N/A | #N/A | #N/A | #N/A | #N/A | #N/A | #N/A | #N/A | #N/A
[8 empty] | 171 | [6 empty] | 198 | #N/A | #N/A | #N/A | #N/A | #N/A | 198 | #N/A | #N/A | #N/A | #N/A | #N/A | #N/A | #N/A | #N/A | #N/A | #N/A | #N/A | #N/A | 99 | #N/A | #N/A | #N/A | #N/A | #N/A | #N/A | #N/A | #N/A | #N/A | #N/A | #N/A | #N/A | #N/A | #N/A | #N/A | #N/A | #N/A | #N/A | #N/A | #N/A | #N/A | #N/A | 99 | #N/A | #N/A | #N/A | #N/A | #N/A | #N/A | #N/A | #N/A | #N/A | #N/A | #N/A | #N/A | #N/A | #N/A | #N/A
[8 empty] | 172 | [6 empty] | 199 | #N/A | #N/A | #N/A | #N/A | #N/A | 199 | #N/A | #N/A | #N/A | #N/A | #N/A | #N/A | #N/A | #N/A | #N/A | #N/A | #N/A | #N/A | 100 | #N/A | #N/A | #N/A | #N/A | #N/A | #N/A | #N/A | #N/A | #N/A | #N/A | #N/A | #N/A | #N/A | #N/A | #N/A | #N/A | #N/A | #N/A | #N/A | #N/A | #N/A | #N/A | 100 | #N/A | #N/A | #N/A | #N/A | #N/A | #N/A | #N/A | #N/A | #N/A | #N/A | #N/A | #N/A | #N/A | #N/A | #N/A
[8 empty] | 173 | [6 empty] | 200 | #N/A | #N/A | #N/A | #N/A | #N/A | 200 | #N/A | #N/A | #N/A | #N/A | #N/A | #N/A | #N/A | #N/A | #N/A | #N/A | #N/A | #N/A | 100 | #N/A | #N/A | #N/A | #N/A | #N/A | #N/A | #N/A | #N/A | #N/A | #N/A | #N/A | #N/A | #N/A | #N/A | #N/A | #N/A | #N/A | #N/A | #N/A | #N/A | #N/A | #N/A | 100 | #N/A | #N/A | #N/A | #N/A | #N/A | #N/A | #N/A | #N/A | #N/A | #N/A | #N/A | #N/A | #N/A | #N/A | #N/A
[8 empty] | 174 | [6 empty] | 201 | #N/A | #N/A | #N/A | #N/A | #N/A | 201 | #N/A | #N/A | #N/A | #N/A | #N/A | #N/A | #N/A | #N/A | #N/A | #N/A | #N/A | #N/A | 101 | #N/A | #N/A | #N/A | #N/A | #N/A | #N/A | #N/A | #N/A | #N/A | #N/A | #N/A | #N/A | #N/A | #N/A | #N/A | #N/A | #N/A | #N/A | #N/A | #N/A | #N/A | #N/A | 101 | #N/A | #N/A | #N/A | #N/A | #N/A | #N/A | #N/A | #N/A | #N/A | #N/A | #N/A | #N/A | #N/A | #N/A | #N/A
[8 empty] | 175 | [6 empty] | 202 | #N/A | #N/A | #N/A | #N/A | #N/A | 202 | #N/A | #N/A | #N/A | #N/A | #N/A | #N/A | #N/A | #N/A | #N/A | #N/A | #N/A | #N/A | 101 | #N/A | #N/A | #N/A | #N/A | #N/A | #N/A | #N/A | #N/A | #N/A | #N/A | #N/A | #N/A | #N/A | #N/A | #N/A | #N/A | #N/A | #N/A | #N/A | #N/A | #N/A | #N/A | 101 | #N/A | #N/A | #N/A | #N/A | #N/A | #N/A | #N/A | #N/A | #N/A | #N/A | #N/A | #N/A | #N/A | #N/A | #N/A
[8 empty] | 176 | [6 empty] | 203 | #N/A | #N/A | #N/A | #N/A | #N/A | 203 | #N/A | #N/A | #N/A | #N/A | #N/A | #N/A | #N/A | #N/A | #N/A | #N/A | #N/A | #N/A | 102 | #N/A | #N/A | #N/A | #N/A | #N/A | #N/A | #N/A | #N/A | #N/A | #N/A | #N/A | #N/A | #N/A | #N/A | #N/A | #N/A | #N/A | #N/A | #N/A | #N/A | #N/A | #N/A | 102 | #N/A | #N/A | #N/A | #N/A | #N/A | #N/A | #N/A | #N/A | #N/A | #N/A | #N/A | #N/A | #N/A | #N/A | #N/A
[8 empty] | 177 | [6 empty] | 204 | #N/A | #N/A | #N/A | #N/A | #N/A | 204 | #N/A | #N/A | #N/A | #N/A | #N/A | #N/A | #N/A | #N/A | #N/A | #N/A | #N/A | #N/A | 102 | #N/A | #N/A | #N/A | #N/A | #N/A | #N/A | #N/A | #N/A | #N/A | #N/A | #N/A | #N/A | #N/A | #N/A | #N/A | #N/A | #N/A | #N/A | #N/A | #N/A | #N/A | #N/A | 102 | #N/A | #N/A | #N/A | #N/A | #N/A | #N/A | #N/A | #N/A | #N/A | #N/A | #N/A | #N/A | #N/A | #N/A | #N/A
[8 empty] | 178 | [6 empty] | 205 | #N/A | #N/A | #N/A | #N/A | #N/A | 205 | #N/A | #N/A | #N/A | #N/A | #N/A | #N/A | #N/A | #N/A | #N/A | #N/A | #N/A | #N/A | 103 | #N/A | #N/A | #N/A | #N/A | #N/A | #N/A | #N/A | #N/A | #N/A | #N/A | #N/A | #N/A | #N/A | #N/A | #N/A | #N/A | #N/A | #N/A | #N/A | #N/A | #N/A | #N/A | 103 | #N/A | #N/A | #N/A | #N/A | #N/A | #N/A | #N/A | #N/A | #N/A | #N/A | #N/A | #N/A | #N/A | #N/A | #N/A
[8 empty] | 179 | [6 empty] | 206 | #N/A | #N/A | #N/A | #N/A | #N/A | 206 | #N/A | #N/A | #N/A | #N/A | #N/A | #N/A | #N/A | #N/A | #N/A | #N/A | #N/A | #N/A | 103 | #N/A | #N/A | #N/A | #N/A | #N/A | #N/A | #N/A | #N/A | #N/A | #N/A | #N/A | #N/A | #N/A | #N/A | #N/A | #N/A | #N/A | #N/A | #N/A | #N/A | #N/A | #N/A | 103 | #N/A | #N/A | #N/A | #N/A | #N/A | #N/A | #N/A | #N/A | #N/A | #N/A | #N/A | #N/A | #N/A | #N/A | #N/A
[8 empty] | 180 | [6 empty] | 207 | #N/A | #N/A | #N/A | #N/A | #N/A | 207 | #N/A | #N/A | #N/A | #N/A | #N/A | #N/A | #N/A | #N/A | #N/A | #N/A | #N/A | #N/A | 104 | #N/A | #N/A | #N/A | #N/A | #N/A | #N/A | #N/A | #N/A | #N/A | #N/A | #N/A | #N/A | #N/A | #N/A | #N/A | #N/A | #N/A | #N/A | #N/A | #N/A | #N/A | #N/A | 104 | #N/A | #N/A | #N/A | #N/A | #N/A | #N/A | #N/A | #N/A | #N/A | #N/A | #N/A | #N/A | #N/A | #N/A | #N/A
[8 empty] | 181 | [6 empty] | 208 | #N/A | #N/A | #N/A | #N/A | #N/A | 208 | #N/A | #N/A | #N/A | #N/A | #N/A | #N/A | #N/A | #N/A | #N/A | #N/A | #N/A | #N/A | 104 | #N/A | #N/A | #N/A | #N/A | #N/A | #N/A | #N/A | #N/A | #N/A | #N/A | #N/A | #N/A | #N/A | #N/A | #N/A | #N/A | #N/A | #N/A | #N/A | #N/A | #N/A | #N/A | 104 | #N/A | #N/A | #N/A | #N/A | #N/A | #N/A | #N/A | #N/A | #N/A | #N/A | #N/A | #N/A | #N/A | #N/A | #N/A
[8 empty] | 182 | [6 empty] | 209 | #N/A | #N/A | #N/A | #N/A | #N/A | 209 | #N/A | #N/A | #N/A | #N/A | #N/A | #N/A | #N/A | #N/A | #N/A | #N/A | #N/A | #N/A | 105 | #N/A | #N/A | #N/A | #N/A | #N/A | #N/A | #N/A | #N/A | #N/A | #N/A | #N/A | #N/A | #N/A | #N/A | #N/A | #N/A | #N/A | #N/A | #N/A | #N/A | #N/A | #N/A | 105 | #N/A | #N/A | #N/A | #N/A | #N/A | #N/A | #N/A | #N/A | #N/A | #N/A | #N/A | #N/A | #N/A | #N/A | #N/A
[8 empty] | 183 | [6 empty] | 210 | #N/A | #N/A | #N/A | #N/A | #N/A | 210 | #N/A | #N/A | #N/A | #N/A | #N/A | #N/A | #N/A | #N/A | #N/A | #N/A | #N/A | #N/A | 105 | #N/A | #N/A | #N/A | #N/A | #N/A | #N/A | #N/A | #N/A | #N/A | #N/A | #N/A | #N/A | #N/A | #N/A | #N/A | #N/A | #N/A | #N/A | #N/A | #N/A | #N/A | #N/A | 105 | #N/A | #N/A | #N/A | #N/A | #N/A | #N/A | #N/A | #N/A | #N/A | #N/A | #N/A | #N/A | #N/A | #N/A | #N/A
[8 empty] | 184 | [6 empty] | 211 | #N/A | #N/A | #N/A | #N/A | #N/A | 211 | #N/A | #N/A | #N/A | #N/A | #N/A | #N/A | #N/A | #N/A | #N/A | #N/A | #N/A | #N/A | 106 | #N/A | #N/A | #N/A | #N/A | #N/A | #N/A | #N/A | #N/A | #N/A | #N/A | #N/A | #N/A | #N/A | #N/A | #N/A | #N/A | #N/A | #N/A | #N/A | #N/A | #N/A | #N/A | 106 | #N/A | #N/A | #N/A | #N/A | #N/A | #N/A | #N/A | #N/A | #N/A | #N/A | #N/A | #N/A | #N/A | #N/A | #N/A
[8 empty] | 185 | [6 empty] | 212 | #N/A | #N/A | #N/A | #N/A | #N/A | 212 | #N/A | #N/A | #N/A | #N/A | #N/A | #N/A | #N/A | #N/A | #N/A | #N/A | #N/A | #N/A | 106 | #N/A | #N/A | #N/A | #N/A | #N/A | #N/A | #N/A | #N/A | #N/A | #N/A | #N/A | #N/A | #N/A | #N/A | #N/A | #N/A | #N/A | #N/A | #N/A | #N/A | #N/A | #N/A | 106 | #N/A | #N/A | #N/A | #N/A | #N/A | #N/A | #N/A | #N/A | #N/A | #N/A | #N/A | #N/A | #N/A | #N/A | #N/A
[8 empty] | 186 | [6 empty] | 213 | #N/A | #N/A | #N/A | #N/A | #N/A | 213 | #N/A | #N/A | #N/A | #N/A | #N/A | #N/A | #N/A | #N/A | #N/A | #N/A | #N/A | #N/A | 107 | #N/A | #N/A | #N/A | #N/A | #N/A | #N/A | #N/A | #N/A | #N/A | #N/A | #N/A | #N/A | #N/A | #N/A | #N/A | #N/A | #N/A | #N/A | #N/A | #N/A | #N/A | #N/A | 107 | #N/A | #N/A | #N/A | #N/A | #N/A | #N/A | #N/A | #N/A | #N/A | #N/A | #N/A | #N/A | #N/A | #N/A | #N/A
[8 empty] | 187 | [6 empty] | 214 | #N/A | #N/A | #N/A | #N/A | #N/A | 214 | #N/A | #N/A | #N/A | #N/A | #N/A | #N/A | #N/A | #N/A | #N/A | #N/A | #N/A | #N/A | 107 | #N/A | #N/A | #N/A | #N/A | #N/A | #N/A | #N/A | #N/A | #N/A | #N/A | #N/A | #N/A | #N/A | #N/A | #N/A | #N/A | #N/A | #N/A | #N/A | #N/A | #N/A | #N/A | 107 | #N/A | #N/A | #N/A | #N/A | #N/A | #N/A | #N/A | #N/A | #N/A | #N/A | #N/A | #N/A | #N/A | #N/A | #N/A
[8 empty] | 188 | [6 empty] | 215 | #N/A | #N/A | #N/A | #N/A | #N/A | 215 | #N/A | #N/A | #N/A | #N/A | #N/A | #N/A | #N/A | #N/A | #N/A | #N/A | #N/A | #N/A | 108 | #N/A | #N/A | #N/A | #N/A | #N/A | #N/A | #N/A | #N/A | #N/A | #N/A | #N/A | #N/A | #N/A | #N/A | #N/A | #N/A | #N/A | #N/A | #N/A | #N/A | #N/A | #N/A | 108 | #N/A | #N/A | #N/A | #N/A | #N/A | #N/A | #N/A | #N/A | #N/A | #N/A | #N/A | #N/A | #N/A | #N/A | #N/A
[8 empty] | 189 | [6 empty] | 216 | #N/A | #N/A | #N/A | #N/A | #N/A | 216 | #N/A | #N/A | #N/A | #N/A | #N/A | #N/A | #N/A | #N/A | #N/A | #N/A | #N/A | #N/A | 108 | #N/A | #N/A | #N/A | #N/A | #N/A | #N/A | #N/A | #N/A | #N/A | #N/A | #N/A | #N/A | #N/A | #N/A | #N/A | #N/A | #N/A | #N/A | #N/A | #N/A | #N/A | #N/A | 108 | #N/A | #N/A | #N/A | #N/A | #N/A | #N/A | #N/A | #N/A | #N/A | #N/A | #N/A | #N/A | #N/A | #N/A | #N/A
[8 empty] | 190 | [6 empty] | 217 | #N/A | #N/A | #N/A | #N/A | #N/A | 217 | #N/A | #N/A | #N/A | #N/A | #N/A | #N/A | #N/A | #N/A | #N/A | #N/A | #N/A | #N/A | 109 | #N/A | #N/A | #N/A | #N/A | #N/A | #N/A | #N/A | #N/A | #N/A | #N/A | #N/A | #N/A | #N/A | #N/A | #N/A | #N/A | #N/A | #N/A | #N/A | #N/A | #N/A | #N/A | 109 | #N/A | #N/A | #N/A | #N/A | #N/A | #N/A | #N/A | #N/A | #N/A | #N/A | #N/A | #N/A | #N/A | #N/A | #N/A
[8 empty] | 191 | [6 empty] | 218 | #N/A | #N/A | #N/A | #N/A | #N/A | 218 | #N/A | #N/A | #N/A | #N/A | #N/A | #N/A | #N/A | #N/A | #N/A | #N/A | #N/A | #N/A | 109 | #N/A | #N/A | #N/A | #N/A | #N/A | #N/A | #N/A | #N/A | #N/A | #N/A | #N/A | #N/A | #N/A | #N/A | #N/A | #N/A | #N/A | #N/A | #N/A | #N/A | #N/A | #N/A | 109 | #N/A | #N/A | #N/A | #N/A | #N/A | #N/A | #N/A | #N/A | #N/A | #N/A | #N/A | #N/A | #N/A | #N/A | #N/A
[8 empty] | 192 | [6 empty] | 219 | #N/A | #N/A | #N/A | #N/A | #N/A | 219 | #N/A | #N/A | #N/A | #N/A | #N/A | #N/A | #N/A | #N/A | #N/A | #N/A | #N/A | #N/A | 110 | #N/A | #N/A | #N/A | #N/A | #N/A | #N/A | #N/A | #N/A | #N/A | #N/A | #N/A | #N/A | #N/A | #N/A | #N/A | #N/A | #N/A | #N/A | #N/A | #N/A | #N/A | #N/A | 110 | #N/A | #N/A | #N/A | #N/A | #N/A | #N/A | #N/A | #N/A | #N/A | #N/A | #N/A | #N/A | #N/A | #N/A | #N/A
[8 empty] | 193 | [6 empty] | 220 | #N/A | #N/A | #N/A | #N/A | #N/A | 220 | #N/A | #N/A | #N/A | #N/A | #N/A | #N/A | #N/A | #N/A | #N/A | #N/A | #N/A | #N/A | 110 | #N/A | #N/A | #N/A | #N/A | #N/A | #N/A | #N/A | #N/A | #N/A | #N/A | #N/A | #N/A | #N/A | #N/A | #N/A | #N/A | #N/A | #N/A | #N/A | #N/A | #N/A | #N/A | 110 | #N/A | #N/A | #N/A | #N/A | #N/A | #N/A | #N/A | #N/A | #N/A | #N/A | #N/A | #N/A | #N/A | #N/A | #N/A
[8 empty] | 194 | [6 empty] | 221 | #N/A | #N/A | #N/A | #N/A | #N/A | 221 | #N/A | #N/A | #N/A | #N/A | #N/A | #N/A | #N/A | #N/A | #N/A | #N/A | #N/A | #N/A | 111 | #N/A | #N/A | #N/A | #N/A | #N/A | #N/A | #N/A | #N/A | #N/A | #N/A | #N/A | #N/A | #N/A | #N/A | #N/A | #N/A | #N/A | #N/A | #N/A | #N/A | #N/A | #N/A | 111 | #N/A | #N/A | #N/A | #N/A | #N/A | #N/A | #N/A | #N/A | #N/A | #N/A | #N/A | #N/A | #N/A | #N/A | #N/A
[8 empty] | 195 | [6 empty] | 222 | #N/A | #N/A | #N/A | #N/A | #N/A | 222 | #N/A | #N/A | #N/A | #N/A | #N/A | #N/A | #N/A | #N/A | #N/A | #N/A | #N/A | #N/A | 111 | #N/A | #N/A | #N/A | #N/A | #N/A | #N/A | #N/A | #N/A | #N/A | #N/A | #N/A | #N/A | #N/A | #N/A | #N/A | #N/A | #N/A | #N/A | #N/A | #N/A | #N/A | #N/A | 111 | #N/A | #N/A | #N/A | #N/A | #N/A | #N/A | #N/A | #N/A | #N/A | #N/A | #N/A | #N/A | #N/A | #N/A | #N/A
[8 empty] | 196 | [6 empty] | 223 | #N/A | #N/A | #N/A | #N/A | #N/A | 223 | #N/A | #N/A | #N/A | #N/A | #N/A | #N/A | #N/A | #N/A | #N/A | #N/A | #N/A | #N/A | 112 | #N/A | #N/A | #N/A | #N/A | #N/A | #N/A | #N/A | #N/A | #N/A | #N/A | #N/A | #N/A | #N/A | #N/A | #N/A | #N/A | #N/A | #N/A | #N/A | #N/A | #N/A | #N/A | 112 | #N/A | #N/A | #N/A | #N/A | #N/A | #N/A | #N/A | #N/A | #N/A | #N/A | #N/A | #N/A | #N/A | #N/A | #N/A
[8 empty] | 197 | [6 empty] | 224 | #N/A | #N/A | #N/A | #N/A | #N/A | 224 | #N/A | #N/A | #N/A | #N/A | #N/A | #N/A | #N/A | #N/A | #N/A | #N/A | #N/A | #N/A | 112 | #N/A | #N/A | #N/A | #N/A | #N/A | #N/A | #N/A | #N/A | #N/A | #N/A | #N/A | #N/A | #N/A | #N/A | #N/A | #N/A | #N/A | #N/A | #N/A | #N/A | #N/A | #N/A | 112 | #N/A | #N/A | #N/A | #N/A | #N/A | #N/A | #N/A | #N/A | #N/A | #N/A | #N/A | #N/A | #N/A | #N/A | #N/A
[8 empty] | 198 | [6 empty] | 225 | #N/A | #N/A | #N/A | #N/A | #N/A | 225 | #N/A | #N/A | #N/A | #N/A | #N/A | #N/A | #N/A | #N/A | #N/A | #N/A | #N/A | #N/A | 113 | #N/A | #N/A | #N/A | #N/A | #N/A | #N/A | #N/A | #N/A | #N/A | #N/A | #N/A | #N/A | #N/A | #N/A | #N/A | #N/A | #N/A | #N/A | #N/A | #N/A | #N/A | #N/A | 113 | #N/A | #N/A | #N/A | #N/A | #N/A | #N/A | #N/A | #N/A | #N/A | #N/A | #N/A | #N/A | #N/A | #N/A | #N/A
[8 empty] | 199 | [6 empty] | 226 | #N/A | #N/A | #N/A | #N/A | #N/A | 226 | #N/A | #N/A | #N/A | #N/A | #N/A | #N/A | #N/A | #N/A | #N/A | #N/A | #N/A | #N/A | 113 | #N/A | #N/A | #N/A | #N/A | #N/A | #N/A | #N/A | #N/A | #N/A | #N/A | #N/A | #N/A | #N/A | #N/A | #N/A | #N/A | #N/A | #N/A | #N/A | #N/A | #N/A | #N/A | 113 | #N/A | #N/A | #N/A | #N/A | #N/A | #N/A | #N/A | #N/A | #N/A | #N/A | #N/A | #N/A | #N/A | #N/A | #N/A
[8 empty] | 200 | [6 empty] | 227 | #N/A | #N/A | #N/A | #N/A | #N/A | 227 | #N/A | #N/A | #N/A | #N/A | #N/A | #N/A | #N/A | #N/A | #N/A | #N/A | #N/A | #N/A | 114 | #N/A | #N/A | #N/A | #N/A | #N/A | #N/A | #N/A | #N/A | #N/A | #N/A | #N/A | #N/A | #N/A | #N/A | #N/A | #N/A | #N/A | #N/A | #N/A | #N/A | #N/A | #N/A | 114 | #N/A | #N/A | #N/A | #N/A | #N/A | #N/A | #N/A | #N/A | #N/A | #N/A | #N/A | #N/A | #N/A | #N/A | #N/A
[8 empty] | 201 | [6 empty] | 228 | #N/A | #N/A | #N/A | #N/A | #N/A | 228 | #N/A | #N/A | #N/A | #N/A | #N/A | #N/A | #N/A | #N/A | #N/A | #N/A | #N/A | #N/A | 114 | #N/A | #N/A | #N/A | #N/A | #N/A | #N/A | #N/A | #N/A | #N/A | #N/A | #N/A | #N/A | #N/A | #N/A | #N/A | #N/A | #N/A | #N/A | #N/A | #N/A | #N/A | #N/A | 114 | #N/A | #N/A | #N/A | #N/A | #N/A | #N/A | #N/A | #N/A | #N/A | #N/A | #N/A | #N/A | #N/A | #N/A | #N/A
[8 empty] | 202 | [6 empty] | 229 | #N/A | #N/A | #N/A | #N/A | #N/A | 229 | #N/A | #N/A | #N/A | #N/A | #N/A | #N/A | #N/A | #N/A | #N/A | #N/A | #N/A | #N/A | 115 | #N/A | #N/A | #N/A | #N/A | #N/A | #N/A | #N/A | #N/A | #N/A | #N/A | #N/A | #N/A | #N/A | #N/A | #N/A | #N/A | #N/A | #N/A | #N/A | #N/A | #N/A | #N/A | 115 | #N/A | #N/A | #N/A | #N/A | #N/A | #N/A | #N/A | #N/A | #N/A | #N/A | #N/A | #N/A | #N/A | #N/A | #N/A
[8 empty] | 203 | [6 empty] | 230 | #N/A | #N/A | #N/A | #N/A | #N/A | 230 | #N/A | #N/A | #N/A | #N/A | #N/A | #N/A | #N/A | #N/A | #N/A | #N/A | #N/A | #N/A | 115 | #N/A | #N/A | #N/A | #N/A | #N/A | #N/A | #N/A | #N/A | #N/A | #N/A | #N/A | #N/A | #N/A | #N/A | #N/A | #N/A | #N/A | #N/A | #N/A | #N/A | #N/A | #N/A | 115 | #N/A | #N/A | #N/A | #N/A | #N/A | #N/A | #N/A | #N/A | #N/A | #N/A | #N/A | #N/A | #N/A | #N/A | #N/A
[8 empty] | 204 | [6 empty] | 231 | #N/A | #N/A | #N/A | #N/A | #N/A | 231 | #N/A | #N/A | #N/A | #N/A | #N/A | #N/A | #N/A | #N/A | #N/A | #N/A | #N/A | #N/A | 116 | #N/A | #N/A | #N/A | #N/A | #N/A | #N/A | #N/A | #N/A | #N/A | #N/A | #N/A | #N/A | #N/A | #N/A | #N/A | #N/A | #N/A | #N/A | #N/A | #N/A | #N/A | #N/A | 116 | #N/A | #N/A | #N/A | #N/A | #N/A | #N/A | #N/A | #N/A | #N/A | #N/A | #N/A | #N/A | #N/A | #N/A | #N/A
[8 empty] | 205 | [6 empty] | 232 | #N/A | #N/A | #N/A | #N/A | #N/A | 232 | #N/A | #N/A | #N/A | #N/A | #N/A | #N/A | #N/A | #N/A | #N/A | #N/A | #N/A | #N/A | 116 | #N/A | #N/A | #N/A | #N/A | #N/A | #N/A | #N/A | #N/A | #N/A | #N/A | #N/A | #N/A | #N/A | #N/A | #N/A | #N/A | #N/A | #N/A | #N/A | #N/A | #N/A | #N/A | 116 | #N/A | #N/A | #N/A | #N/A | #N/A | #N/A | #N/A | #N/A | #N/A | #N/A | #N/A | #N/A | #N/A | #N/A | #N/A
[8 empty] | 206 | [6 empty] | 233 | #N/A | #N/A | #N/A | #N/A | #N/A | 233 | #N/A | #N/A | #N/A | #N/A | #N/A | #N/A | #N/A | #N/A | #N/A | #N/A | #N/A | #N/A | 117 | #N/A | #N/A | #N/A | #N/A | #N/A | #N/A | #N/A | #N/A | #N/A | #N/A | #N/A | #N/A | #N/A | #N/A | #N/A | #N/A | #N/A | #N/A | #N/A | #N/A | #N/A | #N/A | 117 | #N/A | #N/A | #N/A | #N/A | #N/A | #N/A | #N/A | #N/A | #N/A | #N/A | #N/A | #N/A | #N/A | #N/A | #N/A
[8 empty] | 207 | [6 empty] | 234 | #N/A | #N/A | #N/A | #N/A | #N/A | 234 | #N/A | #N/A | #N/A | #N/A | #N/A | #N/A | #N/A | #N/A | #N/A | #N/A | #N/A | #N/A | 117 | #N/A | #N/A | #N/A | #N/A | #N/A | #N/A | #N/A | #N/A | #N/A | #N/A | #N/A | #N/A | #N/A | #N/A | #N/A | #N/A | #N/A | #N/A | #N/A | #N/A | #N/A | #N/A | 117 | #N/A | #N/A | #N/A | #N/A | #N/A | #N/A | #N/A | #N/A | #N/A | #N/A | #N/A | #N/A | #N/A | #N/A | #N/A
[8 empty] | 208 | [6 empty] | 235 | #N/A | #N/A | #N/A | #N/A | #N/A | 235 | #N/A | #N/A | #N/A | #N/A | #N/A | #N/A | #N/A | #N/A | #N/A | #N/A | #N/A | #N/A | 118 | #N/A | #N/A | #N/A | #N/A | #N/A | #N/A | #N/A | #N/A | #N/A | #N/A | #N/A | #N/A | #N/A | #N/A | #N/A | #N/A | #N/A | #N/A | #N/A | #N/A | #N/A | #N/A | 118 | #N/A | #N/A | #N/A | #N/A | #N/A | #N/A | #N/A | #N/A | #N/A | #N/A | #N/A | #N/A | #N/A | #N/A | #N/A
[8 empty] | 209 | [6 empty] | 236 | #N/A | #N/A | #N/A | #N/A | #N/A | 236 | #N/A | #N/A | #N/A | #N/A | #N/A | #N/A | #N/A | #N/A | #N/A | #N/A | #N/A | #N/A | 118 | #N/A | #N/A | #N/A | #N/A | #N/A | #N/A | #N/A | #N/A | #N/A | #N/A | #N/A | #N/A | #N/A | #N/A | #N/A | #N/A | #N/A | #N/A | #N/A | #N/A | #N/A | #N/A | 118 | #N/A | #N/A | #N/A | #N/A | #N/A | #N/A | #N/A | #N/A | #N/A | #N/A | #N/A | #N/A | #N/A | #N/A | #N/A
[8 empty] | 210 | [6 empty] | 237 | #N/A | #N/A | #N/A | #N/A | #N/A | 237 | #N/A | #N/A | #N/A | #N/A | #N/A | #N/A | #N/A | #N/A | #N/A | #N/A | #N/A | #N/A | 119 | #N/A | #N/A | #N/A | #N/A | #N/A | #N/A | #N/A | #N/A | #N/A | #N/A | #N/A | #N/A | #N/A | #N/A | #N/A | #N/A | #N/A | #N/A | #N/A | #N/A | #N/A | #N/A | 119 | #N/A | #N/A | #N/A | #N/A | #N/A | #N/A | #N/A | #N/A | #N/A | #N/A | #N/A | #N/A | #N/A | #N/A | #N/A
[8 empty] | 211 | [6 empty] | 238 | #N/A | #N/A | #N/A | #N/A | #N/A | 238 | #N/A | #N/A | #N/A | #N/A | #N/A | #N/A | #N/A | #N/A | #N/A | #N/A | #N/A | #N/A | 119 | #N/A | #N/A | #N/A | #N/A | #N/A | #N/A | #N/A | #N/A | #N/A | #N/A | #N/A | #N/A | #N/A | #N/A | #N/A | #N/A | #N/A | #N/A | #N/A | #N/A | #N/A | #N/A | 119 | #N/A | #N/A | #N/A | #N/A | #N/A | #N/A | #N/A | #N/A | #N/A | #N/A | #N/A | #N/A | #N/A | #N/A | #N/A
[8 empty] | 212 | [6 empty] | 239 | #N/A | #N/A | #N/A | #N/A | #N/A | 239 | #N/A | #N/A | #N/A | #N/A | #N/A | #N/A | #N/A | #N/A | #N/A | #N/A | #N/A | #N/A | 120 | #N/A | #N/A | #N/A | #N/A | #N/A | #N/A | #N/A | #N/A | #N/A | #N/A | #N/A | #N/A | #N/A | #N/A | #N/A | #N/A | #N/A | #N/A | #N/A | #N/A | #N/A | #N/A | 120 | #N/A | #N/A | #N/A | #N/A | #N/A | #N/A | #N/A | #N/A | #N/A | #N/A | #N/A | #N/A | #N/A | #N/A | #N/A
[8 empty] | 213 | [6 empty] | 240 | #N/A | #N/A | #N/A | #N/A | #N/A | 240 | #N/A | #N/A | #N/A | #N/A | #N/A | #N/A | #N/A | #N/A | #N/A | #N/A | #N/A | #N/A | 120 | #N/A | #N/A | #N/A | #N/A | #N/A | #N/A | #N/A | #N/A | #N/A | #N/A | #N/A | #N/A | #N/A | #N/A | #N/A | #N/A | #N/A | #N/A | #N/A | #N/A | #N/A | #N/A | 120 | #N/A | #N/A | #N/A | #N/A | #N/A | #N/A | #N/A | #N/A | #N/A | #N/A | #N/A | #N/A | #N/A | #N/A | #N/A
[8 empty] | 214 | [6 empty] | 241 | #N/A | #N/A | #N/A | #N/A | #N/A | 241 | #N/A | #N/A | #N/A | #N/A | #N/A | #N/A | #N/A | #N/A | #N/A | #N/A | #N/A | #N/A | 121 | #N/A | #N/A | #N/A | #N/A | #N/A | #N/A | #N/A | #N/A | #N/A | #N/A | #N/A | #N/A | #N/A | #N/A | #N/A | #N/A | #N/A | #N/A | #N/A | #N/A | #N/A | #N/A | 121 | #N/A | #N/A | #N/A | #N/A | #N/A | #N/A | #N/A | #N/A | #N/A | #N/A | #N/A | #N/A | #N/A | #N/A | #N/A
[8 empty] | 215 | [6 empty] | 242 | #N/A | #N/A | #N/A | #N/A | #N/A | 242 | #N/A | #N/A | #N/A | #N/A | #N/A | #N/A | #N/A | #N/A | #N/A | #N/A | #N/A | #N/A | 121 | #N/A | #N/A | #N/A | #N/A | #N/A | #N/A | #N/A | #N/A | #N/A | #N/A | #N/A | #N/A | #N/A | #N/A | #N/A | #N/A | #N/A | #N/A | #N/A | #N/A | #N/A | #N/A | 121 | #N/A | #N/A | #N/A | #N/A | #N/A | #N/A | #N/A | #N/A | #N/A | #N/A | #N/A | #N/A | #N/A | #N/A | #N/A
[8 empty] | 216 | [6 empty] | 243 | #N/A | #N/A | #N/A | #N/A | #N/A | 243 | #N/A | #N/A | #N/A | #N/A | #N/A | #N/A | #N/A | #N/A | #N/A | #N/A | #N/A | #N/A | 122 | #N/A | #N/A | #N/A | #N/A | #N/A | #N/A | #N/A | #N/A | #N/A | #N/A | #N/A | #N/A | #N/A | #N/A | #N/A | #N/A | #N/A | #N/A | #N/A | #N/A | #N/A | #N/A | 122 | #N/A | #N/A | #N/A | #N/A | #N/A | #N/A | #N/A | #N/A | #N/A | #N/A | #N/A | #N/A | #N/A | #N/A | #N/A
[8 empty] | 217 | [6 empty] | 244 | #N/A | #N/A | #N/A | #N/A | #N/A | 244 | #N/A | #N/A | #N/A | #N/A | #N/A | #N/A | #N/A | #N/A | #N/A | #N/A | #N/A | #N/A | 122 | #N/A | #N/A | #N/A | #N/A | #N/A | #N/A | #N/A | #N/A | #N/A | #N/A | #N/A | #N/A | #N/A | #N/A | #N/A | #N/A | #N/A | #N/A | #N/A | #N/A | #N/A | #N/A | 122 | #N/A | #N/A | #N/A | #N/A | #N/A | #N/A | #N/A | #N/A | #N/A | #N/A | #N/A | #N/A | #N/A | #N/A | #N/A
[8 empty] | 218 | [6 empty] | 245 | #N/A | #N/A | #N/A | #N/A | #N/A | 245 | #N/A | #N/A | #N/A | #N/A | #N/A | #N/A | #N/A | #N/A | #N/A | #N/A | #N/A | #N/A | 123 | #N/A | #N/A | #N/A | #N/A | #N/A | #N/A | #N/A | #N/A | #N/A | #N/A | #N/A | #N/A | #N/A | #N/A | #N/A | #N/A | #N/A | #N/A | #N/A | #N/A | #N/A | #N/A | 123 | #N/A | #N/A | #N/A | #N/A | #N/A | #N/A | #N/A | #N/A | #N/A | #N/A | #N/A | #N/A | #N/A | #N/A | #N/A
[8 empty] | 219 | [6 empty] | 246 | #N/A | #N/A | #N/A | #N/A | #N/A | 246 | #N/A | #N/A | #N/A | #N/A | #N/A | #N/A | #N/A | #N/A | #N/A | #N/A | #N/A | #N/A | 123 | #N/A | #N/A | #N/A | #N/A | #N/A | #N/A | #N/A | #N/A | #N/A | #N/A | #N/A | #N/A | #N/A | #N/A | #N/A | #N/A | #N/A | #N/A | #N/A | #N/A | #N/A | #N/A | 123 | #N/A | #N/A | #N/A | #N/A | #N/A | #N/A | #N/A | #N/A | #N/A | #N/A | #N/A | #N/A | #N/A | #N/A | #N/A
[8 empty] | 220 | [6 empty] | 247 | #N/A | #N/A | #N/A | #N/A | #N/A | 247 | #N/A | #N/A | #N/A | #N/A | #N/A | #N/A | #N/A | #N/A | #N/A | #N/A | #N/A | #N/A | 124 | #N/A | #N/A | #N/A | #N/A | #N/A | #N/A | #N/A | #N/A | #N/A | #N/A | #N/A | #N/A | #N/A | #N/A | #N/A | #N/A | #N/A | #N/A | #N/A | #N/A | #N/A | #N/A | 124 | #N/A | #N/A | #N/A | #N/A | #N/A | #N/A | #N/A | #N/A | #N/A | #N/A | #N/A | #N/A | #N/A | #N/A | #N/A
[8 empty] | 221 | [6 empty] | 248 | #N/A | #N/A | #N/A | #N/A | #N/A | 248 | #N/A | #N/A | #N/A | #N/A | #N/A | #N/A | #N/A | #N/A | #N/A | #N/A | #N/A | #N/A | 124 | #N/A | #N/A | #N/A | #N/A | #N/A | #N/A | #N/A | #N/A | #N/A | #N/A | #N/A | #N/A | #N/A | #N/A | #N/A | #N/A | #N/A | #N/A | #N/A | #N/A | #N/A | #N/A | 124 | #N/A | #N/A | #N/A | #N/A | #N/A | #N/A | #N/A | #N/A | #N/A | #N/A | #N/A | #N/A | #N/A | #N/A | #N/A
[8 empty] | 222 | [6 empty] | 249 | #N/A | #N/A | #N/A | #N/A | #N/A | 249 | #N/A | #N/A | #N/A | #N/A | #N/A | #N/A | #N/A | #N/A | #N/A | #N/A | #N/A | #N/A | 125 | #N/A | #N/A | #N/A | #N/A | #N/A | #N/A | #N/A | #N/A | #N/A | #N/A | #N/A | #N/A | #N/A | #N/A | #N/A | #N/A | #N/A | #N/A | #N/A | #N/A | #N/A | #N/A | 125 | #N/A | #N/A | #N/A | #N/A | #N/A | #N/A | #N/A | #N/A | #N/A | #N/A | #N/A | #N/A | #N/A | #N/A | #N/A
[8 empty] | 223 | [6 empty] | 250 | #N/A | #N/A | #N/A | #N/A | #N/A | 250 | #N/A | #N/A | #N/A | #N/A | #N/A | #N/A | #N/A | #N/A | #N/A | #N/A | #N/A | #N/A | 125 | #N/A | #N/A | #N/A | #N/A | #N/A | #N/A | #N/A | #N/A | #N/A | #N/A | #N/A | #N/A | #N/A | #N/A | #N/A | #N/A | #N/A | #N/A | #N/A | #N/A | #N/A | #N/A | 125 | #N/A | #N/A | #N/A | #N/A | #N/A | #N/A | #N/A | #N/A | #N/A | #N/A | #N/A | #N/A | #N/A | #N/A | #N/A
[8 empty] | 224 | [6 empty] | 251 | #N/A | #N/A | #N/A | #N/A | #N/A | 251 | #N/A | #N/A | #N/A | #N/A | #N/A | #N/A | #N/A | #N/A | #N/A | #N/A | #N/A | #N/A | 126 | #N/A | #N/A | #N/A | #N/A | #N/A | #N/A | #N/A | #N/A | #N/A | #N/A | #N/A | #N/A | #N/A | #N/A | #N/A | #N/A | #N/A | #N/A | #N/A | #N/A | #N/A | #N/A | 126 | #N/A | #N/A | #N/A | #N/A | #N/A | #N/A | #N/A | #N/A | #N/A | #N/A | #N/A | #N/A | #N/A | #N/A | #N/A
[8 empty] | 225 | [6 empty] | 252 | #N/A | #N/A | #N/A | #N/A | #N/A | 252 | #N/A | #N/A | #N/A | #N/A | #N/A | #N/A | #N/A | #N/A | #N/A | #N/A | #N/A | #N/A | 126 | #N/A | #N/A | #N/A | #N/A | #N/A | #N/A | #N/A | #N/A | #N/A | #N/A | #N/A | #N/A | #N/A | #N/A | #N/A | #N/A | #N/A | #N/A | #N/A | #N/A | #N/A | #N/A | 126 | #N/A | #N/A | #N/A | #N/A | #N/A | #N/A | #N/A | #N/A | #N/A | #N/A | #N/A | #N/A | #N/A | #N/A | #N/A
[8 empty] | 226 | [6 empty] | 253 | #N/A | #N/A | #N/A | #N/A | #N/A | 253 | #N/A | #N/A | #N/A | #N/A | #N/A | #N/A | #N/A | #N/A | #N/A | #N/A | #N/A | #N/A | 127 | #N/A | #N/A | #N/A | #N/A | #N/A | #N/A | #N/A | #N/A | #N/A | #N/A | #N/A | #N/A | #N/A | #N/A | #N/A | #N/A | #N/A | #N/A | #N/A | #N/A | #N/A | #N/A | 127 | #N/A | #N/A | #N/A | #N/A | #N/A | #N/A | #N/A | #N/A | #N/A | #N/A | #N/A | #N/A | #N/A | #N/A | #N/A
[8 empty] | 227 | [6 empty] | 254 | #N/A | #N/A | #N/A | #N/A | #N/A | 254 | #N/A | #N/A | #N/A | #N/A | #N/A | #N/A | #N/A | #N/A | #N/A | #N/A | #N/A | #N/A | 127 | #N/A | #N/A | #N/A | #N/A | #N/A | #N/A | #N/A | #N/A | #N/A | #N/A | #N/A | #N/A | #N/A | #N/A | #N/A | #N/A | #N/A | #N/A | #N/A | #N/A | #N/A | #N/A | 127 | #N/A | #N/A | #N/A | #N/A | #N/A | #N/A | #N/A | #N/A | #N/A | #N/A | #N/A | #N/A | #N/A | #N/A | #N/A
[8 empty] | 228 | [6 empty] | 255 | #N/A | #N/A | #N/A | #N/A | #N/A | 255 | #N/A | #N/A | #N/A | #N/A | #N/A | #N/A | #N/A | #N/A | #N/A | #N/A | #N/A | #N/A | 128 | #N/A | #N/A | #N/A | #N/A | #N/A | #N/A | #N/A | #N/A | #N/A | #N/A | #N/A | #N/A | #N/A | #N/A | #N/A | #N/A | #N/A | #N/A | #N/A | #N/A | #N/A | #N/A | 128 | #N/A | #N/A | #N/A | #N/A | #N/A | #N/A | #N/A | #N/A | #N/A | #N/A | #N/A | #N/A | #N/A | #N/A | #N/A
[8 empty] | 229 | [6 empty] | 256 | #N/A | #N/A | #N/A | #N/A | #N/A | 256 | #N/A | #N/A | #N/A | #N/A | #N/A | #N/A | #N/A | #N/A | #N/A | #N/A | #N/A | #N/A | 128 | #N/A | #N/A | #N/A | #N/A | #N/A | #N/A | #N/A | #N/A | #N/A | #N/A | #N/A | #N/A | #N/A | #N/A | #N/A | #N/A | #N/A | #N/A | #N/A | #N/A | #N/A | #N/A | 128 | #N/A | #N/A | #N/A | #N/A | #N/A | #N/A | #N/A | #N/A | #N/A | #N/A | #N/A | #N/A | #N/A | #N/A | #N/A
[8 empty] | 230 | [6 empty] | 257 | #N/A | #N/A | #N/A | #N/A | #N/A | 257 | #N/A | #N/A | #N/A | #N/A | #N/A | #N/A | #N/A | #N/A | #N/A | #N/A | #N/A | #N/A | 129 | #N/A | #N/A | #N/A | #N/A | #N/A | #N/A | #N/A | #N/A | #N/A | #N/A | #N/A | #N/A | #N/A | #N/A | #N/A | #N/A | #N/A | #N/A | #N/A | #N/A | #N/A | #N/A | 129 | #N/A | #N/A | #N/A | #N/A | #N/A | #N/A | #N/A | #N/A | #N/A | #N/A | #N/A | #N/A | #N/A | #N/A | #N/A
[8 empty] | 231 | [6 empty] | 258 | #N/A | #N/A | #N/A | #N/A | #N/A | 258 | #N/A | #N/A | #N/A | #N/A | #N/A | #N/A | #N/A | #N/A | #N/A | #N/A | #N/A | #N/A | 129 | #N/A | #N/A | #N/A | #N/A | #N/A | #N/A | #N/A | #N/A | #N/A | #N/A | #N/A | #N/A | #N/A | #N/A | #N/A | #N/A | #N/A | #N/A | #N/A | #N/A | #N/A | #N/A | 129 | #N/A | #N/A | #N/A | #N/A | #N/A | #N/A | #N/A | #N/A | #N/A | #N/A | #N/A | #N/A | #N/A | #N/A | #N/A
[8 empty] | 232 | [6 empty] | 259 | #N/A | #N/A | #N/A | #N/A | #N/A | 259 | #N/A | #N/A | #N/A | #N/A | #N/A | #N/A | #N/A | #N/A | #N/A | #N/A | #N/A | #N/A | 130 | #N/A | #N/A | #N/A | #N/A | #N/A | #N/A | #N/A | #N/A | #N/A | #N/A | #N/A | #N/A | #N/A | #N/A | #N/A | #N/A | #N/A | #N/A | #N/A | #N/A | #N/A | #N/A | 130 | #N/A | #N/A | #N/A | #N/A | #N/A | #N/A | #N/A | #N/A | #N/A | #N/A | #N/A | #N/A | #N/A | #N/A | #N/A
[8 empty] | 233 | [6 empty] | 260 | #N/A | #N/A | #N/A | #N/A | #N/A | 260 | #N/A | #N/A | #N/A | #N/A | #N/A | #N/A | #N/A | #N/A | #N/A | #N/A | #N/A | #N/A | 130 | #N/A | #N/A | #N/A | #N/A | #N/A | #N/A | #N/A | #N/A | #N/A | #N/A | #N/A | #N/A | #N/A | #N/A | #N/A | #N/A | #N/A | #N/A | #N/A | #N/A | #N/A | #N/A | 130 | #N/A | #N/A | #N/A | #N/A | #N/A | #N/A | #N/A | #N/A | #N/A | #N/A | #N/A | #N/A | #N/A | #N/A | #N/A
[8 empty] | 234 | [6 empty] | 261 | #N/A | #N/A | #N/A | #N/A | #N/A | 261 | #N/A | #N/A | #N/A | #N/A | #N/A | #N/A | #N/A | #N/A | #N/A | #N/A | #N/A | #N/A | 131 | #N/A | #N/A | #N/A | #N/A | #N/A | #N/A | #N/A | #N/A | #N/A | #N/A | #N/A | #N/A | #N/A | #N/A | #N/A | #N/A | #N/A | #N/A | #N/A | #N/A | #N/A | #N/A | 131 | #N/A | #N/A | #N/A | #N/A | #N/A | #N/A | #N/A | #N/A | #N/A | #N/A | #N/A | #N/A | #N/A | #N/A | #N/A
[8 empty] | 235 | [6 empty] | 262 | #N/A | #N/A | #N/A | #N/A | #N/A | 262 | #N/A | #N/A | #N/A | #N/A | #N/A | #N/A | #N/A | #N/A | #N/A | #N/A | #N/A | #N/A | 131 | #N/A | #N/A | #N/A | #N/A | #N/A | #N/A | #N/A | #N/A | #N/A | #N/A | #N/A | #N/A | #N/A | #N/A | #N/A | #N/A | #N/A | #N/A | #N/A | #N/A | #N/A | #N/A | 131 | #N/A | #N/A | #N/A | #N/A | #N/A | #N/A | #N/A | #N/A | #N/A | #N/A | #N/A | #N/A | #N/A | #N/A | #N/A
[8 empty] | 236 | [6 empty] | 263 | #N/A | #N/A | #N/A | #N/A | #N/A | 263 | #N/A | #N/A | #N/A | #N/A | #N/A | #N/A | #N/A | #N/A | #N/A | #N/A | #N/A | #N/A | 132 | #N/A | #N/A | #N/A | #N/A | #N/A | #N/A | #N/A | #N/A | #N/A | #N/A | #N/A | #N/A | #N/A | #N/A | #N/A | #N/A | #N/A | #N/A | #N/A | #N/A | #N/A | #N/A | 132 | #N/A | #N/A | #N/A | #N/A | #N/A | #N/A | #N/A | #N/A | #N/A | #N/A | #N/A | #N/A | #N/A | #N/A | #N/A
[8 empty] | 237 | [6 empty] | 264 | #N/A | #N/A | #N/A | #N/A | #N/A | 264 | #N/A | #N/A | #N/A | #N/A | #N/A | #N/A | #N/A | #N/A | #N/A | #N/A | #N/A | #N/A | 132 | #N/A | #N/A | #N/A | #N/A | #N/A | #N/A | #N/A | #N/A | #N/A | #N/A | #N/A | #N/A | #N/A | #N/A | #N/A | #N/A | #N/A | #N/A | #N/A | #N/A | #N/A | #N/A | 132 | #N/A | #N/A | #N/A | #N/A | #N/A | #N/A | #N/A | #N/A | #N/A | #N/A | #N/A | #N/A | #N/A | #N/A | #N/A
[8 empty] | 238 | [6 empty] | 265 | #N/A | #N/A | #N/A | #N/A | #N/A | 265 | #N/A | #N/A | #N/A | #N/A | #N/A | #N/A | #N/A | #N/A | #N/A | #N/A | #N/A | #N/A | 133 | #N/A | #N/A | #N/A | #N/A | #N/A | #N/A | #N/A | #N/A | #N/A | #N/A | #N/A | #N/A | #N/A | #N/A | #N/A | #N/A | #N/A | #N/A | #N/A | #N/A | #N/A | #N/A | 133 | #N/A | #N/A | #N/A | #N/A | #N/A | #N/A | #N/A | #N/A | #N/A | #N/A | #N/A | #N/A | #N/A | #N/A | #N/A
[8 empty] | 239 | [6 empty] | 266 | #N/A | #N/A | #N/A | #N/A | #N/A | 266 | #N/A | #N/A | #N/A | #N/A | #N/A | #N/A | #N/A | #N/A | #N/A | #N/A | #N/A | #N/A | 133 | #N/A | #N/A | #N/A | #N/A | #N/A | #N/A | #N/A | #N/A | #N/A | #N/A | #N/A | #N/A | #N/A | #N/A | #N/A | #N/A | #N/A | #N/A | #N/A | #N/A | #N/A | #N/A | 133 | #N/A | #N/A | #N/A | #N/A | #N/A | #N/A | #N/A | #N/A | #N/A | #N/A | #N/A | #N/A | #N/A | #N/A | #N/A
[8 empty] | 240 | [6 empty] | 267 | #N/A | #N/A | #N/A | #N/A | #N/A | 267 | #N/A | #N/A | #N/A | #N/A | #N/A | #N/A | #N/A | #N/A | #N/A | #N/A | #N/A | #N/A | 134 | #N/A | #N/A | #N/A | #N/A | #N/A | #N/A | #N/A | #N/A | #N/A | #N/A | #N/A | #N/A | #N/A | #N/A | #N/A | #N/A | #N/A | #N/A | #N/A | #N/A | #N/A | #N/A | 134 | #N/A | #N/A | #N/A | #N/A | #N/A | #N/A | #N/A | #N/A | #N/A | #N/A | #N/A | #N/A | #N/A | #N/A | #N/A
[8 empty] | 241 | [6 empty] | 268 | #N/A | #N/A | #N/A | #N/A | #N/A | 268 | #N/A | #N/A | #N/A | #N/A | #N/A | #N/A | #N/A | #N/A | #N/A | #N/A | #N/A | #N/A | 134 | #N/A | #N/A | #N/A | #N/A | #N/A | #N/A | #N/A | #N/A | #N/A | #N/A | #N/A | #N/A | #N/A | #N/A | #N/A | #N/A | #N/A | #N/A | #N/A | #N/A | #N/A | #N/A | 134 | #N/A | #N/A | #N/A | #N/A | #N/A | #N/A | #N/A | #N/A | #N/A | #N/A | #N/A | #N/A | #N/A | #N/A | #N/A
[8 empty] | 242 | [6 empty] | 269 | #N/A | #N/A | #N/A | #N/A | #N/A | 269 | #N/A | #N/A | #N/A | #N/A | #N/A | #N/A | #N/A | #N/A | #N/A | #N/A | #N/A | #N/A | 135 | #N/A | #N/A | #N/A | #N/A | #N/A | #N/A | #N/A | #N/A | #N/A | #N/A | #N/A | #N/A | #N/A | #N/A | #N/A | #N/A | #N/A | #N/A | #N/A | #N/A | #N/A | #N/A | 135 | #N/A | #N/A | #N/A | #N/A | #N/A | #N/A | #N/A | #N/A | #N/A | #N/A | #N/A | #N/A | #N/A | #N/A | #N/A
[8 empty] | 243 | [6 empty] | 270 | #N/A | #N/A | #N/A | #N/A | #N/A | 270 | #N/A | #N/A | #N/A | #N/A | #N/A | #N/A | #N/A | #N/A | #N/A | #N/A | #N/A | #N/A | 135 | #N/A | #N/A | #N/A | #N/A | #N/A | #N/A | #N/A | #N/A | #N/A | #N/A | #N/A | #N/A | #N/A | #N/A | #N/A | #N/A | #N/A | #N/A | #N/A | #N/A | #N/A | #N/A | 135 | #N/A | #N/A | #N/A | #N/A | #N/A | #N/A | #N/A | #N/A | #N/A | #N/A | #N/A | #N/A | #N/A | #N/A | #N/A
[8 empty] | 244 | [6 empty] | 271 | #N/A | #N/A | #N/A | #N/A | #N/A | 271 | #N/A | #N/A | #N/A | #N/A | #N/A | #N/A | #N/A | #N/A | #N/A | #N/A | #N/A | #N/A | 136 | #N/A | #N/A | #N/A | #N/A | #N/A | #N/A | #N/A | #N/A | #N/A | #N/A | #N/A | #N/A | #N/A | #N/A | #N/A | #N/A | #N/A | #N/A | #N/A | #N/A | #N/A | #N/A | 136 | #N/A | #N/A | #N/A | #N/A | #N/A | #N/A | #N/A | #N/A | #N/A | #N/A | #N/A | #N/A | #N/A | #N/A | #N/A
[8 empty] | 245 | [6 empty] | 272 | #N/A | #N/A | #N/A | #N/A | #N/A | 272 | #N/A | #N/A | #N/A | #N/A | #N/A | #N/A | #N/A | #N/A | #N/A | #N/A | #N/A | #N/A | 136 | #N/A | #N/A | #N/A | #N/A | #N/A | #N/A | #N/A | #N/A | #N/A | #N/A | #N/A | #N/A | #N/A | #N/A | #N/A | #N/A | #N/A | #N/A | #N/A | #N/A | #N/A | #N/A | 136 | #N/A | #N/A | #N/A | #N/A | #N/A | #N/A | #N/A | #N/A | #N/A | #N/A | #N/A | #N/A | #N/A | #N/A | #N/A
[8 empty] | 246 | [6 empty] | 273 | #N/A | #N/A | #N/A | #N/A | #N/A | 273 | #N/A | #N/A | #N/A | #N/A | #N/A | #N/A | #N/A | #N/A | #N/A | #N/A | #N/A | #N/A | 137 | #N/A | #N/A | #N/A | #N/A | #N/A | #N/A | #N/A | #N/A | #N/A | #N/A | #N/A | #N/A | #N/A | #N/A | #N/A | #N/A | #N/A | #N/A | #N/A | #N/A | #N/A | #N/A | 137 | #N/A | #N/A | #N/A | #N/A | #N/A | #N/A | #N/A | #N/A | #N/A | #N/A | #N/A | #N/A | #N/A | #N/A | #N/A
[8 empty] | 247 | [6 empty] | 274 | #N/A | #N/A | #N/A | #N/A | #N/A | 274 | #N/A | #N/A | #N/A | #N/A | #N/A | #N/A | #N/A | #N/A | #N/A | #N/A | #N/A | #N/A | 137 | #N/A | #N/A | #N/A | #N/A | #N/A | #N/A | #N/A | #N/A | #N/A | #N/A | #N/A | #N/A | #N/A | #N/A | #N/A | #N/A | #N/A | #N/A | #N/A | #N/A | #N/A | #N/A | 137 | #N/A | #N/A | #N/A | #N/A | #N/A | #N/A | #N/A | #N/A | #N/A | #N/A | #N/A | #N/A | #N/A | #N/A | #N/A
[8 empty] | 248 | [6 empty] | 275 | #N/A | #N/A | #N/A | #N/A | #N/A | 275 | #N/A | #N/A | #N/A | #N/A | #N/A | #N/A | #N/A | #N/A | #N/A | #N/A | #N/A | #N/A | 138 | #N/A | #N/A | #N/A | #N/A | #N/A | #N/A | #N/A | #N/A | #N/A | #N/A | #N/A | #N/A | #N/A | #N/A | #N/A | #N/A | #N/A | #N/A | #N/A | #N/A | #N/A | #N/A | 138 | #N/A | #N/A | #N/A | #N/A | #N/A | #N/A | #N/A | #N/A | #N/A | #N/A | #N/A | #N/A | #N/A | #N/A | #N/A
[8 empty] | 249 | [6 empty] | 276 | #N/A | #N/A | #N/A | #N/A | #N/A | 276 | #N/A | #N/A | #N/A | #N/A | #N/A | #N/A | #N/A | #N/A | #N/A | #N/A | #N/A | #N/A | 138 | #N/A | #N/A | #N/A | #N/A | #N/A | #N/A | #N/A | #N/A | #N/A | #N/A | #N/A | #N/A | #N/A | #N/A | #N/A | #N/A | #N/A | #N/A | #N/A | #N/A | #N/A | #N/A | 138 | #N/A | #N/A | #N/A | #N/A | #N/A | #N/A | #N/A | #N/A | #N/A | #N/A | #N/A | #N/A | #N/A | #N/A | #N/A
[8 empty] | 250 | [6 empty] | 277 | #N/A | #N/A | #N/A | #N/A | #N/A | 277 | #N/A | #N/A | #N/A | #N/A | #N/A | #N/A | #N/A | #N/A | #N/A | #N/A | #N/A | #N/A | 139 | #N/A | #N/A | #N/A | #N/A | #N/A | #N/A | #N/A | #N/A | #N/A | #N/A | #N/A | #N/A | #N/A | #N/A | #N/A | #N/A | #N/A | #N/A | #N/A | #N/A | #N/A | #N/A | 139 | #N/A | #N/A | #N/A | #N/A | #N/A | #N/A | #N/A | #N/A | #N/A | #N/A | #N/A | #N/A | #N/A | #N/A | #N/A
[8 empty] | 251 | [6 empty] | 278 | #N/A | #N/A | #N/A | #N/A | #N/A | 278 | #N/A | #N/A | #N/A | #N/A | #N/A | #N/A | #N/A | #N/A | #N/A | #N/A | #N/A | #N/A | 139 | #N/A | #N/A | #N/A | #N/A | #N/A | #N/A | #N/A | #N/A | #N/A | #N/A | #N/A | #N/A | #N/A | #N/A | #N/A | #N/A | #N/A | #N/A | #N/A | #N/A | #N/A | #N/A | 139 | #N/A | #N/A | #N/A | #N/A | #N/A | #N/A | #N/A | #N/A | #N/A | #N/A | #N/A | #N/A | #N/A | #N/A | #N/A
[8 empty] | 252 | [6 empty] | 279 | #N/A | #N/A | #N/A | #N/A | #N/A | 279 | #N/A | #N/A | #N/A | #N/A | #N/A | #N/A | #N/A | #N/A | #N/A | #N/A | #N/A | #N/A | 140 | #N/A | #N/A | #N/A | #N/A | #N/A | #N/A | #N/A | #N/A | #N/A | #N/A | #N/A | #N/A | #N/A | #N/A | #N/A | #N/A | #N/A | #N/A | #N/A | #N/A | #N/A | #N/A | 140 | #N/A | #N/A | #N/A | #N/A | #N/A | #N/A | #N/A | #N/A | #N/A | #N/A | #N/A | #N/A | #N/A | #N/A | #N/A
[8 empty] | 253 | [6 empty] | 280 | #N/A | #N/A | #N/A | #N/A | #N/A | 280 | #N/A | #N/A | #N/A | #N/A | #N/A | #N/A | #N/A | #N/A | #N/A | #N/A | #N/A | #N/A | 140 | #N/A | #N/A | #N/A | #N/A | #N/A | #N/A | #N/A | #N/A | #N/A | #N/A | #N/A | #N/A | #N/A | #N/A | #N/A | #N/A | #N/A | #N/A | #N/A | #N/A | #N/A | #N/A | 140 | #N/A | #N/A | #N/A | #N/A | #N/A | #N/A | #N/A | #N/A | #N/A | #N/A | #N/A | #N/A | #N/A | #N/A | #N/A
[8 empty] | 254 | [6 empty] | 281 | #N/A | #N/A | #N/A | #N/A | #N/A | 281 | #N/A | #N/A | #N/A | #N/A | #N/A | #N/A | #N/A | #N/A | #N/A | #N/A | #N/A | #N/A | 141 | #N/A | #N/A | #N/A | #N/A | #N/A | #N/A | #N/A | #N/A | #N/A | #N/A | #N/A | #N/A | #N/A | #N/A | #N/A | #N/A | #N/A | #N/A | #N/A | #N/A | #N/A | #N/A | 141 | #N/A | #N/A | #N/A | #N/A | #N/A | #N/A | #N/A | #N/A | #N/A | #N/A | #N/A | #N/A | #N/A | #N/A | #N/A
[8 empty] | 255 | [6 empty] | 282 | #N/A | #N/A | #N/A | #N/A | #N/A | 282 | #N/A | #N/A | #N/A | #N/A | #N/A | #N/A | #N/A | #N/A | #N/A | #N/A | #N/A | #N/A | 141 | #N/A | #N/A | #N/A | #N/A | #N/A | #N/A | #N/A | #N/A | #N/A | #N/A | #N/A | #N/A | #N/A | #N/A | #N/A | #N/A | #N/A | #N/A | #N/A | #N/A | #N/A | #N/A | 141 | #N/A | #N/A | #N/A | #N/A | #N/A | #N/A | #N/A | #N/A | #N/A | #N/A | #N/A | #N/A | #N/A | #N/A | #N/A
[8 empty] | 256 | [6 empty] | 283 | #N/A | #N/A | #N/A | #N/A | #N/A | 283 | #N/A | #N/A | #N/A | #N/A | #N/A | #N/A | #N/A | #N/A | #N/A | #N/A | #N/A | #N/A | 142 | #N/A | #N/A | #N/A | #N/A | #N/A | #N/A | #N/A | #N/A | #N/A | #N/A | #N/A | #N/A | #N/A | #N/A | #N/A | #N/A | #N/A | #N/A | #N/A | #N/A | #N/A | #N/A | 142 | #N/A | #N/A | #N/A | #N/A | #N/A | #N/A | #N/A | #N/A | #N/A | #N/A | #N/A | #N/A | #N/A | #N/A | #N/A
[8 empty] | 257 | [6 empty] | 284 | #N/A | #N/A | #N/A | #N/A | #N/A | 284 | #N/A | #N/A | #N/A | #N/A | #N/A | #N/A | #N/A | #N/A | #N/A | #N/A | #N/A | #N/A | 142 | #N/A | #N/A | #N/A | #N/A | #N/A | #N/A | #N/A | #N/A | #N/A | #N/A | #N/A | #N/A | #N/A | #N/A | #N/A | #N/A | #N/A | #N/A | #N/A | #N/A | #N/A | #N/A | 142 | #N/A | #N/A | #N/A | #N/A | #N/A | #N/A | #N/A | #N/A | #N/A | #N/A | #N/A | #N/A | #N/A | #N/A | #N/A
[8 empty] | 258 | [6 empty] | 285 | #N/A | #N/A | #N/A | #N/A | #N/A | 285 | #N/A | #N/A | #N/A | #N/A | #N/A | #N/A | #N/A | #N/A | #N/A | #N/A | #N/A | #N/A | 143 | #N/A | #N/A | #N/A | #N/A | #N/A | #N/A | #N/A | #N/A | #N/A | #N/A | #N/A | #N/A | #N/A | #N/A | #N/A | #N/A | #N/A | #N/A | #N/A | #N/A | #N/A | #N/A | 143 | #N/A | #N/A | #N/A | #N/A | #N/A | #N/A | #N/A | #N/A | #N/A | #N/A | #N/A | #N/A | #N/A | #N/A | #N/A
[8 empty] | 259 | [6 empty] | 286 | #N/A | #N/A | #N/A | #N/A | #N/A | 286 | #N/A | #N/A | #N/A | #N/A | #N/A | #N/A | #N/A | #N/A | #N/A | #N/A | #N/A | #N/A | 143 | #N/A | #N/A | #N/A | #N/A | #N/A | #N/A | #N/A | #N/A | #N/A | #N/A | #N/A | #N/A | #N/A | #N/A | #N/A | #N/A | #N/A | #N/A | #N/A | #N/A | #N/A | #N/A | 143 | #N/A | #N/A | #N/A | #N/A | #N/A | #N/A | #N/A | #N/A | #N/A | #N/A | #N/A | #N/A | #N/A | #N/A | #N/A
[8 empty] | 260 | [6 empty] | 287 | #N/A | #N/A | #N/A | #N/A | #N/A | 287 | #N/A | #N/A | #N/A | #N/A | #N/A | #N/A | #N/A | #N/A | #N/A | #N/A | #N/A | #N/A | 144 | #N/A | #N/A | #N/A | #N/A | #N/A | #N/A | #N/A | #N/A | #N/A | #N/A | #N/A | #N/A | #N/A | #N/A | #N/A | #N/A | #N/A | #N/A | #N/A | #N/A | #N/A | #N/A | 144 | #N/A | #N/A | #N/A | #N/A | #N/A | #N/A | #N/A | #N/A | #N/A | #N/A | #N/A | #N/A | #N/A | #N/A | #N/A
[8 empty] | 261 | [6 empty] | 288 | #N/A | #N/A | #N/A | #N/A | #N/A | 288 | #N/A | #N/A | #N/A | #N/A | #N/A | #N/A | #N/A | #N/A | #N/A | #N/A | #N/A | #N/A | 144 | #N/A | #N/A | #N/A | #N/A | #N/A | #N/A | #N/A | #N/A | #N/A | #N/A | #N/A | #N/A | #N/A | #N/A | #N/A | #N/A | #N/A | #N/A | #N/A | #N/A | #N/A | #N/A | 144 | #N/A | #N/A | #N/A | #N/A | #N/A | #N/A | #N/A | #N/A | #N/A | #N/A | #N/A | #N/A | #N/A | #N/A | #N/A
[8 empty] | 262 | [6 empty] | 289 | #N/A | #N/A | #N/A | #N/A | #N/A | 289 | #N/A | #N/A | #N/A | #N/A | #N/A | #N/A | #N/A | #N/A | #N/A | #N/A | #N/A | #N/A | 145 | #N/A | #N/A | #N/A | #N/A | #N/A | #N/A | #N/A | #N/A | #N/A | #N/A | #N/A | #N/A | #N/A | #N/A | #N/A | #N/A | #N/A | #N/A | #N/A | #N/A | #N/A | #N/A | 145 | #N/A | #N/A | #N/A | #N/A | #N/A | #N/A | #N/A | #N/A | #N/A | #N/A | #N/A | #N/A | #N/A | #N/A | #N/A
[8 empty] | 263 | [6 empty] | 290 | #N/A | #N/A | #N/A | #N/A | #N/A | 290 | #N/A | #N/A | #N/A | #N/A | #N/A | #N/A | #N/A | #N/A | #N/A | #N/A | #N/A | #N/A | 145 | #N/A | #N/A | #N/A | #N/A | #N/A | #N/A | #N/A | #N/A | #N/A | #N/A | #N/A | #N/A | #N/A | #N/A | #N/A | #N/A | #N/A | #N/A | #N/A | #N/A | #N/A | #N/A | 145 | #N/A | #N/A | #N/A | #N/A | #N/A | #N/A | #N/A | #N/A | #N/A | #N/A | #N/A | #N/A | #N/A | #N/A | #N/A
[8 empty] | 264 | [6 empty] | 291 | #N/A | #N/A | #N/A | #N/A | #N/A | 291 | #N/A | #N/A | #N/A | #N/A | #N/A | #N/A | #N/A | #N/A | #N/A | #N/A | #N/A | #N/A | 146 | #N/A | #N/A | #N/A | #N/A | #N/A | #N/A | #N/A | #N/A | #N/A | #N/A | #N/A | #N/A | #N/A | #N/A | #N/A | #N/A | #N/A | #N/A | #N/A | #N/A | #N/A | #N/A | 146 | #N/A | #N/A | #N/A | #N/A | #N/A | #N/A | #N/A | #N/A | #N/A | #N/A | #N/A | #N/A | #N/A | #N/A | #N/A
[8 empty] | 265 | [6 empty] | 292 | #N/A | #N/A | #N/A | #N/A | #N/A | 292 | #N/A | #N/A | #N/A | #N/A | #N/A | #N/A | #N/A | #N/A | #N/A | #N/A | #N/A | #N/A | 146 | #N/A | #N/A | #N/A | #N/A | #N/A | #N/A | #N/A | #N/A | #N/A | #N/A | #N/A | #N/A | #N/A | #N/A | #N/A | #N/A | #N/A | #N/A | #N/A | #N/A | #N/A | #N/A | 146 | #N/A | #N/A | #N/A | #N/A | #N/A | #N/A | #N/A | #N/A | #N/A | #N/A | #N/A | #N/A | #N/A | #N/A | #N/A
[8 empty] | 266 | [6 empty] | 293 | #N/A | #N/A | #N/A | #N/A | #N/A | 293 | #N/A | #N/A | #N/A | #N/A | #N/A | #N/A | #N/A | #N/A | #N/A | #N/A | #N/A | #N/A | 147 | #N/A | #N/A | #N/A | #N/A | #N/A | #N/A | #N/A | #N/A | #N/A | #N/A | #N/A | #N/A | #N/A | #N/A | #N/A | #N/A | #N/A | #N/A | #N/A | #N/A | #N/A | #N/A | 147 | #N/A | #N/A | #N/A | #N/A | #N/A | #N/A | #N/A | #N/A | #N/A | #N/A | #N/A | #N/A | #N/A | #N/A | #N/A
[8 empty] | 267 | [6 empty] | 294 | #N/A | #N/A | #N/A | #N/A | #N/A | 294 | #N/A | #N/A | #N/A | #N/A | #N/A | #N/A | #N/A | #N/A | #N/A | #N/A | #N/A | #N/A | 147 | #N/A | #N/A | #N/A | #N/A | #N/A | #N/A | #N/A | #N/A | #N/A | #N/A | #N/A | #N/A | #N/A | #N/A | #N/A | #N/A | #N/A | #N/A | #N/A | #N/A | #N/A | #N/A | 147 | #N/A | #N/A | #N/A | #N/A | #N/A | #N/A | #N/A | #N/A | #N/A | #N/A | #N/A | #N/A | #N/A | #N/A | #N/A
[8 empty] | 268 | [6 empty] | 295 | #N/A | #N/A | #N/A | #N/A | #N/A | 295 | #N/A | #N/A | #N/A | #N/A | #N/A | #N/A | #N/A | #N/A | #N/A | #N/A | #N/A | #N/A | 148 | #N/A | #N/A | #N/A | #N/A | #N/A | #N/A | #N/A | #N/A | #N/A | #N/A | #N/A | #N/A | #N/A | #N/A | #N/A | #N/A | #N/A | #N/A | #N/A | #N/A | #N/A | #N/A | 148 | #N/A | #N/A | #N/A | #N/A | #N/A | #N/A | #N/A | #N/A | #N/A | #N/A | #N/A | #N/A | #N/A | #N/A | #N/A
[8 empty] | 269 | [6 empty] | 296 | #N/A | #N/A | #N/A | #N/A | #N/A | 296 | #N/A | #N/A | #N/A | #N/A | #N/A | #N/A | #N/A | #N/A | #N/A | #N/A | #N/A | #N/A | 148 | #N/A | #N/A | #N/A | #N/A | #N/A | #N/A | #N/A | #N/A | #N/A | #N/A | #N/A | #N/A | #N/A | #N/A | #N/A | #N/A | #N/A | #N/A | #N/A | #N/A | #N/A | #N/A | 148 | #N/A | #N/A | #N/A | #N/A | #N/A | #N/A | #N/A | #N/A | #N/A | #N/A | #N/A | #N/A | #N/A | #N/A | #N/A
[8 empty] | 270 | [6 empty] | 297 | #N/A | #N/A | #N/A | #N/A | #N/A | 297 | #N/A | #N/A | #N/A | #N/A | #N/A | #N/A | #N/A | #N/A | #N/A | #N/A | #N/A | #N/A | 149 | #N/A | #N/A | #N/A | #N/A | #N/A | #N/A | #N/A | #N/A | #N/A | #N/A | #N/A | #N/A | #N/A | #N/A | #N/A | #N/A | #N/A | #N/A | #N/A | #N/A | #N/A | #N/A | 149 | #N/A | #N/A | #N/A | #N/A | #N/A | #N/A | #N/A | #N/A | #N/A | #N/A | #N/A | #N/A | #N/A | #N/A | #N/A
[8 empty] | 271 | [6 empty] | 298 | #N/A | #N/A | #N/A | #N/A | #N/A | 298 | #N/A | #N/A | #N/A | #N/A | #N/A | #N/A | #N/A | #N/A | #N/A | #N/A | #N/A | #N/A | 149 | #N/A | #N/A | #N/A | #N/A | #N/A | #N/A | #N/A | #N/A | #N/A | #N/A | #N/A | #N/A | #N/A | #N/A | #N/A | #N/A | #N/A | #N/A | #N/A | #N/A | #N/A | #N/A | 149 | #N/A | #N/A | #N/A | #N/A | #N/A | #N/A | #N/A | #N/A | #N/A | #N/A | #N/A | #N/A | #N/A | #N/A | #N/A
[8 empty] | 272 | [6 empty] | 299 | #N/A | #N/A | #N/A | #N/A | #N/A | 299 | #N/A | #N/A | #N/A | #N/A | #N/A | #N/A | #N/A | #N/A | #N/A | #N/A | #N/A | #N/A | 150 | #N/A | #N/A | #N/A | #N/A | #N/A | #N/A | #N/A | #N/A | #N/A | #N/A | #N/A | #N/A | #N/A | #N/A | #N/A | #N/A | #N/A | #N/A | #N/A | #N/A | #N/A | #N/A | 150 | #N/A | #N/A | #N/A | #N/A | #N/A | #N/A | #N/A | #N/A | #N/A | #N/A | #N/A | #N/A | #N/A | #N/A | #N/A
[8 empty] | 273 | [6 empty] | 300 | #N/A | #N/A | #N/A | #N/A | #N/A | 300 | #N/A | #N/A | #N/A | #N/A | #N/A | #N/A | #N/A | #N/A | #N/A | #N/A | #N/A | #N/A | 150 | #N/A | #N/A | #N/A | #N/A | #N/A | #N/A | #N/A | #N/A | #N/A | #N/A | #N/A | #N/A | #N/A | #N/A | #N/A | #N/A | #N/A | #N/A | #N/A | #N/A | #N/A | #N/A | 150 | #N/A | #N/A | #N/A | #N/A | #N/A | #N/A | #N/A | #N/A | #N/A | #N/A | #N/A | #N/A | #N/A | #N/A | #N/A
[8 empty] | 274 | [6 empty] | 301 | #N/A | #N/A | #N/A | #N/A | #N/A | 301 | #N/A | #N/A | #N/A | #N/A | #N/A | #N/A | #N/A | #N/A | #N/A | #N/A | #N/A | #N/A | 151 | #N/A | #N/A | #N/A | #N/A | #N/A | #N/A | #N/A | #N/A | #N/A | #N/A | #N/A | #N/A | #N/A | #N/A | #N/A | #N/A | #N/A | #N/A | #N/A | #N/A | #N/A | #N/A | 151 | #N/A | #N/A | #N/A | #N/A | #N/A | #N/A | #N/A | #N/A | #N/A | #N/A | #N/A | #N/A | #N/A | #N/A | #N/A
[8 empty] | 275 | [6 empty] | 302 | #N/A | #N/A | #N/A | #N/A | #N/A | 302 | #N/A | #N/A | #N/A | #N/A | #N/A | #N/A | #N/A | #N/A | #N/A | #N/A | #N/A | #N/A | 151 | #N/A | #N/A | #N/A | #N/A | #N/A | #N/A | #N/A | #N/A | #N/A | #N/A | #N/A | #N/A | #N/A | #N/A | #N/A | #N/A | #N/A | #N/A | #N/A | #N/A | #N/A | #N/A | 151 | #N/A | #N/A | #N/A | #N/A | #N/A | #N/A | #N/A | #N/A | #N/A | #N/A | #N/A | #N/A | #N/A | #N/A | #N/A
[8 empty] | 276 | [6 empty] | 303 | #N/A | #N/A | #N/A | #N/A | #N/A | 303 | #N/A | #N/A | #N/A | #N/A | #N/A | #N/A | #N/A | #N/A | #N/A | #N/A | #N/A | #N/A | 152 | #N/A | #N/A | #N/A | #N/A | #N/A | #N/A | #N/A | #N/A | #N/A | #N/A | #N/A | #N/A | #N/A | #N/A | #N/A | #N/A | #N/A | #N/A | #N/A | #N/A | #N/A | #N/A | 152 | #N/A | #N/A | #N/A | #N/A | #N/A | #N/A | #N/A | #N/A | #N/A | #N/A | #N/A | #N/A | #N/A | #N/A | #N/A
[8 empty] | 277 | [6 empty] | 304 | #N/A | #N/A | #N/A | #N/A | #N/A | 304 | #N/A | #N/A | #N/A | #N/A | #N/A | #N/A | #N/A | #N/A | #N/A | #N/A | #N/A | #N/A | 152 | #N/A | #N/A | #N/A | #N/A | #N/A | #N/A | #N/A | #N/A | #N/A | #N/A | #N/A | #N/A | #N/A | #N/A | #N/A | #N/A | #N/A | #N/A | #N/A | #N/A | #N/A | #N/A | 152 | #N/A | #N/A | #N/A | #N/A | #N/A | #N/A | #N/A | #N/A | #N/A | #N/A | #N/A | #N/A | #N/A | #N/A | #N/A
[8 empty] | 278 | [6 empty] | 305 | #N/A | #N/A | #N/A | #N/A | #N/A | 305 | #N/A | #N/A | #N/A | #N/A | #N/A | #N/A | #N/A | #N/A | #N/A | #N/A | #N/A | #N/A | 153 | #N/A | #N/A | #N/A | #N/A | #N/A | #N/A | #N/A | #N/A | #N/A | #N/A | #N/A | #N/A | #N/A | #N/A | #N/A | #N/A | #N/A | #N/A | #N/A | #N/A | #N/A | #N/A | 153 | #N/A | #N/A | #N/A | #N/A | #N/A | #N/A | #N/A | #N/A | #N/A | #N/A | #N/A | #N/A | #N/A | #N/A | #N/A
[8 empty] | 279 | [6 empty] | 306 | #N/A | #N/A | #N/A | #N/A | #N/A | 306 | #N/A | #N/A | #N/A | #N/A | #N/A | #N/A | #N/A | #N/A | #N/A | #N/A | #N/A | #N/A | 153 | #N/A | #N/A | #N/A | #N/A | #N/A | #N/A | #N/A | #N/A | #N/A | #N/A | #N/A | #N/A | #N/A | #N/A | #N/A | #N/A | #N/A | #N/A | #N/A | #N/A | #N/A | #N/A | 153 | #N/A | #N/A | #N/A | #N/A | #N/A | #N/A | #N/A | #N/A | #N/A | #N/A | #N/A | #N/A | #N/A | #N/A | #N/A
[8 empty] | 280 | [6 empty] | 307 | #N/A | #N/A | #N/A | #N/A | #N/A | 307 | #N/A | #N/A | #N/A | #N/A | #N/A | #N/A | #N/A | #N/A | #N/A | #N/A | #N/A | #N/A | 154 | #N/A | #N/A | #N/A | #N/A | #N/A | #N/A | #N/A | #N/A | #N/A | #N/A | #N/A | #N/A | #N/A | #N/A | #N/A | #N/A | #N/A | #N/A | #N/A | #N/A | #N/A | #N/A | 154 | #N/A | #N/A | #N/A | #N/A | #N/A | #N/A | #N/A | #N/A | #N/A | #N/A | #N/A | #N/A | #N/A | #N/A | #N/A
[8 empty] | 281 | [6 empty] | 308 | #N/A | #N/A | #N/A | #N/A | #N/A | 308 | #N/A | #N/A | #N/A | #N/A | #N/A | #N/A | #N/A | #N/A | #N/A | #N/A | #N/A | #N/A | 154 | #N/A | #N/A | #N/A | #N/A | #N/A | #N/A | #N/A | #N/A | #N/A | #N/A | #N/A | #N/A | #N/A | #N/A | #N/A | #N/A | #N/A | #N/A | #N/A | #N/A | #N/A | #N/A | 154 | #N/A | #N/A | #N/A | #N/A | #N/A | #N/A | #N/A | #N/A | #N/A | #N/A | #N/A | #N/A | #N/A | #N/A | #N/A
[8 empty] | 282 | [6 empty] | 309 | #N/A | #N/A | #N/A | #N/A | #N/A | 309 | #N/A | #N/A | #N/A | #N/A | #N/A | #N/A | #N/A | #N/A | #N/A | #N/A | #N/A | #N/A | 155 | #N/A | #N/A | #N/A | #N/A | #N/A | #N/A | #N/A | #N/A | #N/A | #N/A | #N/A | #N/A | #N/A | #N/A | #N/A | #N/A | #N/A | #N/A | #N/A | #N/A | #N/A | #N/A | 155 | #N/A | #N/A | #N/A | #N/A | #N/A | #N/A | #N/A | #N/A | #N/A | #N/A | #N/A | #N/A | #N/A | #N/A | #N/A
[8 empty] | 283 | [6 empty] | 310 | #N/A | #N/A | #N/A | #N/A | #N/A | 310 | #N/A | #N/A | #N/A | #N/A | #N/A | #N/A | #N/A | #N/A | #N/A | #N/A | #N/A | #N/A | 155 | #N/A | #N/A | #N/A | #N/A | #N/A | #N/A | #N/A | #N/A | #N/A | #N/A | #N/A | #N/A | #N/A | #N/A | #N/A | #N/A | #N/A | #N/A | #N/A | #N/A | #N/A | #N/A | 155 | #N/A | #N/A | #N/A | #N/A | #N/A | #N/A | #N/A | #N/A | #N/A | #N/A | #N/A | #N/A | #N/A | #N/A | #N/A
[8 empty] | 284 | [6 empty] | 311 | #N/A | #N/A | #N/A | #N/A | #N/A | 311 | #N/A | #N/A | #N/A | #N/A | #N/A | #N/A | #N/A | #N/A | #N/A | #N/A | #N/A | #N/A | 156 | #N/A | #N/A | #N/A | #N/A | #N/A | #N/A | #N/A | #N/A | #N/A | #N/A | #N/A | #N/A | #N/A | #N/A | #N/A | #N/A | #N/A | #N/A | #N/A | #N/A | #N/A | #N/A | 156 | #N/A | #N/A | #N/A | #N/A | #N/A | #N/A | #N/A | #N/A | #N/A | #N/A | #N/A | #N/A | #N/A | #N/A | #N/A
[8 empty] | 285 | [6 empty] | 312 | #N/A | #N/A | #N/A | #N/A | #N/A | 312 | #N/A | #N/A | #N/A | #N/A | #N/A | #N/A | #N/A | #N/A | #N/A | #N/A | #N/A | #N/A | 156 | #N/A | #N/A | #N/A | #N/A | #N/A | #N/A | #N/A | #N/A | #N/A | #N/A | #N/A | #N/A | #N/A | #N/A | #N/A | #N/A | #N/A | #N/A | #N/A | #N/A | #N/A | #N/A | 156 | #N/A | #N/A | #N/A | #N/A | #N/A | #N/A | #N/A | #N/A | #N/A | #N/A | #N/A | #N/A | #N/A | #N/A | #N/A
[8 empty] | 286 | [6 empty] | 313 | #N/A | #N/A | #N/A | #N/A | #N/A | 313 | #N/A | #N/A | #N/A | #N/A | #N/A | #N/A | #N/A | #N/A | #N/A | #N/A | #N/A | #N/A | 157 | #N/A | #N/A | #N/A | #N/A | #N/A | #N/A | #N/A | #N/A | #N/A | #N/A | #N/A | #N/A | #N/A | #N/A | #N/A | #N/A | #N/A | #N/A | #N/A | #N/A | #N/A | #N/A | 157 | #N/A | #N/A | #N/A | #N/A | #N/A | #N/A | #N/A | #N/A | #N/A | #N/A | #N/A | #N/A | #N/A | #N/A | #N/A
[8 empty] | 287 | [6 empty] | 314 | #N/A | #N/A | #N/A | #N/A | #N/A | 314 | #N/A | #N/A | #N/A | #N/A | #N/A | #N/A | #N/A | #N/A | #N/A | #N/A | #N/A | #N/A | 157 | #N/A | #N/A | #N/A | #N/A | #N/A | #N/A | #N/A | #N/A | #N/A | #N/A | #N/A | #N/A | #N/A | #N/A | #N/A | #N/A | #N/A | #N/A | #N/A | #N/A | #N/A | #N/A | 157 | #N/A | #N/A | #N/A | #N/A | #N/A | #N/A | #N/A | #N/A | #N/A | #N/A | #N/A | #N/A | #N/A | #N/A | #N/A
[8 empty] | 288 | [6 empty] | 315 | #N/A | #N/A | #N/A | #N/A | #N/A | 315 | #N/A | #N/A | #N/A | #N/A | #N/A | #N/A | #N/A | #N/A | #N/A | #N/A | #N/A | #N/A | 158 | #N/A | #N/A | #N/A | #N/A | #N/A | #N/A | #N/A | #N/A | #N/A | #N/A | #N/A | #N/A | #N/A | #N/A | #N/A | #N/A | #N/A | #N/A | #N/A | #N/A | #N/A | #N/A | 158 | #N/A | #N/A | #N/A | #N/A | #N/A | #N/A | #N/A | #N/A | #N/A | #N/A | #N/A | #N/A | #N/A | #N/A | #N/A
[8 empty] | 289 | [6 empty] | 316 | #N/A | #N/A | #N/A | #N/A | #N/A | 316 | #N/A | #N/A | #N/A | #N/A | #N/A | #N/A | #N/A | #N/A | #N/A | #N/A | #N/A | #N/A | 158 | #N/A | #N/A | #N/A | #N/A | #N/A | #N/A | #N/A | #N/A | #N/A | #N/A | #N/A | #N/A | #N/A | #N/A | #N/A | #N/A | #N/A | #N/A | #N/A | #N/A | #N/A | #N/A | 158 | #N/A | #N/A | #N/A | #N/A | #N/A | #N/A | #N/A | #N/A | #N/A | #N/A | #N/A | #N/A | #N/A | #N/A | #N/A
[8 empty] | 290 | [6 empty] | 317 | #N/A | #N/A | #N/A | #N/A | #N/A | 317 | #N/A | #N/A | #N/A | #N/A | #N/A | #N/A | #N/A | #N/A | #N/A | #N/A | #N/A | #N/A | 159 | #N/A | #N/A | #N/A | #N/A | #N/A | #N/A | #N/A | #N/A | #N/A | #N/A | #N/A | #N/A | #N/A | #N/A | #N/A | #N/A | #N/A | #N/A | #N/A | #N/A | #N/A | #N/A | 159 | #N/A | #N/A | #N/A | #N/A | #N/A | #N/A | #N/A | #N/A | #N/A | #N/A | #N/A | #N/A | #N/A | #N/A | #N/A
[8 empty] | 291 | [6 empty] | 318 | #N/A | #N/A | #N/A | #N/A | #N/A | 318 | #N/A | #N/A | #N/A | #N/A | #N/A | #N/A | #N/A | #N/A | #N/A | #N/A | #N/A | #N/A | 159 | #N/A | #N/A | #N/A | #N/A | #N/A | #N/A | #N/A | #N/A | #N/A | #N/A | #N/A | #N/A | #N/A | #N/A | #N/A | #N/A | #N/A | #N/A | #N/A | #N/A | #N/A | #N/A | 159 | #N/A | #N/A | #N/A | #N/A | #N/A | #N/A | #N/A | #N/A | #N/A | #N/A | #N/A | #N/A | #N/A | #N/A | #N/A
[8 empty] | 292 | [6 empty] | 319 | #N/A | #N/A | #N/A | #N/A | #N/A | 319 | #N/A | #N/A | #N/A | #N/A | #N/A | #N/A | #N/A | #N/A | #N/A | #N/A | #N/A | #N/A | 160 | #N/A | #N/A | #N/A | #N/A | #N/A | #N/A | #N/A | #N/A | #N/A | #N/A | #N/A | #N/A | #N/A | #N/A | #N/A | #N/A | #N/A | #N/A | #N/A | #N/A | #N/A | #N/A | 160 | #N/A | #N/A | #N/A | #N/A | #N/A | #N/A | #N/A | #N/A | #N/A | #N/A | #N/A | #N/A | #N/A | #N/A | #N/A
[8 empty] | 293 | [6 empty] | 320 | #N/A | #N/A | #N/A | #N/A | #N/A | 320 | #N/A | #N/A | #N/A | #N/A | #N/A | #N/A | #N/A | #N/A | #N/A | #N/A | #N/A | #N/A | 160 | #N/A | #N/A | #N/A | #N/A | #N/A | #N/A | #N/A | #N/A | #N/A | #N/A | #N/A | #N/A | #N/A | #N/A | #N/A | #N/A | #N/A | #N/A | #N/A | #N/A | #N/A | #N/A | 160 | #N/A | #N/A | #N/A | #N/A | #N/A | #N/A | #N/A | #N/A | #N/A | #N/A | #N/A | #N/A | #N/A | #N/A | #N/A
[8 empty] | 294 | [6 empty] | 321 | #N/A | #N/A | #N/A | #N/A | #N/A | 321 | #N/A | #N/A | #N/A | #N/A | #N/A | #N/A | #N/A | #N/A | #N/A | #N/A | #N/A | #N/A | 161 | #N/A | #N/A | #N/A | #N/A | #N/A | #N/A | #N/A | #N/A | #N/A | #N/A | #N/A | #N/A | #N/A | #N/A | #N/A | #N/A | #N/A | #N/A | #N/A | #N/A | #N/A | #N/A | 161 | #N/A | #N/A | #N/A | #N/A | #N/A | #N/A | #N/A | #N/A | #N/A | #N/A | #N/A | #N/A | #N/A | #N/A | #N/A
[8 empty] | 295 | [6 empty] | 322 | #N/A | #N/A | #N/A | #N/A | #N/A | 322 | #N/A | #N/A | #N/A | #N/A | #N/A | #N/A | #N/A | #N/A | #N/A | #N/A | #N/A | #N/A | 161 | #N/A | #N/A | #N/A | #N/A | #N/A | #N/A | #N/A | #N/A | #N/A | #N/A | #N/A | #N/A | #N/A | #N/A | #N/A | #N/A | #N/A | #N/A | #N/A | #N/A | #N/A | #N/A | 161 | #N/A | #N/A | #N/A | #N/A | #N/A | #N/A | #N/A | #N/A | #N/A | #N/A | #N/A | #N/A | #N/A | #N/A | #N/A
[8 empty] | 296 | [6 empty] | 323 | #N/A | #N/A | #N/A | #N/A | #N/A | 323 | #N/A | #N/A | #N/A | #N/A | #N/A | #N/A | #N/A | #N/A | #N/A | #N/A | #N/A | #N/A | 162 | #N/A | #N/A | #N/A | #N/A | #N/A | #N/A | #N/A | #N/A | #N/A | #N/A | #N/A | #N/A | #N/A | #N/A | #N/A | #N/A | #N/A | #N/A | #N/A | #N/A | #N/A | #N/A | 162 | #N/A | #N/A | #N/A | #N/A | #N/A | #N/A | #N/A | #N/A | #N/A | #N/A | #N/A | #N/A | #N/A | #N/A | #N/A
[8 empty] | 297 | [6 empty] | 324 | #N/A | #N/A | #N/A | #N/A | #N/A | 324 | #N/A | #N/A | #N/A | #N/A | #N/A | #N/A | #N/A | #N/A | #N/A | #N/A | #N/A | #N/A | 162 | #N/A | #N/A | #N/A | #N/A | #N/A | #N/A | #N/A | #N/A | #N/A | #N/A | #N/A | #N/A | #N/A | #N/A | #N/A | #N/A | #N/A | #N/A | #N/A | #N/A | #N/A | #N/A | 162 | #N/A | #N/A | #N/A | #N/A | #N/A | #N/A | #N/A | #N/A | #N/A | #N/A | #N/A | #N/A | #N/A | #N/A | #N/A
[8 empty] | 298 | [6 empty] | 325 | #N/A | #N/A | #N/A | #N/A | #N/A | 325 | #N/A | #N/A | #N/A | #N/A | #N/A | #N/A | #N/A | #N/A | #N/A | #N/A | #N/A | #N/A | 163 | #N/A | #N/A | #N/A | #N/A | #N/A | #N/A | #N/A | #N/A | #N/A | #N/A | #N/A | #N/A | #N/A | #N/A | #N/A | #N/A | #N/A | #N/A | #N/A | #N/A | #N/A | #N/A | 163 | #N/A | #N/A | #N/A | #N/A | #N/A | #N/A | #N/A | #N/A | #N/A | #N/A | #N/A | #N/A | #N/A | #N/A | #N/A
[8 empty] | 299 | [6 empty] | 326 | #N/A | #N/A | #N/A | #N/A | #N/A | 326 | #N/A | #N/A | #N/A | #N/A | #N/A | #N/A | #N/A | #N/A | #N/A | #N/A | #N/A | #N/A | 163 | #N/A | #N/A | #N/A | #N/A | #N/A | #N/A | #N/A | #N/A | #N/A | #N/A | #N/A | #N/A | #N/A | #N/A | #N/A | #N/A | #N/A | #N/A | #N/A | #N/A | #N/A | #N/A | 163 | #N/A | #N/A | #N/A | #N/A | #N/A | #N/A | #N/A | #N/A | #N/A | #N/A | #N/A | #N/A | #N/A | #N/A | #N/A
[8 empty] | 300 | [6 empty] | 327 | #N/A | #N/A | #N/A | #N/A | #N/A | 327 | #N/A | #N/A | #N/A | #N/A | #N/A | #N/A | #N/A | #N/A | #N/A | #N/A | #N/A | #N/A | 164 | #N/A | #N/A | #N/A | #N/A | #N/A | #N/A | #N/A | #N/A | #N/A | #N/A | #N/A | #N/A | #N/A | #N/A | #N/A | #N/A | #N/A | #N/A | #N/A | #N/A | #N/A | #N/A | 164 | #N/A | #N/A | #N/A | #N/A | #N/A | #N/A | #N/A | #N/A | #N/A | #N/A | #N/A | #N/A | #N/A | #N/A | #N/A
[8 empty] | 301 | [6 empty] | 328 | #N/A | #N/A | #N/A | #N/A | #N/A | 328 | #N/A | #N/A | #N/A | #N/A | #N/A | #N/A | #N/A | #N/A | #N/A | #N/A | #N/A | #N/A | 164 | #N/A | #N/A | #N/A | #N/A | #N/A | #N/A | #N/A | #N/A | #N/A | #N/A | #N/A | #N/A | #N/A | #N/A | #N/A | #N/A | #N/A | #N/A | #N/A | #N/A | #N/A | #N/A | 164 | #N/A | #N/A | #N/A | #N/A | #N/A | #N/A | #N/A | #N/A | #N/A | #N/A | #N/A | #N/A | #N/A | #N/A | #N/A
[8 empty] | 302 | [6 empty] | 329 | #N/A | #N/A | #N/A | #N/A | #N/A | 329 | #N/A | #N/A | #N/A | #N/A | #N/A | #N/A | #N/A | #N/A | #N/A | #N/A | #N/A | #N/A | 165 | #N/A | #N/A | #N/A | #N/A | #N/A | #N/A | #N/A | #N/A | #N/A | #N/A | #N/A | #N/A | #N/A | #N/A | #N/A | #N/A | #N/A | #N/A | #N/A | #N/A | #N/A | #N/A | 165 | #N/A | #N/A | #N/A | #N/A | #N/A | #N/A | #N/A | #N/A | #N/A | #N/A | #N/A | #N/A | #N/A | #N/A | #N/A
[8 empty] | 303 | [6 empty] | 330 | #N/A | #N/A | #N/A | #N/A | #N/A | 330 | #N/A | #N/A | #N/A | #N/A | #N/A | #N/A | #N/A | #N/A | #N/A | #N/A | #N/A | #N/A | 165 | #N/A | #N/A | #N/A | #N/A | #N/A | #N/A | #N/A | #N/A | #N/A | #N/A | #N/A | #N/A | #N/A | #N/A | #N/A | #N/A | #N/A | #N/A | #N/A | #N/A | #N/A | #N/A | 165 | #N/A | #N/A | #N/A | #N/A | #N/A | #N/A | #N/A | #N/A | #N/A | #N/A | #N/A | #N/A | #N/A | #N/A | #N/A
[8 empty] | 304 | [25 empty] | 166 | #N/A | #N/A | #N/A | #N/A | #N/A | #N/A | #N/A | #N/A | #N/A | #N/A | #N/A | #N/A | #N/A | #N/A | #N/A | #N/A | #N/A | #N/A | 0 | #N/A | #N/A | #N/A | 166 | #N/A | #N/A | #N/A | #N/A | #N/A | #N/A | #N/A | #N/A | #N/A | #N/A | #N/A | #N/A | #N/A | #N/A | #N/A
[8 empty] | 305 | [25 empty] | 166 | #N/A | #N/A | #N/A | #N/A | #N/A | #N/A | #N/A | #N/A | #N/A | #N/A | #N/A | #N/A | #N/A | #N/A | #N/A | [7 empty] | 166 | #N/A | #N/A | #N/A | #N/A | #N/A | #N/A | #N/A | #N/A | #N/A | #N/A | #N/A | #N/A | #N/A | #N/A | #N/A
[8 empty] | 306 | [25 empty] | 167 | #N/A | #N/A | #N/A | #N/A | #N/A | #N/A | #N/A | #N/A | #N/A | #N/A | #N/A | #N/A | #N/A | #N/A | #N/A | [7 empty] | 167 | #N/A | #N/A | #N/A | #N/A | #N/A | #N/A | #N/A | #N/A | #N/A | #N/A | #N/A | #N/A | #N/A | #N/A | #N/A
[8 empty] | 307 | [25 empty] | 167 | #N/A | #N/A | #N/A | #N/A | #N/A | #N/A | #N/A | #N/A | #N/A | #N/A | #N/A | #N/A | #N/A | #N/A | #N/A | [7 empty] | 167 | #N/A | #N/A | #N/A | #N/A | #N/A | #N/A | #N/A | #N/A | #N/A | #N/A | #N/A | #N/A | #N/A | #N/A | #N/A
[8 empty] | 308 | [25 empty] | 168 | #N/A | #N/A | #N/A | #N/A | #N/A | #N/A | #N/A | #N/A | #N/A | #N/A | #N/A | #N/A | #N/A | #N/A | #N/A | [7 empty] | 168 | #N/A | #N/A | #N/A | #N/A | #N/A | #N/A | #N/A | #N/A | #N/A | #N/A | #N/A | #N/A | #N/A | #N/A | #N/A
[8 empty] | 309 | [25 empty] | 168 | #N/A | #N/A | #N/A | #N/A | #N/A | #N/A | #N/A | #N/A | #N/A | #N/A | #N/A | #N/A | #N/A | #N/A | #N/A | [7 empty] | 168 | #N/A | #N/A | #N/A | #N/A | #N/A | #N/A | #N/A | #N/A | #N/A | #N/A | #N/A | #N/A | #N/A | #N/A | #N/A
[8 empty] | 310 | [25 empty] | 169 | #N/A | #N/A | #N/A | #N/A | #N/A | #N/A | #N/A | #N/A | #N/A | #N/A | #N/A | #N/A | #N/A | #N/A | #N/A | [7 empty] | 169 | #N/A | #N/A | #N/A | #N/A | #N/A | #N/A | #N/A | #N/A | #N/A | #N/A | #N/A | #N/A | #N/A | #N/A | #N/A
[8 empty] | 311 | [25 empty] | 169 | #N/A | #N/A | #N/A | #N/A | #N/A | #N/A | #N/A | #N/A | #N/A | #N/A | #N/A | #N/A | #N/A | #N/A | #N/A | [7 empty] | 169 | #N/A | #N/A | #N/A | #N/A | #N/A | #N/A | #N/A | #N/A | #N/A | #N/A | #N/A | #N/A | #N/A | #N/A | #N/A
[8 empty] | 312 | [25 empty] | 170 | #N/A | #N/A | #N/A | #N/A | #N/A | #N/A | #N/A | #N/A | #N/A | #N/A | #N/A | #N/A | #N/A | #N/A | #N/A | [7 empty] | 170 | #N/A | #N/A | #N/A | #N/A | #N/A | #N/A | #N/A | #N/A | #N/A | #N/A | #N/A | #N/A | #N/A | #N/A | #N/A
[8 empty] | 313 | [25 empty] | 170 | #N/A | #N/A | #N/A | #N/A | #N/A | #N/A | #N/A | #N/A | #N/A | #N/A | #N/A | #N/A | #N/A | #N/A | #N/A | [7 empty] | 170 | #N/A | #N/A | #N/A | #N/A | #N/A | #N/A | #N/A | #N/A | #N/A | #N/A | #N/A | #N/A | #N/A | #N/A | #N/A
[8 empty] | 314 | [25 empty] | 171 | #N/A | #N/A | #N/A | #N/A | #N/A | #N/A | #N/A | #N/A | #N/A | #N/A | #N/A | #N/A | #N/A | #N/A | #N/A | [7 empty] | 171 | #N/A | #N/A | #N/A | #N/A | #N/A | #N/A | #N/A | #N/A | #N/A | #N/A | #N/A | #N/A | #N/A | #N/A | #N/A
[8 empty] | 315 | [25 empty] | 171 | #N/A | #N/A | #N/A | #N/A | #N/A | #N/A | #N/A | #N/A | #N/A | #N/A | #N/A | #N/A | #N/A | #N/A | #N/A | [7 empty] | 171 | #N/A | #N/A | #N/A | #N/A | #N/A | #N/A | #N/A | #N/A | #N/A | #N/A | #N/A | #N/A | #N/A | #N/A | #N/A
[8 empty] | 316 | [25 empty] | 172 | #N/A | #N/A | #N/A | #N/A | #N/A | #N/A | #N/A | #N/A | #N/A | #N/A | #N/A | #N/A | #N/A | #N/A | #N/A | [7 empty] | 172 | #N/A | #N/A | #N/A | #N/A | #N/A | #N/A | #N/A | #N/A | #N/A | #N/A | #N/A | #N/A | #N/A | #N/A | #N/A
[8 empty] | 317 | [25 empty] | 172 | #N/A | #N/A | #N/A | #N/A | #N/A | #N/A | #N/A | #N/A | #N/A | #N/A | #N/A | #N/A | #N/A | #N/A | #N/A | [7 empty] | 172 | #N/A | #N/A | #N/A | #N/A | #N/A | #N/A | #N/A | #N/A | #N/A | #N/A | #N/A | #N/A | #N/A | #N/A | #N/A
[8 empty] | 318 | [25 empty] | 173 | #N/A | #N/A | #N/A | #N/A | #N/A | #N/A | #N/A | #N/A | #N/A | #N/A | #N/A | #N/A | #N/A | #N/A | #N/A | [7 empty] | 173 | #N/A | #N/A | #N/A | #N/A | #N/A | #N/A | #N/A | #N/A | #N/A | #N/A | #N/A | #N/A | #N/A | #N/A | #N/A
[8 empty] | 319 | [25 empty] | 173 | #N/A | #N/A | #N/A | #N/A | #N/A | #N/A | #N/A | #N/A | #N/A | #N/A | #N/A | #N/A | #N/A | #N/A | #N/A | [7 empty] | 173 | #N/A | #N/A | #N/A | #N/A | #N/A | #N/A | #N/A | #N/A | #N/A | #N/A | #N/A | #N/A | #N/A | #N/A | #N/A
[8 empty] | 320 | [25 empty] | 174 | #N/A | #N/A | #N/A | #N/A | #N/A | #N/A | #N/A | #N/A | #N/A | #N/A | #N/A | #N/A | #N/A | #N/A | #N/A | [7 empty] | 174 | #N/A | #N/A | #N/A | #N/A | #N/A | #N/A | #N/A | #N/A | #N/A | #N/A | #N/A | #N/A | #N/A | #N/A | #N/A
[8 empty] | 321 | [25 empty] | 174 | #N/A | #N/A | #N/A | #N/A | #N/A | #N/A | #N/A | #N/A | #N/A | #N/A | #N/A | #N/A | #N/A | #N/A | #N/A | [7 empty] | 174 | #N/A | #N/A | #N/A | #N/A | #N/A | #N/A | #N/A | #N/A | #N/A | #N/A | #N/A | #N/A | #N/A | #N/A | #N/A
[8 empty] | 322 | [25 empty] | 175 | #N/A | #N/A | #N/A | #N/A | #N/A | #N/A | #N/A | #N/A | #N/A | #N/A | #N/A | #N/A | #N/A | #N/A | #N/A | [7 empty] | 175 | #N/A | #N/A | #N/A | #N/A | #N/A | #N/A | #N/A | #N/A | #N/A | #N/A | #N/A | #N/A | #N/A | #N/A | #N/A
[8 empty] | 323 | [25 empty] | 175 | #N/A | #N/A | #N/A | #N/A | #N/A | #N/A | #N/A | #N/A | #N/A | #N/A | #N/A | #N/A | #N/A | #N/A | #N/A | [7 empty] | 175 | #N/A | #N/A | #N/A | #N/A | #N/A | #N/A | #N/A | #N/A | #N/A | #N/A | #N/A | #N/A | #N/A | #N/A | #N/A
[8 empty] | 324 | [25 empty] | 176 | #N/A | #N/A | #N/A | #N/A | #N/A | #N/A | #N/A | #N/A | #N/A | #N/A | #N/A | #N/A | #N/A | #N/A | #N/A | [7 empty] | 176 | #N/A | #N/A | #N/A | #N/A | #N/A | #N/A | #N/A | #N/A | #N/A | #N/A | #N/A | #N/A | #N/A | #N/A | #N/A
[8 empty] | 325 | [25 empty] | 176 | #N/A | #N/A | #N/A | #N/A | #N/A | #N/A | #N/A | #N/A | #N/A | #N/A | #N/A | #N/A | #N/A | #N/A | #N/A | [7 empty] | 176 | #N/A | #N/A | #N/A | #N/A | #N/A | #N/A | #N/A | #N/A | #N/A | #N/A | #N/A | #N/A | #N/A | #N/A | #N/A
[8 empty] | 326 | [25 empty] | 177 | #N/A | #N/A | #N/A | #N/A | #N/A | #N/A | #N/A | #N/A | #N/A | #N/A | #N/A | #N/A | #N/A | #N/A | #N/A | [7 empty] | 177 | #N/A | #N/A | #N/A | #N/A | #N/A | #N/A | #N/A | #N/A | #N/A | #N/A | #N/A | #N/A | #N/A | #N/A | #N/A
[8 empty] | 327 | [25 empty] | 177 | #N/A | #N/A | #N/A | #N/A | #N/A | #N/A | #N/A | #N/A | #N/A | #N/A | #N/A | #N/A | #N/A | #N/A | #N/A | [7 empty] | 177 | #N/A | #N/A | #N/A | #N/A | #N/A | #N/A | #N/A | #N/A | #N/A | #N/A | #N/A | #N/A | #N/A | #N/A | #N/A
[8 empty] | 328 | [25 empty] | 178 | #N/A | #N/A | #N/A | #N/A | #N/A | #N/A | #N/A | #N/A | #N/A | #N/A | #N/A | #N/A | #N/A | #N/A | #N/A | [7 empty] | 178 | #N/A | #N/A | #N/A | #N/A | #N/A | #N/A | #N/A | #N/A | #N/A | #N/A | #N/A | #N/A | #N/A | #N/A | #N/A
[8 empty] | 329 | [25 empty] | 178 | #N/A | #N/A | #N/A | #N/A | #N/A | #N/A | #N/A | #N/A | #N/A | #N/A | #N/A | #N/A | #N/A | #N/A | #N/A | [7 empty] | 178 | #N/A | #N/A | #N/A | #N/A | #N/A | #N/A | #N/A | #N/A | #N/A | #N/A | #N/A | #N/A | #N/A | #N/A | #N/A
[8 empty] | 330 | [25 empty] | 179 | #N/A | #N/A | #N/A | #N/A | #N/A | #N/A | #N/A | #N/A | #N/A | #N/A | #N/A | #N/A | #N/A | #N/A | #N/A | [7 empty] | 179 | #N/A | #N/A | #N/A | #N/A | #N/A | #N/A | #N/A | #N/A | #N/A | #N/A | #N/A | #N/A | #N/A | #N/A | #N/A
[34 empty] | 179 | #N/A | #N/A | #N/A | #N/A | #N/A | #N/A | #N/A | #N/A | #N/A | #N/A | #N/A | #N/A | #N/A | #N/A | #N/A | [7 empty] | 179 | #N/A | #N/A | #N/A | #N/A | #N/A | #N/A | #N/A | #N/A | #N/A | #N/A | #N/A | #N/A | #N/A | #N/A | #N/A
[34 empty] | 180 | #N/A | #N/A | #N/A | #N/A | #N/A | #N/A | #N/A | #N/A | #N/A | #N/A | #N/A | #N/A | #N/A | #N/A | #N/A | [7 empty] | 180 | #N/A | #N/A | #N/A | #N/A | #N/A | #N/A | #N/A | #N/A | #N/A | #N/A | #N/A | #N/A | #N/A | #N/A | #N/A
[34 empty] | 180 | #N/A | #N/A | #N/A | #N/A | #N/A | #N/A | #N/A | #N/A | #N/A | #N/A | #N/A | #N/A | #N/A | #N/A | #N/A | [7 empty] | 180 | #N/A | #N/A | #N/A | #N/A | #N/A | #N/A | #N/A | #N/A | #N/A | #N/A | #N/A | #N/A | #N/A | #N/A | #N/A
[34 empty] | 181 | #N/A | #N/A | #N/A | #N/A | #N/A | #N/A | #N/A | #N/A | #N/A | #N/A | #N/A | #N/A | #N/A | #N/A | #N/A | [7 empty] | 181 | #N/A | #N/A | #N/A | #N/A | #N/A | #N/A | #N/A | #N/A | #N/A | #N/A | #N/A | #N/A | #N/A | #N/A | #N/A
[34 empty] | 181 | #N/A | #N/A | #N/A | #N/A | #N/A | #N/A | #N/A | #N/A | #N/A | #N/A | #N/A | #N/A | #N/A | #N/A | #N/A | [7 empty] | 181 | #N/A | #N/A | #N/A | #N/A | #N/A | #N/A | #N/A | #N/A | #N/A | #N/A | #N/A | #N/A | #N/A | #N/A | #N/A
[34 empty] | 182 | #N/A | #N/A | #N/A | #N/A | #N/A | #N/A | #N/A | #N/A | #N/A | #N/A | #N/A | #N/A | #N/A | #N/A | #N/A | [7 empty] | 182 | #N/A | #N/A | #N/A | #N/A | #N/A | #N/A | #N/A | #N/A | #N/A | #N/A | #N/A | #N/A | #N/A | #N/A | #N/A
[34 empty] | 182 | #N/A | #N/A | #N/A | #N/A | #N/A | #N/A | #N/A | #N/A | #N/A | #N/A | #N/A | #N/A | #N/A | #N/A | #N/A | [7 empty] | 182 | #N/A | #N/A | #N/A | #N/A | #N/A | #N/A | #N/A | #N/A | #N/A | #N/A | #N/A | #N/A | #N/A | #N/A | #N/A
[34 empty] | 183 | #N/A | #N/A | #N/A | #N/A | #N/A | #N/A | #N/A | #N/A | #N/A | #N/A | #N/A | #N/A | #N/A | #N/A | #N/A | [7 empty] | 183 | #N/A | #N/A | #N/A | #N/A | #N/A | #N/A | #N/A | #N/A | #N/A | #N/A | #N/A | #N/A | #N/A | #N/A | #N/A
[34 empty] | 183 | #N/A | #N/A | #N/A | #N/A | #N/A | #N/A | #N/A | #N/A | #N/A | #N/A | #N/A | #N/A | #N/A | #N/A | #N/A | [7 empty] | 183 | #N/A | #N/A | #N/A | #N/A | #N/A | #N/A | #N/A | #N/A | #N/A | #N/A | #N/A | #N/A | #N/A | #N/A | #N/A
[34 empty] | 184 | #N/A | #N/A | #N/A | #N/A | #N/A | #N/A | #N/A | #N/A | #N/A | #N/A | #N/A | #N/A | #N/A | #N/A | #N/A | [7 empty] | 184 | #N/A | #N/A | #N/A | #N/A | #N/A | #N/A | #N/A | #N/A | #N/A | #N/A | #N/A | #N/A | #N/A | #N/A | #N/A
[34 empty] | 184 | #N/A | #N/A | #N/A | #N/A | #N/A | #N/A | #N/A | #N/A | #N/A | #N/A | #N/A | #N/A | #N/A | #N/A | #N/A | [7 empty] | 184 | #N/A | #N/A | #N/A | #N/A | #N/A | #N/A | #N/A | #N/A | #N/A | #N/A | #N/A | #N/A | #N/A | #N/A | #N/A
[34 empty] | 185 | #N/A | #N/A | #N/A | #N/A | #N/A | #N/A | #N/A | #N/A | #N/A | #N/A | #N/A | #N/A | #N/A | #N/A | #N/A | [7 empty] | 185 | #N/A | #N/A | #N/A | #N/A | #N/A | #N/A | #N/A | #N/A | #N/A | #N/A | #N/A | #N/A | #N/A | #N/A | #N/A
[34 empty] | 185 | #N/A | #N/A | #N/A | #N/A | #N/A | #N/A | #N/A | #N/A | #N/A | #N/A | #N/A | #N/A | #N/A | #N/A | #N/A | [7 empty] | 185 | #N/A | #N/A | #N/A | #N/A | #N/A | #N/A | #N/A | #N/A | #N/A | #N/A | #N/A | #N/A | #N/A | #N/A | #N/A
[34 empty] | 186 | #N/A | #N/A | #N/A | #N/A | #N/A | #N/A | #N/A | #N/A | #N/A | #N/A | #N/A | #N/A | #N/A | #N/A | #N/A | [7 empty] | 186 | #N/A | #N/A | #N/A | #N/A | #N/A | #N/A | #N/A | #N/A | #N/A | #N/A | #N/A | #N/A | #N/A | #N/A | #N/A
[34 empty] | 186 | #N/A | #N/A | #N/A | #N/A | #N/A | #N/A | #N/A | #N/A | #N/A | #N/A | #N/A | #N/A | #N/A | #N/A | #N/A | [7 empty] | 186 | #N/A | #N/A | #N/A | #N/A | #N/A | #N/A | #N/A | #N/A | #N/A | #N/A | #N/A | #N/A | #N/A | #N/A | #N/A
[34 empty] | 187 | #N/A | #N/A | #N/A | #N/A | #N/A | #N/A | #N/A | #N/A | #N/A | #N/A | #N/A | #N/A | #N/A | #N/A | #N/A | [7 empty] | 187 | #N/A | #N/A | #N/A | #N/A | #N/A | #N/A | #N/A | #N/A | #N/A | #N/A | #N/A | #N/A | #N/A | #N/A | #N/A
[34 empty] | 187 | #N/A | #N/A | #N/A | #N/A | #N/A | #N/A | #N/A | #N/A | #N/A | #N/A | #N/A | #N/A | #N/A | #N/A | #N/A | [7 empty] | 187 | #N/A | #N/A | #N/A | #N/A | #N/A | #N/A | #N/A | #N/A | #N/A | #N/A | #N/A | #N/A | #N/A | #N/A | #N/A
[34 empty] | 188 | #N/A | #N/A | #N/A | #N/A | #N/A | #N/A | #N/A | #N/A | #N/A | #N/A | #N/A | #N/A | #N/A | #N/A | #N/A | [7 empty] | 188 | #N/A | #N/A | #N/A | #N/A | #N/A | #N/A | #N/A | #N/A | #N/A | #N/A | #N/A | #N/A | #N/A | #N/A | #N/A
[34 empty] | 188 | #N/A | #N/A | #N/A | #N/A | #N/A | #N/A | #N/A | #N/A | #N/A | #N/A | #N/A | #N/A | #N/A | #N/A | #N/A | [7 empty] | 188 | #N/A | #N/A | #N/A | #N/A | #N/A | #N/A | #N/A | #N/A | #N/A | #N/A | #N/A | #N/A | #N/A | #N/A | #N/A
[34 empty] | 189 | #N/A | #N/A | #N/A | #N/A | #N/A | #N/A | #N/A | #N/A | #N/A | #N/A | #N/A | #N/A | #N/A | #N/A | #N/A | [7 empty] | 189 | #N/A | #N/A | #N/A | #N/A | #N/A | #N/A | #N/A | #N/A | #N/A | #N/A | #N/A | #N/A | #N/A | #N/A | #N/A
[34 empty] | 189 | #N/A | #N/A | #N/A | #N/A | #N/A | #N/A | #N/A | #N/A | #N/A | #N/A | #N/A | #N/A | #N/A | #N/A | #N/A | [7 empty] | 189 | #N/A | #N/A | #N/A | #N/A | #N/A | #N/A | #N/A | #N/A | #N/A | #N/A | #N/A | #N/A | #N/A | #N/A | #N/A
[34 empty] | 190 | #N/A | #N/A | #N/A | #N/A | #N/A | #N/A | #N/A | #N/A | #N/A | #N/A | #N/A | #N/A | #N/A | #N/A | #N/A | [7 empty] | 190 | #N/A | #N/A | #N/A | #N/A | #N/A | #N/A | #N/A | #N/A | #N/A | #N/A | #N/A | #N/A | #N/A | #N/A | #N/A
[34 empty] | 190 | #N/A | #N/A | #N/A | #N/A | #N/A | #N/A | #N/A | #N/A | #N/A | #N/A | #N/A | #N/A | #N/A | #N/A | #N/A | [7 empty] | 190 | #N/A | #N/A | #N/A | #N/A | #N/A | #N/A | #N/A | #N/A | #N/A | #N/A | #N/A | #N/A | #N/A | #N/A | #N/A
[34 empty] | 191 | #N/A | #N/A | #N/A | #N/A | #N/A | #N/A | #N/A | #N/A | #N/A | #N/A | #N/A | #N/A | #N/A | #N/A | #N/A | [7 empty] | 191 | #N/A | #N/A | #N/A | #N/A | #N/A | #N/A | #N/A | #N/A | #N/A | #N/A | #N/A | #N/A | #N/A | #N/A | #N/A
[34 empty] | 191 | #N/A | #N/A | #N/A | #N/A | #N/A | #N/A | #N/A | #N/A | #N/A | #N/A | #N/A | #N/A | #N/A | #N/A | #N/A | [7 empty] | 191 | #N/A | #N/A | #N/A | #N/A | #N/A | #N/A | #N/A | #N/A | #N/A | #N/A | #N/A | #N/A | #N/A | #N/A | #N/A
[34 empty] | 192 | #N/A | #N/A | #N/A | #N/A | #N/A | #N/A | #N/A | #N/A | #N/A | #N/A | #N/A | #N/A | #N/A | #N/A | #N/A | [7 empty] | 192 | #N/A | #N/A | #N/A | #N/A | #N/A | #N/A | #N/A | #N/A | #N/A | #N/A | #N/A | #N/A | #N/A | #N/A | #N/A
[34 empty] | 192 | #N/A | #N/A | #N/A | #N/A | #N/A | #N/A | #N/A | #N/A | #N/A | #N/A | #N/A | #N/A | #N/A | #N/A | #N/A | [7 empty] | 192 | #N/A | #N/A | #N/A | #N/A | #N/A | #N/A | #N/A | #N/A | #N/A | #N/A | #N/A | #N/A | #N/A | #N/A | #N/A
[34 empty] | 193 | #N/A | #N/A | #N/A | #N/A | #N/A | #N/A | #N/A | #N/A | #N/A | #N/A | #N/A | #N/A | #N/A | #N/A | #N/A | [7 empty] | 193 | #N/A | #N/A | #N/A | #N/A | #N/A | #N/A | #N/A | #N/A | #N/A | #N/A | #N/A | #N/A | #N/A | #N/A | #N/A
[34 empty] | 193 | #N/A | #N/A | #N/A | #N/A | #N/A | #N/A | #N/A | #N/A | #N/A | #N/A | #N/A | #N/A | #N/A | #N/A | #N/A | [7 empty] | 193 | #N/A | #N/A | #N/A | #N/A | #N/A | #N/A | #N/A | #N/A | #N/A | #N/A | #N/A | #N/A | #N/A | #N/A | #N/A
[34 empty] | 194 | #N/A | #N/A | #N/A | #N/A | #N/A | #N/A | #N/A | #N/A | #N/A | #N/A | #N/A | #N/A | #N/A | #N/A | #N/A | [7 empty] | 194 | #N/A | #N/A | #N/A | #N/A | #N/A | #N/A | #N/A | #N/A | #N/A | #N/A | #N/A | #N/A | #N/A | #N/A | #N/A
[34 empty] | 194 | #N/A | #N/A | #N/A | #N/A | #N/A | #N/A | #N/A | #N/A | #N/A | #N/A | #N/A | #N/A | #N/A | #N/A | #N/A | [7 empty] | 194 | #N/A | #N/A | #N/A | #N/A | #N/A | #N/A | #N/A | #N/A | #N/A | #N/A | #N/A | #N/A | #N/A | #N/A | #N/A
[34 empty] | 195 | #N/A | #N/A | #N/A | #N/A | #N/A | #N/A | #N/A | #N/A | #N/A | #N/A | #N/A | #N/A | #N/A | #N/A | #N/A | [7 empty] | 195 | #N/A | #N/A | #N/A | #N/A | #N/A | #N/A | #N/A | #N/A | #N/A | #N/A | #N/A | #N/A | #N/A | #N/A | #N/A
[34 empty] | 195 | #N/A | #N/A | #N/A | #N/A | #N/A | #N/A | #N/A | #N/A | #N/A | #N/A | #N/A | #N/A | #N/A | #N/A | #N/A | [7 empty] | 195 | #N/A | #N/A | #N/A | #N/A | #N/A | #N/A | #N/A | #N/A | #N/A | #N/A | #N/A | #N/A | #N/A | #N/A | #N/A
[34 empty] | 196 | #N/A | #N/A | #N/A | #N/A | #N/A | #N/A | #N/A | #N/A | #N/A | #N/A | #N/A | #N/A | #N/A | #N/A | #N/A | [7 empty] | 196 | #N/A | #N/A | #N/A | #N/A | #N/A | #N/A | #N/A | #N/A | #N/A | #N/A | #N/A | #N/A | #N/A | #N/A | #N/A
[34 empty] | 196 | #N/A | #N/A | #N/A | #N/A | #N/A | #N/A | #N/A | #N/A | #N/A | #N/A | #N/A | #N/A | #N/A | #N/A | #N/A | [7 empty] | 196 | #N/A | #N/A | #N/A | #N/A | #N/A | #N/A | #N/A | #N/A | #N/A | #N/A | #N/A | #N/A | #N/A | #N/A | #N/A
[34 empty] | 197 | #N/A | #N/A | #N/A | #N/A | #N/A | #N/A | #N/A | #N/A | #N/A | #N/A | #N/A | #N/A | #N/A | #N/A | #N/A | [7 empty] | 197 | #N/A | #N/A | #N/A | #N/A | #N/A | #N/A | #N/A | #N/A | #N/A | #N/A | #N/A | #N/A | #N/A | #N/A | #N/A
[34 empty] | 197 | #N/A | #N/A | #N/A | #N/A | #N/A | #N/A | #N/A | #N/A | #N/A | #N/A | #N/A | #N/A | #N/A | #N/A | #N/A | [7 empty] | 197 | #N/A | #N/A | #N/A | #N/A | #N/A | #N/A | #N/A | #N/A | #N/A | #N/A | #N/A | #N/A | #N/A | #N/A | #N/A
[34 empty] | 198 | #N/A | #N/A | #N/A | #N/A | #N/A | #N/A | #N/A | #N/A | #N/A | #N/A | #N/A | #N/A | #N/A | #N/A | #N/A | [7 empty] | 198 | #N/A | #N/A | #N/A | #N/A | #N/A | #N/A | #N/A | #N/A | #N/A | #N/A | #N/A | #N/A | #N/A | #N/A | #N/A
[34 empty] | 198 | #N/A | #N/A | #N/A | #N/A | #N/A | #N/A | #N/A | #N/A | #N/A | #N/A | #N/A | #N/A | #N/A | #N/A | #N/A | [7 empty] | 198 | #N/A | #N/A | #N/A | #N/A | #N/A | #N/A | #N/A | #N/A | #N/A | #N/A | #N/A | #N/A | #N/A | #N/A | #N/A
[34 empty] | 199 | #N/A | #N/A | #N/A | #N/A | #N/A | #N/A | #N/A | #N/A | #N/A | #N/A | #N/A | #N/A | #N/A | #N/A | #N/A | [7 empty] | 199 | #N/A | #N/A | #N/A | #N/A | #N/A | #N/A | #N/A | #N/A | #N/A | #N/A | #N/A | #N/A | #N/A | #N/A | #N/A
[34 empty] | 199 | #N/A | #N/A | #N/A | #N/A | #N/A | #N/A | #N/A | #N/A | #N/A | #N/A | #N/A | #N/A | #N/A | #N/A | #N/A | [7 empty] | 199 | #N/A | #N/A | #N/A | #N/A | #N/A | #N/A | #N/A | #N/A | #N/A | #N/A | #N/A | #N/A | #N/A | #N/A | #N/A
[34 empty] | 200 | #N/A | #N/A | #N/A | #N/A | #N/A | #N/A | #N/A | #N/A | #N/A | #N/A | #N/A | #N/A | #N/A | #N/A | #N/A | [7 empty] | 200 | #N/A | #N/A | #N/A | #N/A | #N/A | #N/A | #N/A | #N/A | #N/A | #N/A | #N/A | #N/A | #N/A | #N/A | #N/A
[34 empty] | 200 | #N/A | #N/A | #N/A | #N/A | #N/A | #N/A | #N/A | #N/A | #N/A | #N/A | #N/A | #N/A | #N/A | #N/A | #N/A | [7 empty] | 200 | #N/A | #N/A | #N/A | #N/A | #N/A | #N/A | #N/A | #N/A | #N/A | #N/A | #N/A | #N/A | #N/A | #N/A | #N/A
[34 empty] | 201 | #N/A | #N/A | #N/A | #N/A | #N/A | #N/A | #N/A | #N/A | #N/A | #N/A | #N/A | #N/A | #N/A | #N/A | #N/A | [7 empty] | 201 | #N/A | #N/A | #N/A | #N/A | #N/A | #N/A | #N/A | #N/A | #N/A | #N/A | #N/A | #N/A | #N/A | #N/A | #N/A
[34 empty] | 201 | #N/A | #N/A | #N/A | #N/A | #N/A | #N/A | #N/A | #N/A | #N/A | #N/A | #N/A | #N/A | #N/A | #N/A | #N/A | [7 empty] | 201 | #N/A | #N/A | #N/A | #N/A | #N/A | #N/A | #N/A | #N/A | #N/A | #N/A | #N/A | #N/A | #N/A | #N/A | #N/A
[34 empty] | 202 | #N/A | #N/A | #N/A | #N/A | #N/A | #N/A | #N/A | #N/A | #N/A | #N/A | #N/A | #N/A | #N/A | #N/A | #N/A | [7 empty] | 202 | #N/A | #N/A | #N/A | #N/A | #N/A | #N/A | #N/A | #N/A | #N/A | #N/A | #N/A | #N/A | #N/A | #N/A | #N/A
[34 empty] | 202 | #N/A | #N/A | #N/A | #N/A | #N/A | #N/A | #N/A | #N/A | #N/A | #N/A | #N/A | #N/A | #N/A | #N/A | #N/A | [7 empty] | 202 | #N/A | #N/A | #N/A | #N/A | #N/A | #N/A | #N/A | #N/A | #N/A | #N/A | #N/A | #N/A | #N/A | #N/A | #N/A
[34 empty] | 203 | #N/A | #N/A | #N/A | #N/A | #N/A | #N/A | #N/A | #N/A | #N/A | #N/A | #N/A | #N/A | #N/A | #N/A | #N/A | [7 empty] | 203 | #N/A | #N/A | #N/A | #N/A | #N/A | #N/A | #N/A | #N/A | #N/A | #N/A | #N/A | #N/A | #N/A | #N/A | #N/A
[34 empty] | 203 | #N/A | #N/A | #N/A | #N/A | #N/A | #N/A | #N/A | #N/A | #N/A | #N/A | #N/A | #N/A | #N/A | #N/A | #N/A | [7 empty] | 203 | #N/A | #N/A | #N/A | #N/A | #N/A | #N/A | #N/A | #N/A | #N/A | #N/A | #N/A | #N/A | #N/A | #N/A | #N/A
[34 empty] | 204 | #N/A | #N/A | #N/A | #N/A | #N/A | #N/A | #N/A | #N/A | #N/A | #N/A | #N/A | #N/A | #N/A | #N/A | #N/A | [7 empty] | 204 | #N/A | #N/A | #N/A | #N/A | #N/A | #N/A | #N/A | #N/A | #N/A | #N/A | #N/A | #N/A | #N/A | #N/A | #N/A
[34 empty] | 204 | #N/A | #N/A | #N/A | #N/A | #N/A | #N/A | #N/A | #N/A | #N/A | #N/A | #N/A | #N/A | #N/A | #N/A | #N/A | [7 empty] | 204 | #N/A | #N/A | #N/A | #N/A | #N/A | #N/A | #N/A | #N/A | #N/A | #N/A | #N/A | #N/A | #N/A | #N/A | #N/A
[34 empty] | 205 | #N/A | #N/A | #N/A | #N/A | #N/A | #N/A | #N/A | #N/A | #N/A | #N/A | #N/A | #N/A | #N/A | #N/A | #N/A | [7 empty] | 205 | #N/A | #N/A | #N/A | #N/A | #N/A | #N/A | #N/A | #N/A | #N/A | #N/A | #N/A | #N/A | #N/A | #N/A | #N/A
[34 empty] | 205 | #N/A | #N/A | #N/A | #N/A | #N/A | #N/A | #N/A | #N/A | #N/A | #N/A | #N/A | #N/A | #N/A | #N/A | #N/A | [7 empty] | 205 | #N/A | #N/A | #N/A | #N/A | #N/A | #N/A | #N/A | #N/A | #N/A | #N/A | #N/A | #N/A | #N/A | #N/A | #N/A
[34 empty] | 206 | #N/A | #N/A | #N/A | #N/A | #N/A | #N/A | #N/A | #N/A | #N/A | #N/A | #N/A | #N/A | #N/A | #N/A | #N/A | [7 empty] | 206 | #N/A | #N/A | #N/A | #N/A | #N/A | #N/A | #N/A | #N/A | #N/A | #N/A | #N/A | #N/A | #N/A | #N/A | #N/A
[34 empty] | 206 | #N/A | #N/A | #N/A | #N/A | #N/A | #N/A | #N/A | #N/A | #N/A | #N/A | #N/A | #N/A | #N/A | #N/A | #N/A | [7 empty] | 206 | #N/A | #N/A | #N/A | #N/A | #N/A | #N/A | #N/A | #N/A | #N/A | #N/A | #N/A | #N/A | #N/A | #N/A | #N/A
[34 empty] | 207 | #N/A | #N/A | #N/A | #N/A | #N/A | #N/A | #N/A | #N/A | #N/A | #N/A | #N/A | #N/A | #N/A | #N/A | #N/A | [7 empty] | 207 | #N/A | #N/A | #N/A | #N/A | #N/A | #N/A | #N/A | #N/A | #N/A | #N/A | #N/A | #N/A | #N/A | #N/A | #N/A
[34 empty] | 207 | #N/A | #N/A | #N/A | #N/A | #N/A | #N/A | #N/A | #N/A | #N/A | #N/A | #N/A | #N/A | #N/A | #N/A | #N/A | [7 empty] | 207 | #N/A | #N/A | #N/A | #N/A | #N/A | #N/A | #N/A | #N/A | #N/A | #N/A | #N/A | #N/A | #N/A | #N/A | #N/A
[34 empty] | 208 | #N/A | #N/A | #N/A | #N/A | #N/A | #N/A | #N/A | #N/A | #N/A | #N/A | #N/A | #N/A | #N/A | #N/A | #N/A | [7 empty] | 208 | #N/A | #N/A | #N/A | #N/A | #N/A | #N/A | #N/A | #N/A | #N/A | #N/A | #N/A | #N/A | #N/A | #N/A | #N/A
[34 empty] | 208 | #N/A | #N/A | #N/A | #N/A | #N/A | #N/A | #N/A | #N/A | #N/A | #N/A | #N/A | #N/A | #N/A | #N/A | #N/A | [7 empty] | 208 | #N/A | #N/A | #N/A | #N/A | #N/A | #N/A | #N/A | #N/A | #N/A | #N/A | #N/A | #N/A | #N/A | #N/A | #N/A
[34 empty] | 209 | #N/A | #N/A | #N/A | #N/A | #N/A | #N/A | #N/A | #N/A | #N/A | #N/A | #N/A | #N/A | #N/A | #N/A | #N/A | [7 empty] | 209 | #N/A | #N/A | #N/A | #N/A | #N/A | #N/A | #N/A | #N/A | #N/A | #N/A | #N/A | #N/A | #N/A | #N/A | #N/A
[34 empty] | 209 | #N/A | #N/A | #N/A | #N/A | #N/A | #N/A | #N/A | #N/A | #N/A | #N/A | #N/A | #N/A | #N/A | #N/A | #N/A | [7 empty] | 209 | #N/A | #N/A | #N/A | #N/A | #N/A | #N/A | #N/A | #N/A | #N/A | #N/A | #N/A | #N/A | #N/A | #N/A | #N/A
[34 empty] | 210 | #N/A | #N/A | #N/A | #N/A | #N/A | #N/A | #N/A | #N/A | #N/A | #N/A | #N/A | #N/A | #N/A | #N/A | #N/A | [7 empty] | 210 | #N/A | #N/A | #N/A | #N/A | #N/A | #N/A | #N/A | #N/A | #N/A | #N/A | #N/A | #N/A | #N/A | #N/A | #N/A
[34 empty] | 210 | #N/A | #N/A | #N/A | #N/A | #N/A | #N/A | #N/A | #N/A | #N/A | #N/A | #N/A | #N/A | #N/A | #N/A | #N/A | [7 empty] | 210 | #N/A | #N/A | #N/A | #N/A | #N/A | #N/A | #N/A | #N/A | #N/A | #N/A | #N/A | #N/A | #N/A | #N/A | #N/A
[34 empty] | 211 | #N/A | #N/A | #N/A | #N/A | #N/A | #N/A | #N/A | #N/A | #N/A | #N/A | #N/A | #N/A | #N/A | #N/A | #N/A | [7 empty] | 211 | #N/A | #N/A | #N/A | #N/A | #N/A | #N/A | #N/A | #N/A | #N/A | #N/A | #N/A | #N/A | #N/A | #N/A | #N/A
[34 empty] | 211 | #N/A | #N/A | #N/A | #N/A | #N/A | #N/A | #N/A | #N/A | #N/A | #N/A | #N/A | #N/A | #N/A | #N/A | #N/A | [7 empty] | 211 | #N/A | #N/A | #N/A | #N/A | #N/A | #N/A | #N/A | #N/A | #N/A | #N/A | #N/A | #N/A | #N/A | #N/A | #N/A
[34 empty] | 212 | #N/A | #N/A | #N/A | #N/A | #N/A | #N/A | #N/A | #N/A | #N/A | #N/A | #N/A | #N/A | #N/A | #N/A | #N/A | [7 empty] | 212 | #N/A | #N/A | #N/A | #N/A | #N/A | #N/A | #N/A | #N/A | #N/A | #N/A | #N/A | #N/A | #N/A | #N/A | #N/A
[34 empty] | 212 | #N/A | #N/A | #N/A | #N/A | #N/A | #N/A | #N/A | #N/A | #N/A | #N/A | #N/A | #N/A | #N/A | #N/A | #N/A | [7 empty] | 212 | #N/A | #N/A | #N/A | #N/A | #N/A | #N/A | #N/A | #N/A | #N/A | #N/A | #N/A | #N/A | #N/A | #N/A | #N/A
[34 empty] | 213 | #N/A | #N/A | #N/A | #N/A | #N/A | #N/A | #N/A | #N/A | #N/A | #N/A | #N/A | #N/A | #N/A | #N/A | #N/A | [7 empty] | 213 | #N/A | #N/A | #N/A | #N/A | #N/A | #N/A | #N/A | #N/A | #N/A | #N/A | #N/A | #N/A | #N/A | #N/A | #N/A
[34 empty] | 213 | #N/A | #N/A | #N/A | #N/A | #N/A | #N/A | #N/A | #N/A | #N/A | #N/A | #N/A | #N/A | #N/A | #N/A | #N/A | [7 empty] | 213 | #N/A | #N/A | #N/A | #N/A | #N/A | #N/A | #N/A | #N/A | #N/A | #N/A | #N/A | #N/A | #N/A | #N/A | #N/A
[34 empty] | 214 | #N/A | #N/A | #N/A | #N/A | #N/A | #N/A | #N/A | #N/A | #N/A | #N/A | #N/A | #N/A | #N/A | #N/A | #N/A | [7 empty] | 214 | #N/A | #N/A | #N/A | #N/A | #N/A | #N/A | #N/A | #N/A | #N/A | #N/A | #N/A | #N/A | #N/A | #N/A | #N/A
[34 empty] | 214 | #N/A | #N/A | #N/A | #N/A | #N/A | #N/A | #N/A | #N/A | #N/A | #N/A | #N/A | #N/A | #N/A | #N/A | #N/A | [7 empty] | 214 | #N/A | #N/A | #N/A | #N/A | #N/A | #N/A | #N/A | #N/A | #N/A | #N/A | #N/A | #N/A | #N/A | #N/A | #N/A
[34 empty] | 215 | #N/A | #N/A | #N/A | #N/A | #N/A | #N/A | #N/A | #N/A | #N/A | #N/A | #N/A | #N/A | #N/A | #N/A | #N/A | [7 empty] | 215 | #N/A | #N/A | #N/A | #N/A | #N/A | #N/A | #N/A | #N/A | #N/A | #N/A | #N/A | #N/A | #N/A | #N/A | #N/A
[34 empty] | 215 | #N/A | #N/A | #N/A | #N/A | #N/A | #N/A | #N/A | #N/A | #N/A | #N/A | #N/A | #N/A | #N/A | #N/A | #N/A | [7 empty] | 215 | #N/A | #N/A | #N/A | #N/A | #N/A | #N/A | #N/A | #N/A | #N/A | #N/A | #N/A | #N/A | #N/A | #N/A | #N/A
[34 empty] | 216 | #N/A | #N/A | #N/A | #N/A | #N/A | #N/A | #N/A | #N/A | #N/A | #N/A | #N/A | #N/A | #N/A | #N/A | #N/A | [7 empty] | 216 | #N/A | #N/A | #N/A | #N/A | #N/A | #N/A | #N/A | #N/A | #N/A | #N/A | #N/A | #N/A | #N/A | #N/A | #N/A
[34 empty] | 216 | #N/A | #N/A | #N/A | #N/A | #N/A | #N/A | #N/A | #N/A | #N/A | #N/A | #N/A | #N/A | #N/A | #N/A | #N/A | [7 empty] | 216 | #N/A | #N/A | #N/A | #N/A | #N/A | #N/A | #N/A | #N/A | #N/A | #N/A | #N/A | #N/A | #N/A | #N/A | #N/A
[34 empty] | 217 | #N/A | #N/A | #N/A | #N/A | #N/A | #N/A | #N/A | #N/A | #N/A | #N/A | #N/A | #N/A | #N/A | #N/A | #N/A | [7 empty] | 217 | #N/A | #N/A | #N/A | #N/A | #N/A | #N/A | #N/A | #N/A | #N/A | #N/A | #N/A | #N/A | #N/A | #N/A | #N/A
[34 empty] | 217 | #N/A | #N/A | #N/A | #N/A | #N/A | #N/A | #N/A | #N/A | #N/A | #N/A | #N/A | #N/A | #N/A | #N/A | #N/A | [7 empty] | 217 | #N/A | #N/A | #N/A | #N/A | #N/A | #N/A | #N/A | #N/A | #N/A | #N/A | #N/A | #N/A | #N/A | #N/A | #N/A
[34 empty] | 218 | #N/A | #N/A | #N/A | #N/A | #N/A | #N/A | #N/A | #N/A | #N/A | #N/A | #N/A | #N/A | #N/A | #N/A | #N/A | [7 empty] | 218 | #N/A | #N/A | #N/A | #N/A | #N/A | #N/A | #N/A | #N/A | #N/A | #N/A | #N/A | #N/A | #N/A | #N/A | #N/A
[34 empty] | 218 | #N/A | #N/A | #N/A | #N/A | #N/A | #N/A | #N/A | #N/A | #N/A | #N/A | #N/A | #N/A | #N/A | #N/A | #N/A | [7 empty] | 218 | #N/A | #N/A | #N/A | #N/A | #N/A | #N/A | #N/A | #N/A | #N/A | #N/A | #N/A | #N/A | #N/A | #N/A | #N/A
[34 empty] | 219 | #N/A | #N/A | #N/A | #N/A | #N/A | #N/A | #N/A | #N/A | #N/A | #N/A | #N/A | #N/A | #N/A | #N/A | #N/A | [7 empty] | 219 | #N/A | #N/A | #N/A | #N/A | #N/A | #N/A | #N/A | #N/A | #N/A | #N/A | #N/A | #N/A | #N/A | #N/A | #N/A
[34 empty] | 219 | #N/A | #N/A | #N/A | #N/A | #N/A | #N/A | #N/A | #N/A | #N/A | #N/A | #N/A | #N/A | #N/A | #N/A | #N/A | [7 empty] | 219 | #N/A | #N/A | #N/A | #N/A | #N/A | #N/A | #N/A | #N/A | #N/A | #N/A | #N/A | #N/A | #N/A | #N/A | #N/A
[34 empty] | 220 | #N/A | #N/A | #N/A | #N/A | #N/A | #N/A | #N/A | #N/A | #N/A | #N/A | #N/A | #N/A | #N/A | #N/A | #N/A | [7 empty] | 220 | #N/A | #N/A | #N/A | #N/A | #N/A | #N/A | #N/A | #N/A | #N/A | #N/A | #N/A | #N/A | #N/A | #N/A | #N/A
[34 empty] | 220 | #N/A | #N/A | #N/A | #N/A | #N/A | #N/A | #N/A | #N/A | #N/A | #N/A | #N/A | #N/A | #N/A | #N/A | #N/A | [7 empty] | 220 | #N/A | #N/A | #N/A | #N/A | #N/A | #N/A | #N/A | #N/A | #N/A | #N/A | #N/A | #N/A | #N/A | #N/A | #N/A
[34 empty] | 221 | #N/A | #N/A | #N/A | #N/A | #N/A | #N/A | #N/A | #N/A | #N/A | #N/A | #N/A | #N/A | #N/A | #N/A | #N/A | [7 empty] | 221 | #N/A | #N/A | #N/A | #N/A | #N/A | #N/A | #N/A | #N/A | #N/A | #N/A | #N/A | #N/A | #N/A | #N/A | #N/A
[34 empty] | 221 | #N/A | #N/A | #N/A | #N/A | #N/A | #N/A | #N/A | #N/A | #N/A | #N/A | #N/A | #N/A | #N/A | #N/A | #N/A | [7 empty] | 221 | #N/A | #N/A | #N/A | #N/A | #N/A | #N/A | #N/A | #N/A | #N/A | #N/A | #N/A | #N/A | #N/A | #N/A | #N/A
[34 empty] | 222 | #N/A | #N/A | #N/A | #N/A | #N/A | #N/A | #N/A | #N/A | #N/A | #N/A | #N/A | #N/A | #N/A | #N/A | #N/A | [7 empty] | 222 | #N/A | #N/A | #N/A | #N/A | #N/A | #N/A | #N/A | #N/A | #N/A | #N/A | #N/A | #N/A | #N/A | #N/A | #N/A
[34 empty] | 222 | #N/A | #N/A | #N/A | #N/A | #N/A | #N/A | #N/A | #N/A | #N/A | #N/A | #N/A | #N/A | #N/A | #N/A | #N/A | [7 empty] | 222 | #N/A | #N/A | #N/A | #N/A | #N/A | #N/A | #N/A | #N/A | #N/A | #N/A | #N/A | #N/A | #N/A | #N/A | #N/A
[34 empty] | 223 | #N/A | #N/A | #N/A | #N/A | #N/A | #N/A | #N/A | #N/A | #N/A | #N/A | #N/A | #N/A | #N/A | #N/A | #N/A | [7 empty] | 223 | #N/A | #N/A | #N/A | #N/A | #N/A | #N/A | #N/A | #N/A | #N/A | #N/A | #N/A | #N/A | #N/A | #N/A | #N/A
[34 empty] | 223 | #N/A | #N/A | #N/A | #N/A | #N/A | #N/A | #N/A | #N/A | #N/A | #N/A | #N/A | #N/A | #N/A | #N/A | #N/A | [7 empty] | 223 | #N/A | #N/A | #N/A | #N/A | #N/A | #N/A | #N/A | #N/A | #N/A | #N/A | #N/A | #N/A | #N/A | #N/A | #N/A
[34 empty] | 224 | #N/A | #N/A | #N/A | #N/A | #N/A | #N/A | #N/A | #N/A | #N/A | #N/A | #N/A | #N/A | #N/A | #N/A | #N/A | [7 empty] | 224 | #N/A | #N/A | #N/A | #N/A | #N/A | #N/A | #N/A | #N/A | #N/A | #N/A | #N/A | #N/A | #N/A | #N/A | #N/A
[34 empty] | 224 | #N/A | #N/A | #N/A | #N/A | #N/A | #N/A | #N/A | #N/A | #N/A | #N/A | #N/A | #N/A | #N/A | #N/A | #N/A | [7 empty] | 224 | #N/A | #N/A | #N/A | #N/A | #N/A | #N/A | #N/A | #N/A | #N/A | #N/A | #N/A | #N/A | #N/A | #N/A | #N/A
[34 empty] | 225 | #N/A | #N/A | #N/A | #N/A | #N/A | #N/A | #N/A | #N/A | #N/A | #N/A | #N/A | #N/A | #N/A | #N/A | #N/A | [7 empty] | 225 | #N/A | #N/A | #N/A | #N/A | #N/A | #N/A | #N/A | #N/A | #N/A | #N/A | #N/A | #N/A | #N/A | #N/A | #N/A
[34 empty] | 225 | #N/A | #N/A | #N/A | #N/A | #N/A | #N/A | #N/A | #N/A | #N/A | #N/A | #N/A | #N/A | #N/A | #N/A | #N/A | [7 empty] | 225 | #N/A | #N/A | #N/A | #N/A | #N/A | #N/A | #N/A | #N/A | #N/A | #N/A | #N/A | #N/A | #N/A | #N/A | #N/A
[34 empty] | 226 | #N/A | #N/A | #N/A | #N/A | #N/A | #N/A | #N/A | #N/A | #N/A | #N/A | #N/A | #N/A | #N/A | #N/A | #N/A | [7 empty] | 226 | #N/A | #N/A | #N/A | #N/A | #N/A | #N/A | #N/A | #N/A | #N/A | #N/A | #N/A | #N/A | #N/A | #N/A | #N/A
[34 empty] | 226 | #N/A | #N/A | #N/A | #N/A | #N/A | #N/A | #N/A | #N/A | #N/A | #N/A | #N/A | #N/A | #N/A | #N/A | #N/A | [7 empty] | 226 | #N/A | #N/A | #N/A | #N/A | #N/A | #N/A | #N/A | #N/A | #N/A | #N/A | #N/A | #N/A | #N/A | #N/A | #N/A
[34 empty] | 227 | #N/A | #N/A | #N/A | #N/A | #N/A | #N/A | #N/A | #N/A | #N/A | #N/A | #N/A | #N/A | #N/A | #N/A | #N/A | [7 empty] | 227 | #N/A | #N/A | #N/A | #N/A | #N/A | #N/A | #N/A | #N/A | #N/A | #N/A | #N/A | #N/A | #N/A | #N/A | #N/A
[34 empty] | 227 | #N/A | #N/A | #N/A | #N/A | #N/A | #N/A | #N/A | #N/A | #N/A | #N/A | #N/A | #N/A | #N/A | #N/A | #N/A | [7 empty] | 227 | #N/A | #N/A | #N/A | #N/A | #N/A | #N/A | #N/A | #N/A | #N/A | #N/A | #N/A | #N/A | #N/A | #N/A | #N/A
[34 empty] | 228 | #N/A | #N/A | #N/A | #N/A | #N/A | #N/A | #N/A | #N/A | #N/A | #N/A | #N/A | #N/A | #N/A | #N/A | #N/A | [7 empty] | 228 | #N/A | #N/A | #N/A | #N/A | #N/A | #N/A | #N/A | #N/A | #N/A | #N/A | #N/A | #N/A | #N/A | #N/A | #N/A
[34 empty] | 228 | #N/A | #N/A | #N/A | #N/A | #N/A | #N/A | #N/A | #N/A | #N/A | #N/A | #N/A | #N/A | #N/A | #N/A | #N/A | [7 empty] | 228 | #N/A | #N/A | #N/A | #N/A | #N/A | #N/A | #N/A | #N/A | #N/A | #N/A | #N/A | #N/A | #N/A | #N/A | #N/A
[34 empty] | 229 | #N/A | #N/A | #N/A | #N/A | #N/A | #N/A | #N/A | #N/A | #N/A | #N/A | #N/A | #N/A | #N/A | #N/A | #N/A | [7 empty] | 229 | #N/A | #N/A | #N/A | #N/A | #N/A | #N/A | #N/A | #N/A | #N/A | #N/A | #N/A | #N/A | #N/A | #N/A | #N/A
[34 empty] | 229 | #N/A | #N/A | #N/A | #N/A | #N/A | #N/A | #N/A | #N/A | #N/A | #N/A | #N/A | #N/A | #N/A | #N/A | #N/A | [7 empty] | 229 | #N/A | #N/A | #N/A | #N/A | #N/A | #N/A | #N/A | #N/A | #N/A | #N/A | #N/A | #N/A | #N/A | #N/A | #N/A
[34 empty] | 230 | #N/A | #N/A | #N/A | #N/A | #N/A | #N/A | #N/A | #N/A | #N/A | #N/A | #N/A | #N/A | #N/A | #N/A | #N/A | [7 empty] | 230 | #N/A | #N/A | #N/A | #N/A | #N/A | #N/A | #N/A | #N/A | #N/A | #N/A | #N/A | #N/A | #N/A | #N/A | #N/A
[34 empty] | 230 | #N/A | #N/A | #N/A | #N/A | #N/A | #N/A | #N/A | #N/A | #N/A | #N/A | #N/A | #N/A | #N/A | #N/A | #N/A | [7 empty] | 230 | #N/A | #N/A | #N/A | #N/A | #N/A | #N/A | #N/A | #N/A | #N/A | #N/A | #N/A | #N/A | #N/A | #N/A | #N/A
[34 empty] | 231 | #N/A | #N/A | #N/A | #N/A | #N/A | #N/A | #N/A | #N/A | #N/A | #N/A | #N/A | #N/A | #N/A | #N/A | #N/A | [7 empty] | 231 | #N/A | #N/A | #N/A | #N/A | #N/A | #N/A | #N/A | #N/A | #N/A | #N/A | #N/A | #N/A | #N/A | #N/A | #N/A
[34 empty] | 231 | #N/A | #N/A | #N/A | #N/A | #N/A | #N/A | #N/A | #N/A | #N/A | #N/A | #N/A | #N/A | #N/A | #N/A | #N/A | [7 empty] | 231 | #N/A | #N/A | #N/A | #N/A | #N/A | #N/A | #N/A | #N/A | #N/A | #N/A | #N/A | #N/A | #N/A | #N/A | #N/A
[34 empty] | 232 | #N/A | #N/A | #N/A | #N/A | #N/A | #N/A | #N/A | #N/A | #N/A | #N/A | #N/A | #N/A | #N/A | #N/A | #N/A | [7 empty] | 232 | #N/A | #N/A | #N/A | #N/A | #N/A | #N/A | #N/A | #N/A | #N/A | #N/A | #N/A | #N/A | #N/A | #N/A | #N/A
[34 empty] | 232 | #N/A | #N/A | #N/A | #N/A | #N/A | #N/A | #N/A | #N/A | #N/A | #N/A | #N/A | #N/A | #N/A | #N/A | #N/A | [7 empty] | 232 | #N/A | #N/A | #N/A | #N/A | #N/A | #N/A | #N/A | #N/A | #N/A | #N/A | #N/A | #N/A | #N/A | #N/A | #N/A
[34 empty] | 233 | #N/A | #N/A | #N/A | #N/A | #N/A | #N/A | #N/A | #N/A | #N/A | #N/A | #N/A | #N/A | #N/A | #N/A | #N/A | [7 empty] | 233 | #N/A | #N/A | #N/A | #N/A | #N/A | #N/A | #N/A | #N/A | #N/A | #N/A | #N/A | #N/A | #N/A | #N/A | #N/A
[34 empty] | 233 | #N/A | #N/A | #N/A | #N/A | #N/A | #N/A | #N/A | #N/A | #N/A | #N/A | #N/A | #N/A | #N/A | #N/A | #N/A | [7 empty] | 233 | #N/A | #N/A | #N/A | #N/A | #N/A | #N/A | #N/A | #N/A | #N/A | #N/A | #N/A | #N/A | #N/A | #N/A | #N/A
[34 empty] | 234 | #N/A | #N/A | #N/A | #N/A | #N/A | #N/A | #N/A | #N/A | #N/A | #N/A | #N/A | #N/A | #N/A | #N/A | #N/A | [7 empty] | 234 | #N/A | #N/A | #N/A | #N/A | #N/A | #N/A | #N/A | #N/A | #N/A | #N/A | #N/A | #N/A | #N/A | #N/A | #N/A
[34 empty] | 234 | #N/A | #N/A | #N/A | #N/A | #N/A | #N/A | #N/A | #N/A | #N/A | #N/A | #N/A | #N/A | #N/A | #N/A | #N/A | [7 empty] | 234 | #N/A | #N/A | #N/A | #N/A | #N/A | #N/A | #N/A | #N/A | #N/A | #N/A | #N/A | #N/A | #N/A | #N/A | #N/A
[34 empty] | 235 | #N/A | #N/A | #N/A | #N/A | #N/A | #N/A | #N/A | #N/A | #N/A | #N/A | #N/A | #N/A | #N/A | #N/A | #N/A | [7 empty] | 235 | #N/A | #N/A | #N/A | #N/A | #N/A | #N/A | #N/A | #N/A | #N/A | #N/A | #N/A | #N/A | #N/A | #N/A | #N/A
[34 empty] | 235 | #N/A | #N/A | #N/A | #N/A | #N/A | #N/A | #N/A | #N/A | #N/A | #N/A | #N/A | #N/A | #N/A | #N/A | #N/A | [7 empty] | 235 | #N/A | #N/A | #N/A | #N/A | #N/A | #N/A | #N/A | #N/A | #N/A | #N/A | #N/A | #N/A | #N/A | #N/A | #N/A
[34 empty] | 236 | #N/A | #N/A | #N/A | #N/A | #N/A | #N/A | #N/A | #N/A | #N/A | #N/A | #N/A | #N/A | #N/A | #N/A | #N/A | [7 empty] | 236 | #N/A | #N/A | #N/A | #N/A | #N/A | #N/A | #N/A | #N/A | #N/A | #N/A | #N/A | #N/A | #N/A | #N/A | #N/A
[34 empty] | 236 | #N/A | #N/A | #N/A | #N/A | #N/A | #N/A | #N/A | #N/A | #N/A | #N/A | #N/A | #N/A | #N/A | #N/A | #N/A | [7 empty] | 236 | #N/A | #N/A | #N/A | #N/A | #N/A | #N/A | #N/A | #N/A | #N/A | #N/A | #N/A | #N/A | #N/A | #N/A | #N/A
[34 empty] | 237 | #N/A | #N/A | #N/A | #N/A | #N/A | #N/A | #N/A | #N/A | #N/A | #N/A | #N/A | #N/A | #N/A | #N/A | #N/A | [7 empty] | 237 | #N/A | #N/A | #N/A | #N/A | #N/A | #N/A | #N/A | #N/A | #N/A | #N/A | #N/A | #N/A | #N/A | #N/A | #N/A
[34 empty] | 237 | #N/A | #N/A | #N/A | #N/A | #N/A | #N/A | #N/A | #N/A | #N/A | #N/A | #N/A | #N/A | #N/A | #N/A | #N/A | [7 empty] | 237 | #N/A | #N/A | #N/A | #N/A | #N/A | #N/A | #N/A | #N/A | #N/A | #N/A | #N/A | #N/A | #N/A | #N/A | #N/A
[34 empty] | 238 | #N/A | #N/A | #N/A | #N/A | #N/A | #N/A | #N/A | #N/A | #N/A | #N/A | #N/A | #N/A | #N/A | #N/A | #N/A | [7 empty] | 238 | #N/A | #N/A | #N/A | #N/A | #N/A | #N/A | #N/A | #N/A | #N/A | #N/A | #N/A | #N/A | #N/A | #N/A | #N/A
[34 empty] | 238 | #N/A | #N/A | #N/A | #N/A | #N/A | #N/A | #N/A | #N/A | #N/A | #N/A | #N/A | #N/A | #N/A | #N/A | #N/A | [7 empty] | 238 | #N/A | #N/A | #N/A | #N/A | #N/A | #N/A | #N/A | #N/A | #N/A | #N/A | #N/A | #N/A | #N/A | #N/A | #N/A
[34 empty] | 239 | #N/A | #N/A | #N/A | #N/A | #N/A | #N/A | #N/A | #N/A | #N/A | #N/A | #N/A | #N/A | #N/A | #N/A | #N/A | [7 empty] | 239 | #N/A | #N/A | #N/A | #N/A | #N/A | #N/A | #N/A | #N/A | #N/A | #N/A | #N/A | #N/A | #N/A | #N/A | #N/A
[34 empty] | 239 | #N/A | #N/A | #N/A | #N/A | #N/A | #N/A | #N/A | #N/A | #N/A | #N/A | #N/A | #N/A | #N/A | #N/A | #N/A | [7 empty] | 239 | #N/A | #N/A | #N/A | #N/A | #N/A | #N/A | #N/A | #N/A | #N/A | #N/A | #N/A | #N/A | #N/A | #N/A | #N/A
[34 empty] | 240 | #N/A | #N/A | #N/A | #N/A | #N/A | #N/A | #N/A | #N/A | #N/A | #N/A | #N/A | #N/A | #N/A | #N/A | #N/A | [7 empty] | 240 | #N/A | #N/A | #N/A | #N/A | #N/A | #N/A | #N/A | #N/A | #N/A | #N/A | #N/A | #N/A | #N/A | #N/A | #N/A
[34 empty] | 240 | #N/A | #N/A | #N/A | #N/A | #N/A | #N/A | #N/A | #N/A | #N/A | #N/A | #N/A | #N/A | #N/A | #N/A | #N/A | [7 empty] | 240 | #N/A | #N/A | #N/A | #N/A | #N/A | #N/A | #N/A | #N/A | #N/A | #N/A | #N/A | #N/A | #N/A | #N/A | #N/A
[34 empty] | 241 | #N/A | #N/A | #N/A | #N/A | #N/A | #N/A | #N/A | #N/A | #N/A | #N/A | #N/A | #N/A | #N/A | #N/A | #N/A | [7 empty] | 241 | #N/A | #N/A | #N/A | #N/A | #N/A | #N/A | #N/A | #N/A | #N/A | #N/A | #N/A | #N/A | #N/A | #N/A | #N/A
[34 empty] | 241 | #N/A | #N/A | #N/A | #N/A | #N/A | #N/A | #N/A | #N/A | #N/A | #N/A | #N/A | #N/A | #N/A | #N/A | #N/A | [7 empty] | 241 | #N/A | #N/A | #N/A | #N/A | #N/A | #N/A | #N/A | #N/A | #N/A | #N/A | #N/A | #N/A | #N/A | #N/A | #N/A
[34 empty] | 242 | #N/A | #N/A | #N/A | #N/A | #N/A | #N/A | #N/A | #N/A | #N/A | #N/A | #N/A | #N/A | #N/A | #N/A | #N/A | [7 empty] | 242 | #N/A | #N/A | #N/A | #N/A | #N/A | #N/A | #N/A | #N/A | #N/A | #N/A | #N/A | #N/A | #N/A | #N/A | #N/A
[34 empty] | 242 | #N/A | #N/A | #N/A | #N/A | #N/A | #N/A | #N/A | #N/A | #N/A | #N/A | #N/A | #N/A | #N/A | #N/A | #N/A | [7 empty] | 242 | #N/A | #N/A | #N/A | #N/A | #N/A | #N/A | #N/A | #N/A | #N/A | #N/A | #N/A | #N/A | #N/A | #N/A | #N/A
[34 empty] | 243 | #N/A | #N/A | #N/A | #N/A | #N/A | #N/A | #N/A | #N/A | #N/A | #N/A | #N/A | #N/A | #N/A | #N/A | #N/A | [7 empty] | 243 | #N/A | #N/A | #N/A | #N/A | #N/A | #N/A | #N/A | #N/A | #N/A | #N/A | #N/A | #N/A | #N/A | #N/A | #N/A
[34 empty] | 243 | #N/A | #N/A | #N/A | #N/A | #N/A | #N/A | #N/A | #N/A | #N/A | #N/A | #N/A | #N/A | #N/A | #N/A | #N/A | [7 empty] | 243 | #N/A | #N/A | #N/A | #N/A | #N/A | #N/A | #N/A | #N/A | #N/A | #N/A | #N/A | #N/A | #N/A | #N/A | #N/A
[34 empty] | 244 | #N/A | #N/A | #N/A | #N/A | #N/A | #N/A | #N/A | #N/A | #N/A | #N/A | #N/A | #N/A | #N/A | #N/A | #N/A | [7 empty] | 244 | #N/A | #N/A | #N/A | #N/A | #N/A | #N/A | #N/A | #N/A | #N/A | #N/A | #N/A | #N/A | #N/A | #N/A | #N/A
[34 empty] | 244 | #N/A | #N/A | #N/A | #N/A | #N/A | #N/A | #N/A | #N/A | #N/A | #N/A | #N/A | #N/A | #N/A | #N/A | #N/A | [7 empty] | 244 | #N/A | #N/A | #N/A | #N/A | #N/A | #N/A | #N/A | #N/A | #N/A | #N/A | #N/A | #N/A | #N/A | #N/A | #N/A
[34 empty] | 245 | #N/A | #N/A | #N/A | #N/A | #N/A | #N/A | #N/A | #N/A | #N/A | #N/A | #N/A | #N/A | #N/A | #N/A | #N/A | [7 empty] | 245 | #N/A | #N/A | #N/A | #N/A | #N/A | #N/A | #N/A | #N/A | #N/A | #N/A | #N/A | #N/A | #N/A | #N/A | #N/A
[34 empty] | 245 | #N/A | #N/A | #N/A | #N/A | #N/A | #N/A | #N/A | #N/A | #N/A | #N/A | #N/A | #N/A | #N/A | #N/A | #N/A | [7 empty] | 245 | #N/A | #N/A | #N/A | #N/A | #N/A | #N/A | #N/A | #N/A | #N/A | #N/A | #N/A | #N/A | #N/A | #N/A | #N/A
[34 empty] | 246 | #N/A | #N/A | #N/A | #N/A | #N/A | #N/A | #N/A | #N/A | #N/A | #N/A | #N/A | #N/A | #N/A | #N/A | #N/A | [7 empty] | 246 | #N/A | #N/A | #N/A | #N/A | #N/A | #N/A | #N/A | #N/A | #N/A | #N/A | #N/A | #N/A | #N/A | #N/A | #N/A
[34 empty] | 246 | #N/A | #N/A | #N/A | #N/A | #N/A | #N/A | #N/A | #N/A | #N/A | #N/A | #N/A | #N/A | #N/A | #N/A | #N/A | [7 empty] | 246 | #N/A | #N/A | #N/A | #N/A | #N/A | #N/A | #N/A | #N/A | #N/A | #N/A | #N/A | #N/A | #N/A | #N/A | #N/A
[34 empty] | 247 | #N/A | #N/A | #N/A | #N/A | #N/A | #N/A | #N/A | #N/A | #N/A | #N/A | #N/A | #N/A | #N/A | #N/A | #N/A | [7 empty] | 247 | #N/A | #N/A | #N/A | #N/A | #N/A | #N/A | #N/A | #N/A | #N/A | #N/A | #N/A | #N/A | #N/A | #N/A | #N/A
[34 empty] | 247 | #N/A | #N/A | #N/A | #N/A | #N/A | #N/A | #N/A | #N/A | #N/A | #N/A | #N/A | #N/A | #N/A | #N/A | #N/A | [7 empty] | 247 | #N/A | #N/A | #N/A | #N/A | #N/A | #N/A | #N/A | #N/A | #N/A | #N/A | #N/A | #N/A | #N/A | #N/A | #N/A
[34 empty] | 248 | #N/A | #N/A | #N/A | #N/A | #N/A | #N/A | #N/A | #N/A | #N/A | #N/A | #N/A | #N/A | #N/A | #N/A | #N/A | [7 empty] | 248 | #N/A | #N/A | #N/A | #N/A | #N/A | #N/A | #N/A | #N/A | #N/A | #N/A | #N/A | #N/A | #N/A | #N/A | #N/A
[34 empty] | 248 | #N/A | #N/A | #N/A | #N/A | #N/A | #N/A | #N/A | #N/A | #N/A | #N/A | #N/A | #N/A | #N/A | #N/A | #N/A | [7 empty] | 248 | #N/A | #N/A | #N/A | #N/A | #N/A | #N/A | #N/A | #N/A | #N/A | #N/A | #N/A | #N/A | #N/A | #N/A | #N/A
[34 empty] | 249 | #N/A | #N/A | #N/A | #N/A | #N/A | #N/A | #N/A | #N/A | #N/A | #N/A | #N/A | #N/A | #N/A | #N/A | #N/A | [7 empty] | 249 | #N/A | #N/A | #N/A | #N/A | #N/A | #N/A | #N/A | #N/A | #N/A | #N/A | #N/A | #N/A | #N/A | #N/A | #N/A
[34 empty] | 249 | #N/A | #N/A | #N/A | #N/A | #N/A | #N/A | #N/A | #N/A | #N/A | #N/A | #N/A | #N/A | #N/A | #N/A | #N/A | [7 empty] | 249 | #N/A | #N/A | #N/A | #N/A | #N/A | #N/A | #N/A | #N/A | #N/A | #N/A | #N/A | #N/A | #N/A | #N/A | #N/A
[34 empty] | 250 | #N/A | #N/A | #N/A | #N/A | #N/A | #N/A | #N/A | #N/A | #N/A | #N/A | #N/A | #N/A | #N/A | #N/A | #N/A | [7 empty] | 250 | #N/A | #N/A | #N/A | #N/A | #N/A | #N/A | #N/A | #N/A | #N/A | #N/A | #N/A | #N/A | #N/A | #N/A | #N/A
[34 empty] | 250 | #N/A | #N/A | #N/A | #N/A | #N/A | #N/A | #N/A | #N/A | #N/A | #N/A | #N/A | #N/A | #N/A | #N/A | #N/A | [7 empty] | 250 | #N/A | #N/A | #N/A | #N/A | #N/A | #N/A | #N/A | #N/A | #N/A | #N/A | #N/A | #N/A | #N/A | #N/A | #N/A
[34 empty] | 251 | #N/A | #N/A | #N/A | #N/A | #N/A | #N/A | #N/A | #N/A | #N/A | #N/A | #N/A | #N/A | #N/A | #N/A | #N/A | [7 empty] | 251 | #N/A | #N/A | #N/A | #N/A | #N/A | #N/A | #N/A | #N/A | #N/A | #N/A | #N/A | #N/A | #N/A | #N/A | #N/A
[34 empty] | 251 | #N/A | #N/A | #N/A | #N/A | #N/A | #N/A | #N/A | #N/A | #N/A | #N/A | #N/A | #N/A | #N/A | #N/A | #N/A | [7 empty] | 251 | #N/A | #N/A | #N/A | #N/A | #N/A | #N/A | #N/A | #N/A | #N/A | #N/A | #N/A | #N/A | #N/A | #N/A | #N/A
[34 empty] | 252 | #N/A | #N/A | #N/A | #N/A | #N/A | #N/A | #N/A | #N/A | #N/A | #N/A | #N/A | #N/A | #N/A | #N/A | #N/A | [7 empty] | 252 | #N/A | #N/A | #N/A | #N/A | #N/A | #N/A | #N/A | #N/A | #N/A | #N/A | #N/A | #N/A | #N/A | #N/A | #N/A
[34 empty] | 252 | #N/A | #N/A | #N/A | #N/A | #N/A | #N/A | #N/A | #N/A | #N/A | #N/A | #N/A | #N/A | #N/A | #N/A | #N/A | [7 empty] | 252 | #N/A | #N/A | #N/A | #N/A | #N/A | #N/A | #N/A | #N/A | #N/A | #N/A | #N/A | #N/A | #N/A | #N/A | #N/A
[34 empty] | 253 | #N/A | #N/A | #N/A | #N/A | #N/A | #N/A | #N/A | #N/A | #N/A | #N/A | #N/A | #N/A | #N/A | #N/A | #N/A | [7 empty] | 253 | #N/A | #N/A | #N/A | #N/A | #N/A | #N/A | #N/A | #N/A | #N/A | #N/A | #N/A | #N/A | #N/A | #N/A | #N/A
[34 empty] | 253 | #N/A | #N/A | #N/A | #N/A | #N/A | #N/A | #N/A | #N/A | #N/A | #N/A | #N/A | #N/A | #N/A | #N/A | #N/A | [7 empty] | 253 | #N/A | #N/A | #N/A | #N/A | #N/A | #N/A | #N/A | #N/A | #N/A | #N/A | #N/A | #N/A | #N/A | #N/A | #N/A
[34 empty] | 254 | #N/A | #N/A | #N/A | #N/A | #N/A | #N/A | #N/A | #N/A | #N/A | #N/A | #N/A | #N/A | #N/A | #N/A | #N/A | [7 empty] | 254 | #N/A | #N/A | #N/A | #N/A | #N/A | #N/A | #N/A | #N/A | #N/A | #N/A | #N/A | #N/A | #N/A | #N/A | #N/A
[34 empty] | 254 | #N/A | #N/A | #N/A | #N/A | #N/A | #N/A | #N/A | #N/A | #N/A | #N/A | #N/A | #N/A | #N/A | #N/A | #N/A | [7 empty] | 254 | #N/A | #N/A | #N/A | #N/A | #N/A | #N/A | #N/A | #N/A | #N/A | #N/A | #N/A | #N/A | #N/A | #N/A | #N/A
[34 empty] | 255 | #N/A | #N/A | #N/A | #N/A | #N/A | #N/A | #N/A | #N/A | #N/A | #N/A | #N/A | #N/A | #N/A | #N/A | #N/A | [7 empty] | 255 | #N/A | #N/A | #N/A | #N/A | #N/A | #N/A | #N/A | #N/A | #N/A | #N/A | #N/A | #N/A | #N/A | #N/A | #N/A
[34 empty] | 255 | #N/A | #N/A | #N/A | #N/A | #N/A | #N/A | #N/A | #N/A | #N/A | #N/A | #N/A | #N/A | #N/A | #N/A | #N/A | [7 empty] | 255 | #N/A | #N/A | #N/A | #N/A | #N/A | #N/A | #N/A | #N/A | #N/A | #N/A | #N/A | #N/A | #N/A | #N/A | #N/A
[34 empty] | 256 | #N/A | #N/A | #N/A | #N/A | #N/A | #N/A | #N/A | #N/A | #N/A | #N/A | #N/A | #N/A | #N/A | #N/A | #N/A | [7 empty] | 256 | #N/A | #N/A | #N/A | #N/A | #N/A | #N/A | #N/A | #N/A | #N/A | #N/A | #N/A | #N/A | #N/A | #N/A | #N/A
[34 empty] | 256 | #N/A | #N/A | #N/A | #N/A | #N/A | #N/A | #N/A | #N/A | #N/A | #N/A | #N/A | #N/A | #N/A | #N/A | #N/A | [7 empty] | 256 | #N/A | #N/A | #N/A | #N/A | #N/A | #N/A | #N/A | #N/A | #N/A | #N/A | #N/A | #N/A | #N/A | #N/A | #N/A
[34 empty] | 257 | #N/A | #N/A | #N/A | #N/A | #N/A | #N/A | #N/A | #N/A | #N/A | #N/A | #N/A | #N/A | #N/A | #N/A | #N/A | [7 empty] | 257 | #N/A | #N/A | #N/A | #N/A | #N/A | #N/A | #N/A | #N/A | #N/A | #N/A | #N/A | #N/A | #N/A | #N/A | #N/A
[34 empty] | 257 | #N/A | #N/A | #N/A | #N/A | #N/A | #N/A | #N/A | #N/A | #N/A | #N/A | #N/A | #N/A | #N/A | #N/A | #N/A | [7 empty] | 257 | #N/A | #N/A | #N/A | #N/A | #N/A | #N/A | #N/A | #N/A | #N/A | #N/A | #N/A | #N/A | #N/A | #N/A | #N/A
[34 empty] | 258 | #N/A | #N/A | #N/A | #N/A | #N/A | #N/A | #N/A | #N/A | #N/A | #N/A | #N/A | #N/A | #N/A | #N/A | #N/A | [7 empty] | 258 | #N/A | #N/A | #N/A | #N/A | #N/A | #N/A | #N/A | #N/A | #N/A | #N/A | #N/A | #N/A | #N/A | #N/A | #N/A
[34 empty] | 258 | #N/A | #N/A | #N/A | #N/A | #N/A | #N/A | #N/A | #N/A | #N/A | #N/A | #N/A | #N/A | #N/A | #N/A | #N/A | [7 empty] | 258 | #N/A | #N/A | #N/A | #N/A | #N/A | #N/A | #N/A | #N/A | #N/A | #N/A | #N/A | #N/A | #N/A | #N/A | #N/A
[34 empty] | 259 | #N/A | #N/A | #N/A | #N/A | #N/A | #N/A | #N/A | #N/A | #N/A | #N/A | #N/A | #N/A | #N/A | #N/A | #N/A | [7 empty] | 259 | #N/A | #N/A | #N/A | #N/A | #N/A | #N/A | #N/A | #N/A | #N/A | #N/A | #N/A | #N/A | #N/A | #N/A | #N/A
[34 empty] | 259 | #N/A | #N/A | #N/A | #N/A | #N/A | #N/A | #N/A | #N/A | #N/A | #N/A | #N/A | #N/A | #N/A | #N/A | #N/A | [7 empty] | 259 | #N/A | #N/A | #N/A | #N/A | #N/A | #N/A | #N/A | #N/A | #N/A | #N/A | #N/A | #N/A | #N/A | #N/A | #N/A
[34 empty] | 260 | #N/A | #N/A | #N/A | #N/A | #N/A | #N/A | #N/A | #N/A | #N/A | #N/A | #N/A | #N/A | #N/A | #N/A | #N/A | [7 empty] | 260 | #N/A | #N/A | #N/A | #N/A | #N/A | #N/A | #N/A | #N/A | #N/A | #N/A | #N/A | #N/A | #N/A | #N/A | #N/A
[34 empty] | 260 | #N/A | #N/A | #N/A | #N/A | #N/A | #N/A | #N/A | #N/A | #N/A | #N/A | #N/A | #N/A | #N/A | #N/A | #N/A | [7 empty] | 260 | #N/A | #N/A | #N/A | #N/A | #N/A | #N/A | #N/A | #N/A | #N/A | #N/A | #N/A | #N/A | #N/A | #N/A | #N/A
[34 empty] | 261 | #N/A | #N/A | #N/A | #N/A | #N/A | #N/A | #N/A | #N/A | #N/A | #N/A | #N/A | #N/A | #N/A | #N/A | #N/A | [7 empty] | 261 | #N/A | #N/A | #N/A | #N/A | #N/A | #N/A | #N/A | #N/A | #N/A | #N/A | #N/A | #N/A | #N/A | #N/A | #N/A
[34 empty] | 261 | #N/A | #N/A | #N/A | #N/A | #N/A | #N/A | #N/A | #N/A | #N/A | #N/A | #N/A | #N/A | #N/A | #N/A | #N/A | [7 empty] | 261 | #N/A | #N/A | #N/A | #N/A | #N/A | #N/A | #N/A | #N/A | #N/A | #N/A | #N/A | #N/A | #N/A | #N/A | #N/A
[34 empty] | 262 | #N/A | #N/A | #N/A | #N/A | #N/A | #N/A | #N/A | #N/A | #N/A | #N/A | #N/A | #N/A | #N/A | #N/A | #N/A | [7 empty] | 262 | #N/A | #N/A | #N/A | #N/A | #N/A | #N/A | #N/A | #N/A | #N/A | #N/A | #N/A | #N/A | #N/A | #N/A | #N/A
[34 empty] | 262 | #N/A | #N/A | #N/A | #N/A | #N/A | #N/A | #N/A | #N/A | #N/A | #N/A | #N/A | #N/A | #N/A | #N/A | #N/A | [7 empty] | 262 | #N/A | #N/A | #N/A | #N/A | #N/A | #N/A | #N/A | #N/A | #N/A | #N/A | #N/A | #N/A | #N/A | #N/A | #N/A
[34 empty] | 263 | #N/A | #N/A | #N/A | #N/A | #N/A | #N/A | #N/A | #N/A | #N/A | #N/A | #N/A | #N/A | #N/A | #N/A | #N/A | [7 empty] | 263 | #N/A | #N/A | #N/A | #N/A | #N/A | #N/A | #N/A | #N/A | #N/A | #N/A | #N/A | #N/A | #N/A | #N/A | #N/A
[34 empty] | 263 | #N/A | #N/A | #N/A | #N/A | #N/A | #N/A | #N/A | #N/A | #N/A | #N/A | #N/A | #N/A | #N/A | #N/A | #N/A | [7 empty] | 263 | #N/A | #N/A | #N/A | #N/A | #N/A | #N/A | #N/A | #N/A | #N/A | #N/A | #N/A | #N/A | #N/A | #N/A | #N/A
[34 empty] | 264 | #N/A | #N/A | #N/A | #N/A | #N/A | #N/A | #N/A | #N/A | #N/A | #N/A | #N/A | #N/A | #N/A | #N/A | #N/A | [7 empty] | 264 | #N/A | #N/A | #N/A | #N/A | #N/A | #N/A | #N/A | #N/A | #N/A | #N/A | #N/A | #N/A | #N/A | #N/A | #N/A
[34 empty] | 264 | #N/A | #N/A | #N/A | #N/A | #N/A | #N/A | #N/A | #N/A | #N/A | #N/A | #N/A | #N/A | #N/A | #N/A | #N/A | [7 empty] | 264 | #N/A | #N/A | #N/A | #N/A | #N/A | #N/A | #N/A | #N/A | #N/A | #N/A | #N/A | #N/A | #N/A | #N/A | #N/A
[34 empty] | 265 | #N/A | #N/A | #N/A | #N/A | #N/A | #N/A | #N/A | #N/A | #N/A | #N/A | #N/A | #N/A | #N/A | #N/A | #N/A | [7 empty] | 265 | #N/A | #N/A | #N/A | #N/A | #N/A | #N/A | #N/A | #N/A | #N/A | #N/A | #N/A | #N/A | #N/A | #N/A | #N/A
[34 empty] | 265 | #N/A | #N/A | #N/A | #N/A | #N/A | #N/A | #N/A | #N/A | #N/A | #N/A | #N/A | #N/A | #N/A | #N/A | #N/A | [7 empty] | 265 | #N/A | #N/A | #N/A | #N/A | #N/A | #N/A | #N/A | #N/A | #N/A | #N/A | #N/A | #N/A | #N/A | #N/A | #N/A
[34 empty] | 266 | #N/A | #N/A | #N/A | #N/A | #N/A | #N/A | #N/A | #N/A | #N/A | #N/A | #N/A | #N/A | #N/A | #N/A | #N/A | [7 empty] | 266 | #N/A | #N/A | #N/A | #N/A | #N/A | #N/A | #N/A | #N/A | #N/A | #N/A | #N/A | #N/A | #N/A | #N/A | #N/A
[34 empty] | 266 | #N/A | #N/A | #N/A | #N/A | #N/A | #N/A | #N/A | #N/A | #N/A | #N/A | #N/A | #N/A | #N/A | #N/A | #N/A | [7 empty] | 266 | #N/A | #N/A | #N/A | #N/A | #N/A | #N/A | #N/A | #N/A | #N/A | #N/A | #N/A | #N/A | #N/A | #N/A | #N/A
[34 empty] | 267 | #N/A | #N/A | #N/A | #N/A | #N/A | #N/A | #N/A | #N/A | #N/A | #N/A | #N/A | #N/A | #N/A | #N/A | #N/A | [7 empty] | 267 | #N/A | #N/A | #N/A | #N/A | #N/A | #N/A | #N/A | #N/A | #N/A | #N/A | #N/A | #N/A | #N/A | #N/A | #N/A
[34 empty] | 267 | #N/A | #N/A | #N/A | #N/A | #N/A | #N/A | #N/A | #N/A | #N/A | #N/A | #N/A | #N/A | #N/A | #N/A | #N/A | [7 empty] | 267 | #N/A | #N/A | #N/A | #N/A | #N/A | #N/A | #N/A | #N/A | #N/A | #N/A | #N/A | #N/A | #N/A | #N/A | #N/A
[34 empty] | 268 | #N/A | #N/A | #N/A | #N/A | #N/A | #N/A | #N/A | #N/A | #N/A | #N/A | #N/A | #N/A | #N/A | #N/A | #N/A | [7 empty] | 268 | #N/A | #N/A | #N/A | #N/A | #N/A | #N/A | #N/A | #N/A | #N/A | #N/A | #N/A | #N/A | #N/A | #N/A | #N/A
[34 empty] | 268 | #N/A | #N/A | #N/A | #N/A | #N/A | #N/A | #N/A | #N/A | #N/A | #N/A | #N/A | #N/A | #N/A | #N/A | #N/A | [7 empty] | 268 | #N/A | #N/A | #N/A | #N/A | #N/A | #N/A | #N/A | #N/A | #N/A | #N/A | #N/A | #N/A | #N/A | #N/A | #N/A
[34 empty] | 269 | #N/A | #N/A | #N/A | #N/A | #N/A | #N/A | #N/A | #N/A | #N/A | #N/A | #N/A | #N/A | #N/A | #N/A | #N/A | [7 empty] | 269 | #N/A | #N/A | #N/A | #N/A | #N/A | #N/A | #N/A | #N/A | #N/A | #N/A | #N/A | #N/A | #N/A | #N/A | #N/A
[34 empty] | 269 | #N/A | #N/A | #N/A | #N/A | #N/A | #N/A | #N/A | #N/A | #N/A | #N/A | #N/A | #N/A | #N/A | #N/A | #N/A | [7 empty] | 269 | #N/A | #N/A | #N/A | #N/A | #N/A | #N/A | #N/A | #N/A | #N/A | #N/A | #N/A | #N/A | #N/A | #N/A | #N/A
[34 empty] | 270 | #N/A | #N/A | #N/A | #N/A | #N/A | #N/A | #N/A | #N/A | #N/A | #N/A | #N/A | #N/A | #N/A | #N/A | #N/A | [7 empty] | 270 | #N/A | #N/A | #N/A | #N/A | #N/A | #N/A | #N/A | #N/A | #N/A | #N/A | #N/A | #N/A | #N/A | #N/A | #N/A
[34 empty] | 270 | #N/A | #N/A | #N/A | #N/A | #N/A | #N/A | #N/A | #N/A | #N/A | #N/A | #N/A | #N/A | #N/A | #N/A | #N/A | [7 empty] | 270 | #N/A | #N/A | #N/A | #N/A | #N/A | #N/A | #N/A | #N/A | #N/A | #N/A | #N/A | #N/A | #N/A | #N/A | #N/A
[34 empty] | 271 | #N/A | #N/A | #N/A | #N/A | #N/A | #N/A | #N/A | #N/A | #N/A | #N/A | #N/A | #N/A | #N/A | #N/A | #N/A | [7 empty] | 271 | #N/A | #N/A | #N/A | #N/A | #N/A | #N/A | #N/A | #N/A | #N/A | #N/A | #N/A | #N/A | #N/A | #N/A | #N/A
[34 empty] | 271 | #N/A | #N/A | #N/A | #N/A | #N/A | #N/A | #N/A | #N/A | #N/A | #N/A | #N/A | #N/A | #N/A | #N/A | #N/A | [7 empty] | 271 | #N/A | #N/A | #N/A | #N/A | #N/A | #N/A | #N/A | #N/A | #N/A | #N/A | #N/A | #N/A | #N/A | #N/A | #N/A
[34 empty] | 272 | #N/A | #N/A | #N/A | #N/A | #N/A | #N/A | #N/A | #N/A | #N/A | #N/A | #N/A | #N/A | #N/A | #N/A | #N/A | [7 empty] | 272 | #N/A | #N/A | #N/A | #N/A | #N/A | #N/A | #N/A | #N/A | #N/A | #N/A | #N/A | #N/A | #N/A | #N/A | #N/A
[34 empty] | 272 | #N/A | #N/A | #N/A | #N/A | #N/A | #N/A | #N/A | #N/A | #N/A | #N/A | #N/A | #N/A | #N/A | #N/A | #N/A | [7 empty] | 272 | #N/A | #N/A | #N/A | #N/A | #N/A | #N/A | #N/A | #N/A | #N/A | #N/A | #N/A | #N/A | #N/A | #N/A | #N/A
[34 empty] | 273 | #N/A | #N/A | #N/A | #N/A | #N/A | #N/A | #N/A | #N/A | #N/A | #N/A | #N/A | #N/A | #N/A | #N/A | #N/A | [7 empty] | 273 | #N/A | #N/A | #N/A | #N/A | #N/A | #N/A | #N/A | #N/A | #N/A | #N/A | #N/A | #N/A | #N/A | #N/A | #N/A
[34 empty] | 273 | #N/A | #N/A | #N/A | #N/A | #N/A | #N/A | #N/A | #N/A | #N/A | #N/A | #N/A | #N/A | #N/A | #N/A | #N/A | [7 empty] | 273 | #N/A | #N/A | #N/A | #N/A | #N/A | #N/A | #N/A | #N/A | #N/A | #N/A | #N/A | #N/A | #N/A | #N/A | #N/A
[34 empty] | 274 | #N/A | #N/A | #N/A | #N/A | #N/A | #N/A | #N/A | #N/A | #N/A | #N/A | #N/A | #N/A | #N/A | #N/A | #N/A | [7 empty] | 274 | #N/A | #N/A | #N/A | #N/A | #N/A | #N/A | #N/A | #N/A | #N/A | #N/A | #N/A | #N/A | #N/A | #N/A | #N/A
[34 empty] | 274 | #N/A | #N/A | #N/A | #N/A | #N/A | #N/A | #N/A | #N/A | #N/A | #N/A | #N/A | #N/A | #N/A | #N/A | #N/A | [7 empty] | 274 | #N/A | #N/A | #N/A | #N/A | #N/A | #N/A | #N/A | #N/A | #N/A | #N/A | #N/A | #N/A | #N/A | #N/A | #N/A
[34 empty] | 275 | #N/A | #N/A | #N/A | #N/A | #N/A | #N/A | #N/A | #N/A | #N/A | #N/A | #N/A | #N/A | #N/A | #N/A | #N/A | [7 empty] | 275 | #N/A | #N/A | #N/A | #N/A | #N/A | #N/A | #N/A | #N/A | #N/A | #N/A | #N/A | #N/A | #N/A | #N/A | #N/A
[34 empty] | 275 | #N/A | #N/A | #N/A | #N/A | #N/A | #N/A | #N/A | #N/A | #N/A | #N/A | #N/A | #N/A | #N/A | #N/A | #N/A | [7 empty] | 275 | #N/A | #N/A | #N/A | #N/A | #N/A | #N/A | #N/A | #N/A | #N/A | #N/A | #N/A | #N/A | #N/A | #N/A | #N/A
[34 empty] | 276 | #N/A | #N/A | #N/A | #N/A | #N/A | #N/A | #N/A | #N/A | #N/A | #N/A | #N/A | #N/A | #N/A | #N/A | #N/A | [7 empty] | 276 | #N/A | #N/A | #N/A | #N/A | #N/A | #N/A | #N/A | #N/A | #N/A | #N/A | #N/A | #N/A | #N/A | #N/A | #N/A
[34 empty] | 276 | #N/A | #N/A | #N/A | #N/A | #N/A | #N/A | #N/A | #N/A | #N/A | #N/A | #N/A | #N/A | #N/A | #N/A | #N/A | [7 empty] | 276 | #N/A | #N/A | #N/A | #N/A | #N/A | #N/A | #N/A | #N/A | #N/A | #N/A | #N/A | #N/A | #N/A | #N/A | #N/A
[34 empty] | 277 | #N/A | #N/A | #N/A | #N/A | #N/A | #N/A | #N/A | #N/A | #N/A | #N/A | #N/A | #N/A | #N/A | #N/A | #N/A | [7 empty] | 277 | #N/A | #N/A | #N/A | #N/A | #N/A | #N/A | #N/A | #N/A | #N/A | #N/A | #N/A | #N/A | #N/A | #N/A | #N/A
[34 empty] | 277 | #N/A | #N/A | #N/A | #N/A | #N/A | #N/A | #N/A | #N/A | #N/A | #N/A | #N/A | #N/A | #N/A | #N/A | #N/A | [7 empty] | 277 | #N/A | #N/A | #N/A | #N/A | #N/A | #N/A | #N/A | #N/A | #N/A | #N/A | #N/A | #N/A | #N/A | #N/A | #N/A
[34 empty] | 278 | #N/A | #N/A | #N/A | #N/A | #N/A | #N/A | #N/A | #N/A | #N/A | #N/A | #N/A | #N/A | #N/A | #N/A | #N/A | [7 empty] | 278 | #N/A | #N/A | #N/A | #N/A | #N/A | #N/A | #N/A | #N/A | #N/A | #N/A | #N/A | #N/A | #N/A | #N/A | #N/A
[34 empty] | 278 | #N/A | #N/A | #N/A | #N/A | #N/A | #N/A | #N/A | #N/A | #N/A | #N/A | #N/A | #N/A | #N/A | #N/A | #N/A | [7 empty] | 278 | #N/A | #N/A | #N/A | #N/A | #N/A | #N/A | #N/A | #N/A | #N/A | #N/A | #N/A | #N/A | #N/A | #N/A | #N/A
[34 empty] | 279 | #N/A | #N/A | #N/A | #N/A | #N/A | #N/A | #N/A | #N/A | #N/A | #N/A | #N/A | #N/A | #N/A | #N/A | #N/A | [7 empty] | 279 | #N/A | #N/A | #N/A | #N/A | #N/A | #N/A | #N/A | #N/A | #N/A | #N/A | #N/A | #N/A | #N/A | #N/A | #N/A
[34 empty] | 279 | #N/A | #N/A | #N/A | #N/A | #N/A | #N/A | #N/A | #N/A | #N/A | #N/A | #N/A | #N/A | #N/A | #N/A | #N/A | [7 empty] | 279 | #N/A | #N/A | #N/A | #N/A | #N/A | #N/A | #N/A | #N/A | #N/A | #N/A | #N/A | #N/A | #N/A | #N/A | #N/A
[34 empty] | 280 | #N/A | #N/A | #N/A | #N/A | #N/A | #N/A | #N/A | #N/A | #N/A | #N/A | #N/A | #N/A | #N/A | #N/A | #N/A | [7 empty] | 280 | #N/A | #N/A | #N/A | #N/A | #N/A | #N/A | #N/A | #N/A | #N/A | #N/A | #N/A | #N/A | #N/A | #N/A | #N/A
[34 empty] | 280 | #N/A | #N/A | #N/A | #N/A | #N/A | #N/A | #N/A | #N/A | #N/A | #N/A | #N/A | #N/A | #N/A | #N/A | #N/A | [7 empty] | 280 | #N/A | #N/A | #N/A | #N/A | #N/A | #N/A | #N/A | #N/A | #N/A | #N/A | #N/A | #N/A | #N/A | #N/A | #N/A
[34 empty] | 281 | #N/A | #N/A | #N/A | #N/A | #N/A | #N/A | #N/A | #N/A | #N/A | #N/A | #N/A | #N/A | #N/A | #N/A | #N/A | [7 empty] | 281 | #N/A | #N/A | #N/A | #N/A | #N/A | #N/A | #N/A | #N/A | #N/A | #N/A | #N/A | #N/A | #N/A | #N/A | #N/A
[34 empty] | 281 | #N/A | #N/A | #N/A | #N/A | #N/A | #N/A | #N/A | #N/A | #N/A | #N/A | #N/A | #N/A | #N/A | #N/A | #N/A | [7 empty] | 281 | #N/A | #N/A | #N/A | #N/A | #N/A | #N/A | #N/A | #N/A | #N/A | #N/A | #N/A | #N/A | #N/A | #N/A | #N/A
[34 empty] | 282 | #N/A | #N/A | #N/A | #N/A | #N/A | #N/A | #N/A | #N/A | #N/A | #N/A | #N/A | #N/A | #N/A | #N/A | #N/A | [7 empty] | 282 | #N/A | #N/A | #N/A | #N/A | #N/A | #N/A | #N/A | #N/A | #N/A | #N/A | #N/A | #N/A | #N/A | #N/A | #N/A
[34 empty] | 282 | #N/A | #N/A | #N/A | #N/A | #N/A | #N/A | #N/A | #N/A | #N/A | #N/A | #N/A | #N/A | #N/A | #N/A | #N/A | [7 empty] | 282 | #N/A | #N/A | #N/A | #N/A | #N/A | #N/A | #N/A | #N/A | #N/A | #N/A | #N/A | #N/A | #N/A | #N/A | #N/A
[34 empty] | 283 | #N/A | #N/A | #N/A | #N/A | #N/A | #N/A | #N/A | #N/A | #N/A | #N/A | #N/A | #N/A | #N/A | #N/A | #N/A | [7 empty] | 283 | #N/A | #N/A | #N/A | #N/A | #N/A | #N/A | #N/A | #N/A | #N/A | #N/A | #N/A | #N/A | #N/A | #N/A | #N/A
[34 empty] | 283 | #N/A | #N/A | #N/A | #N/A | #N/A | #N/A | #N/A | #N/A | #N/A | #N/A | #N/A | #N/A | #N/A | #N/A | #N/A | [7 empty] | 283 | #N/A | #N/A | #N/A | #N/A | #N/A | #N/A | #N/A | #N/A | #N/A | #N/A | #N/A | #N/A | #N/A | #N/A | #N/A
[34 empty] | 284 | #N/A | #N/A | #N/A | #N/A | #N/A | #N/A | #N/A | #N/A | #N/A | #N/A | #N/A | #N/A | #N/A | #N/A | #N/A | [7 empty] | 284 | #N/A | #N/A | #N/A | #N/A | #N/A | #N/A | #N/A | #N/A | #N/A | #N/A | #N/A | #N/A | #N/A | #N/A | #N/A
[34 empty] | 284 | #N/A | #N/A | #N/A | #N/A | #N/A | #N/A | #N/A | #N/A | #N/A | #N/A | #N/A | #N/A | #N/A | #N/A | #N/A | [7 empty] | 284 | #N/A | #N/A | #N/A | #N/A | #N/A | #N/A | #N/A | #N/A | #N/A | #N/A | #N/A | #N/A | #N/A | #N/A | #N/A
[34 empty] | 285 | #N/A | #N/A | #N/A | #N/A | #N/A | #N/A | #N/A | #N/A | #N/A | #N/A | #N/A | #N/A | #N/A | #N/A | #N/A | [7 empty] | 285 | #N/A | #N/A | #N/A | #N/A | #N/A | #N/A | #N/A | #N/A | #N/A | #N/A | #N/A | #N/A | #N/A | #N/A | #N/A
[34 empty] | 285 | #N/A | #N/A | #N/A | #N/A | #N/A | #N/A | #N/A | #N/A | #N/A | #N/A | #N/A | #N/A | #N/A | #N/A | #N/A | [7 empty] | 285 | #N/A | #N/A | #N/A | #N/A | #N/A | #N/A | #N/A | #N/A | #N/A | #N/A | #N/A | #N/A | #N/A | #N/A | #N/A
[34 empty] | 286 | #N/A | #N/A | #N/A | #N/A | #N/A | #N/A | #N/A | #N/A | #N/A | #N/A | #N/A | #N/A | #N/A | #N/A | #N/A | [7 empty] | 286 | #N/A | #N/A | #N/A | #N/A | #N/A | #N/A | #N/A | #N/A | #N/A | #N/A | #N/A | #N/A | #N/A | #N/A | #N/A
[34 empty] | 286 | #N/A | #N/A | #N/A | #N/A | #N/A | #N/A | #N/A | #N/A | #N/A | #N/A | #N/A | #N/A | #N/A | #N/A | #N/A | [7 empty] | 286 | #N/A | #N/A | #N/A | #N/A | #N/A | #N/A | #N/A | #N/A | #N/A | #N/A | #N/A | #N/A | #N/A | #N/A | #N/A
[34 empty] | 287 | #N/A | #N/A | #N/A | #N/A | #N/A | #N/A | #N/A | #N/A | #N/A | #N/A | #N/A | #N/A | #N/A | #N/A | #N/A | [7 empty] | 287 | #N/A | #N/A | #N/A | #N/A | #N/A | #N/A | #N/A | #N/A | #N/A | #N/A | #N/A | #N/A | #N/A | #N/A | #N/A
[34 empty] | 287 | #N/A | #N/A | #N/A | #N/A | #N/A | #N/A | #N/A | #N/A | #N/A | #N/A | #N/A | #N/A | #N/A | #N/A | #N/A | [7 empty] | 287 | #N/A | #N/A | #N/A | #N/A | #N/A | #N/A | #N/A | #N/A | #N/A | #N/A | #N/A | #N/A | #N/A | #N/A | #N/A
[34 empty] | 288 | #N/A | #N/A | #N/A | #N/A | #N/A | #N/A | #N/A | #N/A | #N/A | #N/A | #N/A | #N/A | #N/A | #N/A | #N/A | [7 empty] | 288 | #N/A | #N/A | #N/A | #N/A | #N/A | #N/A | #N/A | #N/A | #N/A | #N/A | #N/A | #N/A | #N/A | #N/A | #N/A
[34 empty] | 288 | #N/A | #N/A | #N/A | #N/A | #N/A | #N/A | #N/A | #N/A | #N/A | #N/A | #N/A | #N/A | #N/A | #N/A | #N/A | [7 empty] | 288 | #N/A | #N/A | #N/A | #N/A | #N/A | #N/A | #N/A | #N/A | #N/A | #N/A | #N/A | #N/A | #N/A | #N/A | #N/A
[34 empty] | 289 | #N/A | #N/A | #N/A | #N/A | #N/A | #N/A | #N/A | #N/A | #N/A | #N/A | #N/A | #N/A | #N/A | #N/A | #N/A | [7 empty] | 289 | #N/A | #N/A | #N/A | #N/A | #N/A | #N/A | #N/A | #N/A | #N/A | #N/A | #N/A | #N/A | #N/A | #N/A | #N/A
[34 empty] | 289 | #N/A | #N/A | #N/A | #N/A | #N/A | #N/A | #N/A | #N/A | #N/A | #N/A | #N/A | #N/A | #N/A | #N/A | #N/A | [7 empty] | 289 | #N/A | #N/A | #N/A | #N/A | #N/A | #N/A | #N/A | #N/A | #N/A | #N/A | #N/A | #N/A | #N/A | #N/A | #N/A
[34 empty] | 290 | #N/A | #N/A | #N/A | #N/A | #N/A | #N/A | #N/A | #N/A | #N/A | #N/A | #N/A | #N/A | #N/A | #N/A | #N/A | [7 empty] | 290 | #N/A | #N/A | #N/A | #N/A | #N/A | #N/A | #N/A | #N/A | #N/A | #N/A | #N/A | #N/A | #N/A | #N/A | #N/A
[34 empty] | 290 | #N/A | #N/A | #N/A | #N/A | #N/A | #N/A | #N/A | #N/A | #N/A | #N/A | #N/A | #N/A | #N/A | #N/A | #N/A | [7 empty] | 290 | #N/A | #N/A | #N/A | #N/A | #N/A | #N/A | #N/A | #N/A | #N/A | #N/A | #N/A | #N/A | #N/A | #N/A | #N/A
[34 empty] | 291 | #N/A | #N/A | #N/A | #N/A | #N/A | #N/A | #N/A | #N/A | #N/A | #N/A | #N/A | #N/A | #N/A | #N/A | #N/A | [7 empty] | 291 | #N/A | #N/A | #N/A | #N/A | #N/A | #N/A | #N/A | #N/A | #N/A | #N/A | #N/A | #N/A | #N/A | #N/A | #N/A
[34 empty] | 291 | #N/A | #N/A | #N/A | #N/A | #N/A | #N/A | #N/A | #N/A | #N/A | #N/A | #N/A | #N/A | #N/A | #N/A | #N/A | [7 empty] | 291 | #N/A | #N/A | #N/A | #N/A | #N/A | #N/A | #N/A | #N/A | #N/A | #N/A | #N/A | #N/A | #N/A | #N/A | #N/A
[34 empty] | 292 | #N/A | #N/A | #N/A | #N/A | #N/A | #N/A | #N/A | #N/A | #N/A | #N/A | #N/A | #N/A | #N/A | #N/A | #N/A | [7 empty] | 292 | #N/A | #N/A | #N/A | #N/A | #N/A | #N/A | #N/A | #N/A | #N/A | #N/A | #N/A | #N/A | #N/A | #N/A | #N/A
[34 empty] | 292 | #N/A | #N/A | #N/A | #N/A | #N/A | #N/A | #N/A | #N/A | #N/A | #N/A | #N/A | #N/A | #N/A | #N/A | #N/A | [7 empty] | 292 | #N/A | #N/A | #N/A | #N/A | #N/A | #N/A | #N/A | #N/A | #N/A | #N/A | #N/A | #N/A | #N/A | #N/A | #N/A
[34 empty] | 293 | #N/A | #N/A | #N/A | #N/A | #N/A | #N/A | #N/A | #N/A | #N/A | #N/A | #N/A | #N/A | #N/A | #N/A | #N/A | [7 empty] | 293 | #N/A | #N/A | #N/A | #N/A | #N/A | #N/A | #N/A | #N/A | #N/A | #N/A | #N/A | #N/A | #N/A | #N/A | #N/A
[34 empty] | 293 | #N/A | #N/A | #N/A | #N/A | #N/A | #N/A | #N/A | #N/A | #N/A | #N/A | #N/A | #N/A | #N/A | #N/A | #N/A | [7 empty] | 293 | #N/A | #N/A | #N/A | #N/A | #N/A | #N/A | #N/A | #N/A | #N/A | #N/A | #N/A | #N/A | #N/A | #N/A | #N/A
[34 empty] | 294 | #N/A | #N/A | #N/A | #N/A | #N/A | #N/A | #N/A | #N/A | #N/A | #N/A | #N/A | #N/A | #N/A | #N/A | #N/A | [7 empty] | 294 | #N/A | #N/A | #N/A | #N/A | #N/A | #N/A | #N/A | #N/A | #N/A | #N/A | #N/A | #N/A | #N/A | #N/A | #N/A
[34 empty] | 294 | #N/A | #N/A | #N/A | #N/A | #N/A | #N/A | #N/A | #N/A | #N/A | #N/A | #N/A | #N/A | #N/A | #N/A | #N/A | [7 empty] | 294 | #N/A | #N/A | #N/A | #N/A | #N/A | #N/A | #N/A | #N/A | #N/A | #N/A | #N/A | #N/A | #N/A | #N/A | #N/A
[34 empty] | 295 | #N/A | #N/A | #N/A | #N/A | #N/A | #N/A | #N/A | #N/A | #N/A | #N/A | #N/A | #N/A | #N/A | #N/A | #N/A | [7 empty] | 295 | #N/A | #N/A | #N/A | #N/A | #N/A | #N/A | #N/A | #N/A | #N/A | #N/A | #N/A | #N/A | #N/A | #N/A | #N/A
[34 empty] | 295 | #N/A | #N/A | #N/A | #N/A | #N/A | #N/A | #N/A | #N/A | #N/A | #N/A | #N/A | #N/A | #N/A | #N/A | #N/A | [7 empty] | 295 | #N/A | #N/A | #N/A | #N/A | #N/A | #N/A | #N/A | #N/A | #N/A | #N/A | #N/A | #N/A | #N/A | #N/A | #N/A
[34 empty] | 296 | #N/A | #N/A | #N/A | #N/A | #N/A | #N/A | #N/A | #N/A | #N/A | #N/A | #N/A | #N/A | #N/A | #N/A | #N/A | [7 empty] | 296 | #N/A | #N/A | #N/A | #N/A | #N/A | #N/A | #N/A | #N/A | #N/A | #N/A | #N/A | #N/A | #N/A | #N/A | #N/A
[34 empty] | 296 | #N/A | #N/A | #N/A | #N/A | #N/A | #N/A | #N/A | #N/A | #N/A | #N/A | #N/A | #N/A | #N/A | #N/A | #N/A | [7 empty] | 296 | #N/A | #N/A | #N/A | #N/A | #N/A | #N/A | #N/A | #N/A | #N/A | #N/A | #N/A | #N/A | #N/A | #N/A | #N/A
[34 empty] | 297 | #N/A | #N/A | #N/A | #N/A | #N/A | #N/A | #N/A | #N/A | #N/A | #N/A | #N/A | #N/A | #N/A | #N/A | #N/A | [7 empty] | 297 | #N/A | #N/A | #N/A | #N/A | #N/A | #N/A | #N/A | #N/A | #N/A | #N/A | #N/A | #N/A | #N/A | #N/A | #N/A
[34 empty] | 297 | #N/A | #N/A | #N/A | #N/A | #N/A | #N/A | #N/A | #N/A | #N/A | #N/A | #N/A | #N/A | #N/A | #N/A | #N/A | [7 empty] | 297 | #N/A | #N/A | #N/A | #N/A | #N/A | #N/A | #N/A | #N/A | #N/A | #N/A | #N/A | #N/A | #N/A | #N/A | #N/A
[34 empty] | 298 | #N/A | #N/A | #N/A | #N/A | #N/A | #N/A | #N/A | #N/A | #N/A | #N/A | #N/A | #N/A | #N/A | #N/A | #N/A | [7 empty] | 298 | #N/A | #N/A | #N/A | #N/A | #N/A | #N/A | #N/A | #N/A | #N/A | #N/A | #N/A | #N/A | #N/A | #N/A | #N/A
[34 empty] | 298 | #N/A | #N/A | #N/A | #N/A | #N/A | #N/A | #N/A | #N/A | #N/A | #N/A | #N/A | #N/A | #N/A | #N/A | #N/A | [7 empty] | 298 | #N/A | #N/A | #N/A | #N/A | #N/A | #N/A | #N/A | #N/A | #N/A | #N/A | #N/A | #N/A | #N/A | #N/A | #N/A
[34 empty] | 299 | #N/A | #N/A | #N/A | #N/A | #N/A | #N/A | #N/A | #N/A | #N/A | #N/A | #N/A | #N/A | #N/A | #N/A | #N/A | [7 empty] | 299 | #N/A | #N/A | #N/A | #N/A | #N/A | #N/A | #N/A | #N/A | #N/A | #N/A | #N/A | #N/A | #N/A | #N/A | #N/A
[34 empty] | 299 | #N/A | #N/A | #N/A | #N/A | #N/A | #N/A | #N/A | #N/A | #N/A | #N/A | #N/A | #N/A | #N/A | #N/A | #N/A | [7 empty] | 299 | #N/A | #N/A | #N/A | #N/A | #N/A | #N/A | #N/A | #N/A | #N/A | #N/A | #N/A | #N/A | #N/A | #N/A | #N/A
[34 empty] | 300 | #N/A | #N/A | #N/A | #N/A | #N/A | #N/A | #N/A | #N/A | #N/A | #N/A | #N/A | #N/A | #N/A | #N/A | #N/A | [7 empty] | 300 | #N/A | #N/A | #N/A | #N/A | #N/A | #N/A | #N/A | #N/A | #N/A | #N/A | #N/A | #N/A | #N/A | #N/A | #N/A
[34 empty] | 300 | #N/A | #N/A | #N/A | #N/A | #N/A | #N/A | #N/A | #N/A | #N/A | #N/A | #N/A | #N/A | #N/A | #N/A | #N/A | [7 empty] | 300 | #N/A | #N/A | #N/A | #N/A | #N/A | #N/A | #N/A | #N/A | #N/A | #N/A | #N/A | #N/A | #N/A | #N/A | #N/A
[34 empty] | 301 | #N/A | #N/A | #N/A | #N/A | #N/A | #N/A | #N/A | #N/A | #N/A | #N/A | #N/A | #N/A | #N/A | #N/A | #N/A | [7 empty] | 301 | #N/A | #N/A | #N/A | #N/A | #N/A | #N/A | #N/A | #N/A | #N/A | #N/A | #N/A | #N/A | #N/A | #N/A | #N/A
[34 empty] | 301 | #N/A | #N/A | #N/A | #N/A | #N/A | #N/A | #N/A | #N/A | #N/A | #N/A | #N/A | #N/A | #N/A | #N/A | #N/A | [7 empty] | 301 | #N/A | #N/A | #N/A | #N/A | #N/A | #N/A | #N/A | #N/A | #N/A | #N/A | #N/A | #N/A | #N/A | #N/A | #N/A
[34 empty] | 302 | #N/A | #N/A | #N/A | #N/A | #N/A | #N/A | #N/A | #N/A | #N/A | #N/A | #N/A | #N/A | #N/A | #N/A | #N/A | [7 empty] | 302 | #N/A | #N/A | #N/A | #N/A | #N/A | #N/A | #N/A | #N/A | #N/A | #N/A | #N/A | #N/A | #N/A | #N/A | #N/A
[34 empty] | 302 | #N/A | #N/A | #N/A | #N/A | #N/A | #N/A | #N/A | #N/A | #N/A | #N/A | #N/A | #N/A | #N/A | #N/A | #N/A | [7 empty] | 302 | #N/A | #N/A | #N/A | #N/A | #N/A | #N/A | #N/A | #N/A | #N/A | #N/A | #N/A | #N/A | #N/A | #N/A | #N/A
[34 empty] | 303 | #N/A | #N/A | #N/A | #N/A | #N/A | #N/A | #N/A | #N/A | #N/A | #N/A | #N/A | #N/A | #N/A | #N/A | #N/A | [7 empty] | 303 | #N/A | #N/A | #N/A | #N/A | #N/A | #N/A | #N/A | #N/A | #N/A | #N/A | #N/A | #N/A | #N/A | #N/A | #N/A
[34 empty] | 303 | #N/A | #N/A | #N/A | #N/A | #N/A | #N/A | #N/A | #N/A | #N/A | #N/A | #N/A | #N/A | #N/A | #N/A | #N/A | [7 empty] | 303 | #N/A | #N/A | #N/A | #N/A | #N/A | #N/A | #N/A | #N/A | #N/A | #N/A | #N/A | #N/A | #N/A | #N/A | #N/A
[34 empty] | 304 | #N/A | #N/A | #N/A | #N/A | #N/A | #N/A | #N/A | #N/A | #N/A | #N/A | #N/A | #N/A | #N/A | #N/A | #N/A | [7 empty] | 304 | #N/A | #N/A | #N/A | #N/A | #N/A | #N/A | #N/A | #N/A | #N/A | #N/A | #N/A | #N/A | #N/A | #N/A | #N/A
[34 empty] | 304 | #N/A | #N/A | #N/A | #N/A | #N/A | #N/A | #N/A | #N/A | #N/A | #N/A | #N/A | #N/A | #N/A | #N/A | #N/A | [7 empty] | 304 | #N/A | #N/A | #N/A | #N/A | #N/A | #N/A | #N/A | #N/A | #N/A | #N/A | #N/A | #N/A | #N/A | #N/A | #N/A
[34 empty] | 305 | #N/A | #N/A | #N/A | #N/A | #N/A | #N/A | #N/A | #N/A | #N/A | #N/A | #N/A | #N/A | #N/A | #N/A | #N/A | [7 empty] | 305 | #N/A | #N/A | #N/A | #N/A | #N/A | #N/A | #N/A | #N/A | #N/A | #N/A | #N/A | #N/A | #N/A | #N/A | #N/A
[34 empty] | 305 | #N/A | #N/A | #N/A | #N/A | #N/A | #N/A | #N/A | #N/A | #N/A | #N/A | #N/A | #N/A | #N/A | #N/A | #N/A | [7 empty] | 305 | #N/A | #N/A | #N/A | #N/A | #N/A | #N/A | #N/A | #N/A | #N/A | #N/A | #N/A | #N/A | #N/A | #N/A | #N/A
[34 empty] | 306 | #N/A | #N/A | #N/A | #N/A | #N/A | #N/A | #N/A | #N/A | #N/A | #N/A | #N/A | #N/A | #N/A | #N/A | #N/A | [7 empty] | 306 | #N/A | #N/A | #N/A | #N/A | #N/A | #N/A | #N/A | #N/A | #N/A | #N/A | #N/A | #N/A | #N/A | #N/A | #N/A
[34 empty] | 306 | #N/A | #N/A | #N/A | #N/A | #N/A | #N/A | #N/A | #N/A | #N/A | #N/A | #N/A | #N/A | #N/A | #N/A | #N/A | [7 empty] | 306 | #N/A | #N/A | #N/A | #N/A | #N/A | #N/A | #N/A | #N/A | #N/A | #N/A | #N/A | #N/A | #N/A | #N/A | #N/A
[34 empty] | 307 | #N/A | #N/A | #N/A | #N/A | #N/A | #N/A | #N/A | #N/A | #N/A | #N/A | #N/A | #N/A | #N/A | #N/A | #N/A | [7 empty] | 307 | #N/A | #N/A | #N/A | #N/A | #N/A | #N/A | #N/A | #N/A | #N/A | #N/A | #N/A | #N/A | #N/A | #N/A | #N/A
[34 empty] | 307 | #N/A | #N/A | #N/A | #N/A | #N/A | #N/A | #N/A | #N/A | #N/A | #N/A | #N/A | #N/A | #N/A | #N/A | #N/A | [7 empty] | 307 | #N/A | #N/A | #N/A | #N/A | #N/A | #N/A | #N/A | #N/A | #N/A | #N/A | #N/A | #N/A | #N/A | #N/A | #N/A
[34 empty] | 308 | #N/A | #N/A | #N/A | #N/A | #N/A | #N/A | #N/A | #N/A | #N/A | #N/A | #N/A | #N/A | #N/A | #N/A | #N/A | [7 empty] | 308 | #N/A | #N/A | #N/A | #N/A | #N/A | #N/A | #N/A | #N/A | #N/A | #N/A | #N/A | #N/A | #N/A | #N/A | #N/A
[34 empty] | 308 | #N/A | #N/A | #N/A | #N/A | #N/A | #N/A | #N/A | #N/A | #N/A | #N/A | #N/A | #N/A | #N/A | #N/A | #N/A | [7 empty] | 308 | #N/A | #N/A | #N/A | #N/A | #N/A | #N/A | #N/A | #N/A | #N/A | #N/A | #N/A | #N/A | #N/A | #N/A | #N/A
[34 empty] | 309 | #N/A | #N/A | #N/A | #N/A | #N/A | #N/A | #N/A | #N/A | #N/A | #N/A | #N/A | #N/A | #N/A | #N/A | #N/A | [7 empty] | 309 | #N/A | #N/A | #N/A | #N/A | #N/A | #N/A | #N/A | #N/A | #N/A | #N/A | #N/A | #N/A | #N/A | #N/A | #N/A
[34 empty] | 309 | #N/A | #N/A | #N/A | #N/A | #N/A | #N/A | #N/A | #N/A | #N/A | #N/A | #N/A | #N/A | #N/A | #N/A | #N/A | [7 empty] | 309 | #N/A | #N/A | #N/A | #N/A | #N/A | #N/A | #N/A | #N/A | #N/A | #N/A | #N/A | #N/A | #N/A | #N/A | #N/A
[34 empty] | 310 | #N/A | #N/A | #N/A | #N/A | #N/A | #N/A | #N/A | #N/A | #N/A | #N/A | #N/A | #N/A | #N/A | #N/A | #N/A | [7 empty] | 310 | #N/A | #N/A | #N/A | #N/A | #N/A | #N/A | #N/A | #N/A | #N/A | #N/A | #N/A | #N/A | #N/A | #N/A | #N/A
[34 empty] | 310 | #N/A | #N/A | #N/A | #N/A | #N/A | #N/A | #N/A | #N/A | #N/A | #N/A | #N/A | #N/A | #N/A | #N/A | #N/A | [7 empty] | 310 | #N/A | #N/A | #N/A | #N/A | #N/A | #N/A | #N/A | #N/A | #N/A | #N/A | #N/A | #N/A | #N/A | #N/A | #N/A
[34 empty] | 311 | #N/A | #N/A | #N/A | #N/A | #N/A | #N/A | #N/A | #N/A | #N/A | #N/A | #N/A | #N/A | #N/A | #N/A | #N/A | [7 empty] | 311 | #N/A | #N/A | #N/A | #N/A | #N/A | #N/A | #N/A | #N/A | #N/A | #N/A | #N/A | #N/A | #N/A | #N/A | #N/A
[34 empty] | 311 | #N/A | #N/A | #N/A | #N/A | #N/A | #N/A | #N/A | #N/A | #N/A | #N/A | #N/A | #N/A | #N/A | #N/A | #N/A | [7 empty] | 311 | #N/A | #N/A | #N/A | #N/A | #N/A | #N/A | #N/A | #N/A | #N/A | #N/A | #N/A | #N/A | #N/A | #N/A | #N/A
[34 empty] | 312 | #N/A | #N/A | #N/A | #N/A | #N/A | #N/A | #N/A | #N/A | #N/A | #N/A | #N/A | #N/A | #N/A | #N/A | #N/A | [7 empty] | 312 | #N/A | #N/A | #N/A | #N/A | #N/A | #N/A | #N/A | #N/A | #N/A | #N/A | #N/A | #N/A | #N/A | #N/A | #N/A
[34 empty] | 312 | #N/A | #N/A | #N/A | #N/A | #N/A | #N/A | #N/A | #N/A | #N/A | #N/A | #N/A | #N/A | #N/A | #N/A | #N/A | [7 empty] | 312 | #N/A | #N/A | #N/A | #N/A | #N/A | #N/A | #N/A | #N/A | #N/A | #N/A | #N/A | #N/A | #N/A | #N/A | #N/A
[34 empty] | 313 | #N/A | #N/A | #N/A | #N/A | #N/A | #N/A | #N/A | #N/A | #N/A | #N/A | #N/A | #N/A | #N/A | #N/A | #N/A | [7 empty] | 313 | #N/A | #N/A | #N/A | #N/A | #N/A | #N/A | #N/A | #N/A | #N/A | #N/A | #N/A | #N/A | #N/A | #N/A | #N/A
[34 empty] | 313 | #N/A | #N/A | #N/A | #N/A | #N/A | #N/A | #N/A | #N/A | #N/A | #N/A | #N/A | #N/A | #N/A | #N/A | #N/A | [7 empty] | 313 | #N/A | #N/A | #N/A | #N/A | #N/A | #N/A | #N/A | #N/A | #N/A | #N/A | #N/A | #N/A | #N/A | #N/A | #N/A
[34 empty] | 314 | #N/A | #N/A | #N/A | #N/A | #N/A | #N/A | #N/A | #N/A | #N/A | #N/A | #N/A | #N/A | #N/A | #N/A | #N/A | [7 empty] | 314 | #N/A | #N/A | #N/A | #N/A | #N/A | #N/A | #N/A | #N/A | #N/A | #N/A | #N/A | #N/A | #N/A | #N/A | #N/A
[34 empty] | 314 | #N/A | #N/A | #N/A | #N/A | #N/A | #N/A | #N/A | #N/A | #N/A | #N/A | #N/A | #N/A | #N/A | #N/A | #N/A | [7 empty] | 314 | #N/A | #N/A | #N/A | #N/A | #N/A | #N/A | #N/A | #N/A | #N/A | #N/A | #N/A | #N/A | #N/A | #N/A | #N/A
[34 empty] | 315 | #N/A | #N/A | #N/A | #N/A | #N/A | #N/A | #N/A | #N/A | #N/A | #N/A | #N/A | #N/A | #N/A | #N/A | #N/A | [7 empty] | 315 | #N/A | #N/A | #N/A | #N/A | #N/A | #N/A | #N/A | #N/A | #N/A | #N/A | #N/A | #N/A | #N/A | #N/A | #N/A
[34 empty] | 315 | #N/A | #N/A | #N/A | #N/A | #N/A | #N/A | #N/A | #N/A | #N/A | #N/A | #N/A | #N/A | #N/A | #N/A | #N/A | [7 empty] | 315 | #N/A | #N/A | #N/A | #N/A | #N/A | #N/A | #N/A | #N/A | #N/A | #N/A | #N/A | #N/A | #N/A | #N/A | #N/A
[34 empty] | 316 | #N/A | #N/A | #N/A | #N/A | #N/A | #N/A | #N/A | #N/A | #N/A | #N/A | #N/A | #N/A | #N/A | #N/A | #N/A | [7 empty] | 316 | #N/A | #N/A | #N/A | #N/A | #N/A | #N/A | #N/A | #N/A | #N/A | #N/A | #N/A | #N/A | #N/A | #N/A | #N/A
[34 empty] | 316 | #N/A | #N/A | #N/A | #N/A | #N/A | #N/A | #N/A | #N/A | #N/A | #N/A | #N/A | #N/A | #N/A | #N/A | #N/A | [7 empty] | 316 | #N/A | #N/A | #N/A | #N/A | #N/A | #N/A | #N/A | #N/A | #N/A | #N/A | #N/A | #N/A | #N/A | #N/A | #N/A
[34 empty] | 317 | #N/A | #N/A | #N/A | #N/A | #N/A | #N/A | #N/A | #N/A | #N/A | #N/A | #N/A | #N/A | #N/A | #N/A | #N/A | [7 empty] | 317 | #N/A | #N/A | #N/A | #N/A | #N/A | #N/A | #N/A | #N/A | #N/A | #N/A | #N/A | #N/A | #N/A | #N/A | #N/A
[34 empty] | 317 | #N/A | #N/A | #N/A | #N/A | #N/A | #N/A | #N/A | #N/A | #N/A | #N/A | #N/A | #N/A | #N/A | #N/A | #N/A | [7 empty] | 317 | #N/A | #N/A | #N/A | #N/A | #N/A | #N/A | #N/A | #N/A | #N/A | #N/A | #N/A | #N/A | #N/A | #N/A | #N/A
[34 empty] | 318 | #N/A | #N/A | #N/A | #N/A | #N/A | #N/A | #N/A | #N/A | #N/A | #N/A | #N/A | #N/A | #N/A | #N/A | #N/A | [7 empty] | 318 | #N/A | #N/A | #N/A | #N/A | #N/A | #N/A | #N/A | #N/A | #N/A | #N/A | #N/A | #N/A | #N/A | #N/A | #N/A
[34 empty] | 318 | #N/A | #N/A | #N/A | #N/A | #N/A | #N/A | #N/A | #N/A | #N/A | #N/A | #N/A | #N/A | #N/A | #N/A | #N/A | [7 empty] | 318 | #N/A | #N/A | #N/A | #N/A | #N/A | #N/A | #N/A | #N/A | #N/A | #N/A | #N/A | #N/A | #N/A | #N/A | #N/A
[34 empty] | 319 | #N/A | #N/A | #N/A | #N/A | #N/A | #N/A | #N/A | #N/A | #N/A | #N/A | #N/A | #N/A | #N/A | #N/A | #N/A | [7 empty] | 319 | #N/A | #N/A | #N/A | #N/A | #N/A | #N/A | #N/A | #N/A | #N/A | #N/A | #N/A | #N/A | #N/A | #N/A | #N/A
[34 empty] | 319 | #N/A | #N/A | #N/A | #N/A | #N/A | #N/A | #N/A | #N/A | #N/A | #N/A | #N/A | #N/A | #N/A | #N/A | #N/A | [7 empty] | 319 | #N/A | #N/A | #N/A | #N/A | #N/A | #N/A | #N/A | #N/A | #N/A | #N/A | #N/A | #N/A | #N/A | #N/A | #N/A
[34 empty] | 320 | #N/A | #N/A | #N/A | #N/A | #N/A | #N/A | #N/A | #N/A | #N/A | #N/A | #N/A | #N/A | #N/A | #N/A | #N/A | [7 empty] | 320 | #N/A | #N/A | #N/A | #N/A | #N/A | #N/A | #N/A | #N/A | #N/A | #N/A | #N/A | #N/A | #N/A | #N/A | #N/A
[34 empty] | 320 | #N/A | #N/A | #N/A | #N/A | #N/A | #N/A | #N/A | #N/A | #N/A | #N/A | #N/A | #N/A | #N/A | #N/A | #N/A | [7 empty] | 320 | #N/A | #N/A | #N/A | #N/A | #N/A | #N/A | #N/A | #N/A | #N/A | #N/A | #N/A | #N/A | #N/A | #N/A | #N/A
[34 empty] | 321 | #N/A | #N/A | #N/A | #N/A | #N/A | #N/A | #N/A | #N/A | #N/A | #N/A | #N/A | #N/A | #N/A | #N/A | #N/A | [7 empty] | 321 | #N/A | #N/A | #N/A | #N/A | #N/A | #N/A | #N/A | #N/A | #N/A | #N/A | #N/A | #N/A | #N/A | #N/A | #N/A
[34 empty] | 321 | #N/A | #N/A | #N/A | #N/A | #N/A | #N/A | #N/A | #N/A | #N/A | #N/A | #N/A | #N/A | #N/A | #N/A | #N/A | [7 empty] | 321 | #N/A | #N/A | #N/A | #N/A | #N/A | #N/A | #N/A | #N/A | #N/A | #N/A | #N/A | #N/A | #N/A | #N/A | #N/A
[34 empty] | 322 | #N/A | #N/A | #N/A | #N/A | #N/A | #N/A | #N/A | #N/A | #N/A | #N/A | #N/A | #N/A | #N/A | #N/A | #N/A | [7 empty] | 322 | #N/A | #N/A | #N/A | #N/A | #N/A | #N/A | #N/A | #N/A | #N/A | #N/A | #N/A | #N/A | #N/A | #N/A | #N/A
[34 empty] | 322 | #N/A | #N/A | #N/A | #N/A | #N/A | #N/A | #N/A | #N/A | #N/A | #N/A | #N/A | #N/A | #N/A | #N/A | #N/A | [7 empty] | 322 | #N/A | #N/A | #N/A | #N/A | #N/A | #N/A | #N/A | #N/A | #N/A | #N/A | #N/A | #N/A | #N/A | #N/A | #N/A
[34 empty] | 323 | #N/A | #N/A | #N/A | #N/A | #N/A | #N/A | #N/A | #N/A | #N/A | #N/A | #N/A | #N/A | #N/A | #N/A | #N/A | [7 empty] | 323 | #N/A | #N/A | #N/A | #N/A | #N/A | #N/A | #N/A | #N/A | #N/A | #N/A | #N/A | #N/A | #N/A | #N/A | #N/A
[34 empty] | 323 | #N/A | #N/A | #N/A | #N/A | #N/A | #N/A | #N/A | #N/A | #N/A | #N/A | #N/A | #N/A | #N/A | #N/A | #N/A | [7 empty] | 323 | #N/A | #N/A | #N/A | #N/A | #N/A | #N/A | #N/A | #N/A | #N/A | #N/A | #N/A | #N/A | #N/A | #N/A | #N/A
[34 empty] | 324 | #N/A | #N/A | #N/A | #N/A | #N/A | #N/A | #N/A | #N/A | #N/A | #N/A | #N/A | #N/A | #N/A | #N/A | #N/A | [7 empty] | 324 | #N/A | #N/A | #N/A | #N/A | #N/A | #N/A | #N/A | #N/A | #N/A | #N/A | #N/A | #N/A | #N/A | #N/A | #N/A
[34 empty] | 324 | #N/A | #N/A | #N/A | #N/A | #N/A | #N/A | #N/A | #N/A | #N/A | #N/A | #N/A | #N/A | #N/A | #N/A | #N/A | [7 empty] | 324 | #N/A | #N/A | #N/A | #N/A | #N/A | #N/A | #N/A | #N/A | #N/A | #N/A | #N/A | #N/A | #N/A | #N/A | #N/A
[34 empty] | 325 | #N/A | #N/A | #N/A | #N/A | #N/A | #N/A | #N/A | #N/A | #N/A | #N/A | #N/A | #N/A | #N/A | #N/A | #N/A | [7 empty] | 325 | #N/A | #N/A | #N/A | #N/A | #N/A | #N/A | #N/A | #N/A | #N/A | #N/A | #N/A | #N/A | #N/A | #N/A | #N/A
[34 empty] | 325 | #N/A | #N/A | #N/A | #N/A | #N/A | #N/A | #N/A | #N/A | #N/A | #N/A | #N/A | #N/A | #N/A | #N/A | #N/A | [7 empty] | 325 | #N/A | #N/A | #N/A | #N/A | #N/A | #N/A | #N/A | #N/A | #N/A | #N/A | #N/A | #N/A | #N/A | #N/A | #N/A
[34 empty] | 326 | #N/A | #N/A | #N/A | #N/A | #N/A | #N/A | #N/A | #N/A | #N/A | #N/A | #N/A | #N/A | #N/A | #N/A | #N/A | [7 empty] | 326 | #N/A | #N/A | #N/A | #N/A | #N/A | #N/A | #N/A | #N/A | #N/A | #N/A | #N/A | #N/A | #N/A | #N/A | #N/A
[34 empty] | 326 | #N/A | #N/A | #N/A | #N/A | #N/A | #N/A | #N/A | #N/A | #N/A | #N/A | #N/A | #N/A | #N/A | #N/A | #N/A | [7 empty] | 326 | #N/A | #N/A | #N/A | #N/A | #N/A | #N/A | #N/A | #N/A | #N/A | #N/A | #N/A | #N/A | #N/A | #N/A | #N/A
[34 empty] | 327 | #N/A | #N/A | #N/A | #N/A | #N/A | #N/A | #N/A | #N/A | #N/A | #N/A | #N/A | #N/A | #N/A | #N/A | #N/A | [7 empty] | 327 | #N/A | #N/A | #N/A | #N/A | #N/A | #N/A | #N/A | #N/A | #N/A | #N/A | #N/A | #N/A | #N/A | #N/A | #N/A
[34 empty] | 327 | #N/A | #N/A | #N/A | #N/A | #N/A | #N/A | #N/A | #N/A | #N/A | #N/A | #N/A | #N/A | #N/A | #N/A | #N/A | [7 empty] | 327 | #N/A | #N/A | #N/A | #N/A | #N/A | #N/A | #N/A | #N/A | #N/A | #N/A | #N/A | #N/A | #N/A | #N/A | #N/A
[34 empty] | 328 | #N/A | #N/A | #N/A | #N/A | #N/A | #N/A | #N/A | #N/A | #N/A | #N/A | #N/A | #N/A | #N/A | #N/A | #N/A | [7 empty] | 328 | #N/A | #N/A | #N/A | #N/A | #N/A | #N/A | #N/A | #N/A | #N/A | #N/A | #N/A | #N/A | #N/A | #N/A | #N/A
[34 empty] | 328 | #N/A | #N/A | #N/A | #N/A | #N/A | #N/A | #N/A | #N/A | #N/A | #N/A | #N/A | #N/A | #N/A | #N/A | #N/A | [7 empty] | 328 | #N/A | #N/A | #N/A | #N/A | #N/A | #N/A | #N/A | #N/A | #N/A | #N/A | #N/A | #N/A | #N/A | #N/A | #N/A
[34 empty] | 329 | #N/A | #N/A | #N/A | #N/A | #N/A | #N/A | #N/A | #N/A | #N/A | #N/A | #N/A | #N/A | #N/A | #N/A | #N/A | [7 empty] | 329 | #N/A | #N/A | #N/A | #N/A | #N/A | #N/A | #N/A | #N/A | #N/A | #N/A | #N/A | #N/A | #N/A | #N/A | #N/A
[34 empty] | 329 | #N/A | #N/A | #N/A | #N/A | #N/A | #N/A | #N/A | #N/A | #N/A | #N/A | #N/A | #N/A | #N/A | #N/A | #N/A | [7 empty] | 329 | #N/A | #N/A | #N/A | #N/A | #N/A | #N/A | #N/A | #N/A | #N/A | #N/A | #N/A | #N/A | #N/A | #N/A | #N/A
[34 empty] | 330 | #N/A | #N/A | #N/A | #N/A | #N/A | #N/A | #N/A | #N/A | #N/A | #N/A | #N/A | #N/A | #N/A | #N/A | #N/A | [7 empty] | 330 | #N/A | #N/A | #N/A | #N/A | #N/A | #N/A | #N/A | #N/A | #N/A | #N/A | #N/A | #N/A | #N/A | #N/A | #N/A
[34 empty] | 330 | #N/A | #N/A | #N/A | #N/A | #N/A | #N/A | #N/A | #N/A | #N/A | #N/A | #N/A | #N/A | #N/A | #N/A | #N/A | [7 empty] | 330 | #N/A | #N/A | #N/A | #N/A | #N/A | #N/A | #N/A | #N/A | #N/A | #N/A | #N/A | #N/A | #N/A | #N/A | #N/A
[34 empty] | 331 | #N/A | #N/A | #N/A | #N/A | #N/A | #N/A | #N/A | #N/A | #N/A | #N/A | #N/A | #N/A | #N/A | #N/A | #N/A | [7 empty] | 331 | #N/A | #N/A | #N/A | #N/A | #N/A | #N/A | #N/A | #N/A | #N/A | #N/A | #N/A | #N/A | #N/A | #N/A | #N/A
Note on C45: Display only those zones that have greater than or equal to this number of project opportunity areas within 10 km of surface freshwater. If set to 0, then all zones will be displayed.

## CSP_Zone_Ranking
RENEWABLE ENERGY ZONES SUPPLY CURVE TOOL
DROP-DOWN ENTRY
COUNTRY | botswana
TECHNOLOGY | CSP | [13 empty] | 10000 | 1927-05-18
Approximate projected demand in 2030 | 7730 | GWh | [12 empty] | 15000 | 1941-01-24
CSP generation target | 2000 | GWh | [12 empty] | 20000 | 1954-10-03
Reference to be displayed on supply curve | CSP generation target | [13 empty] | 40000 | 2009-07-06
Supply curve display cut-off | 80000 | GWh | [12 empty] | 60000 | 2064-04-08
Resource quality threshold used for analysis | [14 empty] | 80000 | 2119-01-11
Annual Average DNI | 280 | W/m2 | [12 empty] | 100000 | 2173-10-14
Annual Average DNI | 6.72 | kWh/m2/day | [24 empty] | COMPUTATIONS FOR THE PLOT: DO NOT ALTER | [22 empty] | COMPUTATIONS FOR THE PLOT: DO NOT ALTER
Substation OR transmission line data for computing transmission costs | substation | [25 empty] | Worksheet | TX/SS | botswana_CSP | 2030 Demand | CSP generation target | CSP generation target
Scoring scale for LCOE | country-specific | [25 empty] | botswana_CSP | SS | 0 | 1921-02-28 | 1905-06-22 | 1905-06-22
Scoring weights for Levelized Cost of Energy (LCOE) (see Cost Criteria) | LCOE total | [27 empty] | 250 | 1921-02-28 | 1905-06-22 | 1905-06-22
CSP Thermal Storage - 0h or 6h | 6h Storage
[27 empty] | Supply curve sorted by Total LCOE |  |  |  | Label heuristics | 8000 | 20 | [7 empty] | 1 | 0.9 | 0.8 | 0.7 | 0.6 | 0.5 | 0.4 | 0.3 | 0.2 | Supply curve sorted by Total Score |  |  |  | Label heuristics | 8000 | 20 | [7 empty] | 1 | 0.9 | 0.8 | 0.7 | 0.6 | 0.5 | 0.4 | 0.3 | 0.2
[15 empty] | Zone Rank | Zone ID | Total Score with weights | Total LCOE | Annual Electricity Generation MWh (discounted) | Cumulative Generation Potential (GWh) | Zone Rank | Zone ID | Total Score with weights | Total LCOE | Annual Electricity Generation MWh (discounted) | Cumulative Generation Potential (GWh) | [7 empty] | Zone Rank | Zone ID | Total Score with weights | Total LCOE | Annual Electricity Generation MWh (discounted) | Cumulative Generation Potential (GWh) |  | 1-0.9 | 0.9-0.8 | 0.8-0.7 | 0.7-0.6 | 0.6-0.5 | 0.5-0.4 | 0.4-0.3 | 0.3-0.2 | 0.2> | [7 empty] | Zone Rank | Zone ID | Total Score with weights | Total LCOE | Annual Electricity Generation MWh (discounted) | Cumulative Generation Potential (GWh) |  | 1-0.9 | 0.9-0.8 | 0.8-0.7 | 0.7-0.6 | 0.6-0.5 | 0.5-0.4 | 0.4-0.3 | 0.3-0.2 | 0.2>
USER-SPECIFIED VALUE ENTRY | [6 empty] | country-specific |  | ACEC-specific | [5 empty] | 1 | DK | 0.64966 | 206.1993 | 3266445.5282 | 3266.4455 | 1 | DX | 0.66304 | 210.8385 | 9256333.6788 | 9256.3337 | DK | 1633.2228 | 1904-06-20 05:21 | 206.1993 | 1 | 1 | 226.1993 | 1 | DK | 0.64966 | 206.1993 | 3266445.5282 | 0 | 0 | 0 | 0 | 0 | 206.1993 | 0 | 0 | 0 | 0 | 0 | DX | 4628.1668 | 1912-09-01 04:00 | 210.8385 | 1 | 1 | 230.8385 | 1 | DX | 0.66304 | 210.8385 | 9256333.6788 | 0 | 0 | 0 | 0 | 0 | 210.8385 | 0 | 0 | 0 | 0 | 0
CRITERIA | User defined weights | Default weights | Weights used in analysis | Best critieria value (score = 1) | Worst criteria value (score = 0) | Units | Range (1) | Range (0) | Range (1) | Range (0) |  |  |  |  | 2 | DW | 0.64749 | 207.9252 | 3075178.6263 | 6341.6242 | 2 | DO | 0.65165 | 209.7492 | 2864808.7118 | 12121.1424 | DW | 4804.0348 | 1913-02-24 00:50 | 207.9252 | 1 | 2 | 207.9252 | 1 | DK | 0.64966 | 206.1993 | 3266445.5282 | 3266.4455 | 1908-12-09 10:42 | 0 | 0 | 0 | 206.1993 | 0 | 0 | 0 | 0 | 0 | DO | 10688.738 | 1929-04-05 17:43 | 209.7492 | 1 | 2 | 209.7492 | 1 | DX | 0.66304 | 210.8385 | 9256333.6788 | 9256.3337 | 1925-05-04 08:00 | 0 | 0 | 0 | 210.8385 | 0 | 0 | 0 | 0 | 0
Cost criteria | [14 empty] | 3 | CT | 0.62885 | 208.4455 | 6743568.7497 | 13085.1929 | 3 | DK | 0.64966 | 206.1993 | 3266445.5282 | 15387.5879 | CT | 9713.4085 | 1926-08-04 09:48 | 208.4455 | 1 | 3 | 228.4455 | 2 | DW | 0.64749 | 207.9252 | 3075178.6263 | 3266.4455 | 1908-12-09 10:42 | 0 | 0 | 0 | 207.9252 | 0 | 0 | 0 | 0 | 0 | DK | 13754.3652 | 1937-08-27 08:46 | 206.1993 | 1 | 3 | 226.1993 | 2 | DO | 0.65165 | 209.7492 | 2864808.7118 | 9256.3337 | 1925-05-04 08:00 | 0 | 0 | 0 | 209.7492 | 0 | 0 | 0 | 0 | 0
Total LCOE (using substation) | 40% | 40% | 40% | 206.1993 | 238.7696 | $/MWh | 206.1993 | 238.7696 | 172 | 244 |  |  |  |  | 4 | EM | 0.63433 | 208.8718 | 8792841.3229 | 21878.0342 | 4 | DW | 0.64749 | 207.9252 | 3075178.6263 | 18462.7665 | EM | 17481.6136 | 1947-11-10 14:44 | 208.8718 | 1 | 4 | 208.8718 | 2 | DW | 0.64749 | 207.9252 | 3075178.6263 | 6341.6242 | 1917-05-11 14:59 | 0 | 0 | 0 | 207.9252 | 0 | 0 | 0 | 0 | 0 | DW | 16925.1772 | 1946-05-03 04:15 | 207.9252 | 1 | 4 | 207.9252 | 2 | DO | 0.65165 | 209.7492 | 2864808.7118 | 12121.1424 | 1933-03-08 03:25 | 0 | 0 | 0 | 209.7492 | 0 | 0 | 0 | 0 | 0
OR | OR | [13 empty] | 5 | DZ | 0.59255 | 209.4546 | 6753752.9429 | 28631.7872 | 5 | DI | 0.64076 | 211.4125 | 1766973.3624 | 20229.7399 | DZ | 25254.9107 | 1969-02-20 21:51 | 209.4546 | 1 | 5 | 229.4546 | 3 | CT | 0.62885 | 208.4455 | 6743568.7497 | 6341.6242 | 1917-05-11 14:59 | 0 | 0 | 0 | 208.4455 | 0 | 0 | 0 | 0 | 0 | DI | 19346.2532 | 1952-12-18 06:05 | 211.4125 | 1 | 5 | 231.4125 | 3 | DK | 0.64966 | 206.1993 | 3266445.5282 | 12121.1424 | 1933-03-08 03:25 | 0 | 0 | 0 | 206.1993 | 0 | 0 | 0 | 0 | 0
Generation LCOE | 25% | 34% | 0% | 201.7821 | 220.9364 | $/MWh | 201.7821 | 220.9364 | 167 | 235 |  |  |  |  | 6 | CK | 0.61649 | 209.5967 | 2809513.5277 | 31441.3007 | 6 | EA | 0.6405 | 212.5202 | 8449333.7568 | 28679.0737 | CK | 30036.5439 | 1982-03-26 13:03 | 209.5967 | 1 | 6 | 209.5967 | 3 | CT | 0.62885 | 208.4455 | 6743568.7497 | 13085.1929 | 1935-10-28 04:38 | 0 | 0 | 0 | 208.4455 | 0 | 0 | 0 | 0 | 0 | EA | 24454.4068 | 1966-12-13 09:46 | 212.5202 | 1 | 6 | 212.5202 | 3 | DK | 0.64966 | 206.1993 | 3266445.5282 | 15387.5879 | 1942-02-15 14:07 | 0 | 0 | 0 | 206.1993 | 0 | 0 | 0 | 0 | 0
Transmission LCOE (using substation) | 10% | 4% | 0% | 2.2834 | 11.5206 | $/MWh | 2.2834 | 11.5206 | 1 | 12 |  |  |  |  | 7 | DO | 0.65165 | 209.7492 | 2864808.7118 | 34306.1094 | 7 | EM | 0.63433 | 208.8718 | 8792841.3229 | 37471.915 | DO | 32873.7051 | 1989-12-31 16:55 | 209.7492 | 1 | 7 | 229.7492 | 4 | EM | 0.63433 | 208.8718 | 8792841.3229 | 13085.1929 | 1935-10-28 04:38 | 0 | 0 | 0 | 208.8718 | 0 | 0 | 0 | 0 | 0 | EM | 33075.4943 | 1990-07-21 11:52 | 208.8718 | 0 | 0 | 208.8718 | 4 | DW | 0.64749 | 207.9252 | 3075178.6263 | 15387.5879 | 1942-02-15 14:07 | 0 | 0 | 0 | 207.9252 | 0 | 0 | 0 | 0 | 0
Road LCOE | 5% | 2% | 0% | 0.11833 | 17.4682 | $/MWh | 0.11833 | 17.4682 | 0 | 28 |  |  |  |  | 8 | CP | 0.61782 | 209.9558 | 9835311.0125 | 44141.4204 | 8 | DS | 0.63431 | 212.8318 | 2315060.2099 | 39786.9752 | CP | 39223.7649 | 2007-05-21 18:21 | 209.9558 | 1 | 8 | 209.9558 | 4 | EM | 0.63433 | 208.8718 | 8792841.3229 | 21878.0342 | 1959-11-24 00:49 | 0 | 0 | 0 | 208.8718 | 0 | 0 | 0 | 0 | 0 | DS | 38629.4451 | 2005-10-04 10:41 | 212.8318 | 1 | 1 | 232.8318 | 4 | DW | 0.64749 | 207.9252 | 3075178.6263 | 18462.7665 | 1950-07-18 18:24 | 0 | 0 | 0 | 207.9252 | 0 | 0 | 0 | 0 | 0
Other criteria | [14 empty] | 9 | DX | 0.66304 | 210.8385 | 9256333.6788 | 53397.7541 | 9 | CT | 0.62885 | 208.4455 | 6743568.7497 | 46530.5439 | DX | 48769.5873 | 2033-07-09 14:06 | 210.8385 | 0 | 0 | 210.8385 | 5 | DZ | 0.59255 | 209.4546 | 6753752.9429 | 21878.0342 | 1959-11-24 00:49 | 0 | 0 | 0 | 0 | 209.4546 | 0 | 0 | 0 | 0 | CT | 43158.7596 | 2018-02-27 18:14 | 208.4455 | 1 | 2 | 208.4455 | 5 | DI | 0.64076 | 211.4125 | 1766973.3624 | 18462.7665 | 1950-07-18 18:24 | 0 | 0 | 0 | 211.4125 | 0 | 0 | 0 | 0 | 0
[15 empty] | 10 | DB | 0.59847 | 211.1174 | 7190405.802 | 60588.1599 | 10 | DG | 0.62638 | 212.9343 | 2846220.8941 | 49376.7648 | DB | 56992.957 | 2056-01-13 22:58 | 211.1174 | 0 | 0 | 211.1174 | 5 | DZ | 0.59255 | 209.4546 | 6753752.9429 | 28631.7872 | 1978-05-21 18:54 | 0 | 0 | 0 | 0 | 209.4546 | 0 | 0 | 0 | 0 | DG | 47953.6544 | 2031-04-15 15:42 | 212.9343 | 1 | 3 | 232.9343 | 5 | DI | 0.64076 | 211.4125 | 1766973.3624 | 20229.7399 | 1955-05-20 17:45 | 0 | 0 | 0 | 211.4125 | 0 | 0 | 0 | 0 | 0
Distance to Load Centers | 15% | 15% | 15% | 0 | 100+ | km | [8 empty] | 11 | DI | 0.64076 | 211.4125 | 1766973.3624 | 62355.1333 | 11 | V | 0.62309 | 215.7148 | 1666335.8968 | 51043.1007 | DI | 61471.6466 | 2068-04-18 15:31 | 211.4125 | 1 | 1 | 231.4125 | 6 | CK | 0.61649 | 209.5967 | 2809513.5277 | 28631.7872 | 1978-05-21 18:54 | 0 | 0 | 0 | 209.5967 | 0 | 0 | 0 | 0 | 0 | V | 50209.9328 | 2037-06-18 22:23 | 215.7148 | 1 | 4 | 215.7148 | 6 | EA | 0.6405 | 212.5202 | 8449333.7568 | 20229.7399 | 1955-05-20 17:45 | 0 | 0 | 0 | 212.5202 | 0 | 0 | 0 | 0 | 0
Distance to existing or proposed CSP plant | 10% | 10% | 10% | 0 | 25+ | km | [8 empty] | 12 | CW | 0.58617 | 211.8742 | 5414001.2075 | 67769.1345 | 12 | DU | 0.62116 | 214.0008 | 3108731.7279 | 54151.8325 | CW | 65062.1339 | 2078-02-16 03:13 | 211.8742 | 1 | 2 | 211.8742 | 6 | CK | 0.61649 | 209.5967 | 2809513.5277 | 31441.3007 | 1986-01-29 07:13 | 0 | 0 | 0 | 209.5967 | 0 | 0 | 0 | 0 | 0 | DU | 52597.4666 | 2044-01-01 11:12 | 214.0008 | 1 | 5 | 234.0008 | 6 | EA | 0.6405 | 212.5202 | 8449333.7568 | 28679.0737 | 1978-07-08 01:46 | 0 | 0 | 0 | 212.5202 | 0 | 0 | 0 | 0 | 0
Distance to existing or proposed geothermal plant | 5% | 5% | 5% | 0 | 25+ | km | [8 empty] | 13 | EX | 0.55158 | 212.1295 | 10131138.6416 | 77900.2731 | 13 | CP | 0.61782 | 209.9558 | 9835311.0125 | 63987.1435 | EX | 72834.7038 | 2099-05-29 16:53 | 212.1295 | 1 | 3 | 232.1295 | 7 | DO | 0.65165 | 209.7492 | 2864808.7118 | 31441.3007 | 1986-01-29 07:13 | 0 | 0 | 0 | 209.7492 | 0 | 0 | 0 | 0 | 0 | CP | 59069.488 | 2061-09-20 11:43 | 209.9558 | 1 | 6 | 209.9558 | 7 | EM | 0.63433 | 208.8718 | 8792841.3229 | 28679.0737 | 1978-07-08 01:46 | 0 | 0 | 0 | 208.8718 | 0 | 0 | 0 | 0 | 0
Distance to any existing or proposed RE technology plant (solar, wind, geothermal) | 0% | 0% | 0% | 0 | 25+ | km | [8 empty] | 14 | EA | 0.6405 | 212.5202 | 8449333.7568 | 86349.6069 | 14 | CK | 0.61649 | 209.5967 | 2809513.5277 | 66796.657 | #N/A | 82124.94 | #N/A | 212.5202 | 0 | 0 | 212.5202 | 7 | DO | 0.65165 | 209.7492 | 2864808.7118 | 34306.1094 | 1993-12-03 02:38 | 0 | 0 | 0 | 209.7492 | 0 | 0 | 0 | 0 | 0 | CK | 65391.9002 | 2079-01-11 21:36 | 209.5967 | 1 | 7 | 229.5967 | 7 | EM | 0.63433 | 208.8718 | 8792841.3229 | 37471.915 | 2002-08-03 21:58 | 0 | 0 | 0 | 208.8718 | 0 | 0 | 0 | 0 | 0
Co-location Potential with PV | 5% | 5% | 5% | 1 | 0 | binary | [8 empty] | 15 | EF | 0.5848 | 212.6595 | 8503235.9819 | 94852.8429 | 15 | AD | 0.61461 | 214.4259 | 1241244.9604 | 68037.902 | #N/A | 90601.2249 | #N/A | 212.6595 | 0 | 0 | 212.6595 | 8 | CP | 0.61782 | 209.9558 | 9835311.0125 | 34306.1094 | 1993-12-03 02:38 | 0 | 0 | 0 | 209.9558 | 0 | 0 | 0 | 0 | 0 | AD | 67417.2795 | 2084-07-29 06:42 | 214.4259 | 1 | 8 | 214.4259 | 8 | DS | 0.63431 | 212.8318 | 2315060.2099 | 37471.915 | 2002-08-03 21:58 | 0 | 0 | 0 | 212.8318 | 0 | 0 | 0 | 0 | 0
Co-location Potential with wind | 5% | 5% | 5% | 1 | 0 | binary | [8 empty] | 16 | DS | 0.63431 | 212.8318 | 2315060.2099 | 97167.9031 | 16 | AM | 0.61069 | 214.5234 | 4021545.2097 | 72059.4472 | #N/A | 96010.373 | #N/A | 212.8318 | 1 | 1 | 232.8318 | 8 | CP | 0.61782 | 209.9558 | 9835311.0125 | 44141.4204 | 2020-11-06 10:05 | 0 | 0 | 0 | 209.9558 | 0 | 0 | 0 | 0 | 0 | AM | 70048.6746 | 2091-10-12 16:11 | 214.5234 | 1 | 9 | 234.5234 | 8 | DS | 0.63431 | 212.8318 | 2315060.2099 | 39786.9752 | 2008-12-04 23:24 | 0 | 0 | 0 | 212.8318 | 0 | 0 | 0 | 0 | 0
Land use land cover score | 5% | 5% | 5% | 5 | 1 | binary | [8 empty] | 17 | DG | 0.62638 | 212.9343 | 2846220.8941 | 100014.124 | 17 | DB | 0.59847 | 211.1174 | 7190405.802 | 79249.853 | #N/A | 98591.0135 | #N/A | 212.9343 | 1 | 2 | 212.9343 | 9 | DX | 0.66304 | 210.8385 | 9256333.6788 | 44141.4204 | 2020-11-06 10:05 | 0 | 0 | 0 | 210.8385 | 0 | 0 | 0 | 0 | 0 | DB | 75654.6501 | 2107-02-17 15:36 | 211.1174 | 1 | 10 | 211.1174 | 9 | CT | 0.62885 | 208.4455 | 6743568.7497 | 39786.9752 | 2008-12-04 23:24 | 0 | 0 | 0 | 208.4455 | 0 | 0 | 0 | 0 | 0
Population density | 5% | 5% | 5% | 0 | 100+ | ppl/km2 | [8 empty] | 18 | DH | 0.52385 | 213.2947 | 4059389.0744 | 104073.513 | 18 | DZ | 0.59255 | 209.4546 | 6753752.9429 | 86003.6059 | #N/A | 102043.8185 | #N/A | 213.2947 | 1 | 3 | 233.2947 | 9 | DX | 0.66304 | 210.8385 | 9256333.6788 | 53397.7541 | 2046-03-11 18:06 | 0 | 0 | 0 | 210.8385 | 0 | 0 | 0 | 0 | 0 | #N/A | 82626.7294 | #N/A | 209.4546 | 1 | 11 | 229.4546 | 9 | CT | 0.62885 | 208.4455 | 6743568.7497 | 46530.5439 | 2027-05-23 13:03 | 0 | 0 | 0 | 208.4455 | 0 | 0 | 0 | 0 | 0
Human footprint | 5% | 5% | 5% | 100 | 0 | [9 empty] | 19 | EI | 0.58591 | 213.4193 | 6443357.7062 | 110516.8707 | 19 | EY | 0.5877 | 214.2579 | 7748233.1354 | 93751.8391 | #N/A | 107295.1919 | #N/A | 213.4193 | 1 | 4 | 213.4193 | 10 | DB | 0.59847 | 211.1174 | 7190405.802 | 53397.7541 | 2046-03-11 18:06 | 0 | 0 | 0 | 0 | 211.1174 | 0 | 0 | 0 | 0 | #N/A | 89877.7225 | #N/A | 214.2579 | 1 | 12 | 214.2579 | 10 | DG | 0.62638 | 212.9343 | 2846220.8941 | 46530.5439 | 2027-05-23 13:03 | 0 | 0 | 0 | 212.9343 | 0 | 0 | 0 | 0 | 0
Slope | 5% | 5% | 5% | 0% | 5% | % | [8 empty] | 20 | I | 0.58121 | 213.4717 | 43962466.92 | 154479.3377 | 20 | BF | 0.58735 | 215.1924 | 2912108.6944 | 96663.9478 | #N/A | 132498.1042 | #N/A | 213.4717 | 0 | 0 | 213.4717 | 10 | DB | 0.59847 | 211.1174 | 7190405.802 | 60588.1599 | 2065-11-17 03:50 | 0 | 0 | 0 | 0 | 211.1174 | 0 | 0 | 0 | 0 | #N/A | 95207.8934 | #N/A | 215.1924 | 1 | 13 | 235.1924 | 10 | DG | 0.62638 | 212.9343 | 2846220.8941 | 49376.7648 | 2035-03-08 18:21 | 0 | 0 | 0 | 212.9343 | 0 | 0 | 0 | 0 | 0
Total weight (should equal 100%) | 100% |  | 100% | [11 empty] | 21 | DQ | 0.54594 | 213.5843 | 2303688.1635 | 156783.0258 | 21 | CW | 0.58617 | 211.8742 | 5414001.2075 | 102077.949 | #N/A | 155631.1817 | #N/A | 213.5843 | 0 | 0 | 213.5843 | 11 | DI | 0.64076 | 211.4125 | 1766973.3624 | 60588.1599 | 2065-11-17 03:50 | 0 | 0 | 0 | 211.4125 | 0 | 0 | 0 | 0 | 0 | #N/A | 99370.9484 | #N/A | 211.8742 | 1 | 14 | 211.8742 | 11 | V | 0.62309 | 215.7148 | 1666335.8968 | 49376.7648 | 2035-03-08 18:21 | 0 | 0 | 0 | 215.7148 | 0 | 0 | 0 | 0 | 0
Filters | [14 empty] | 22 | D | 0.51222 | 213.7607 | 21057694.3212 | 177840.7201 | 22 | EI | 0.58591 | 213.4193 | 6443357.7062 | 108521.3067 | #N/A | 167311.873 | #N/A | 213.7607 | 0 | 0 | 213.7607 | 11 | DI | 0.64076 | 211.4125 | 1766973.3624 | 62355.1333 | 2070-09-19 03:12 | 0 | 0 | 0 | 211.4125 | 0 | 0 | 0 | 0 | 0 | #N/A | 105299.6278 | #N/A | 213.4193 | 1 | 15 | 233.4193 | 11 | V | 0.62309 | 215.7148 | 1666335.8968 | 51043.1007 | 2039-09-30 02:25 | 0 | 0 | 0 | 215.7148 | 0 | 0 | 0 | 0 | 0
Number of projects per zone that are within 10km of a freshwater surface water body (greater than or equal to) | 0 | [13 empty] | 23 | DU | 0.62116 | 214.0008 | 3108731.7279 | 180949.4519 | 23 | Q | 0.58555 | 214.1951 | 1379765.7461 | 109901.0724 | #N/A | 179395.086 | #N/A | 214.0008 | 0 | 0 | 214.0008 | 12 | CW | 0.58617 | 211.8742 | 5414001.2075 | 62355.1333 | 2070-09-19 03:12 | 0 | 0 | 0 | 0 | 211.8742 | 0 | 0 | 0 | 0 | #N/A | 109211.1895 | #N/A | 214.1951 | 1 | 16 | 214.1951 | 12 | DU | 0.62116 | 214.0008 | 3108731.7279 | 51043.1007 | 2039-09-30 02:25 | 0 | 0 | 0 | 214.0008 | 0 | 0 | 0 | 0 | 0
[15 empty] | 24 | Q | 0.58555 | 214.1951 | 1379765.7461 | 182329.2176 | 24 | EF | 0.5848 | 212.6595 | 8503235.9819 | 118404.3084 | #N/A | 181639.3347 | #N/A | 214.1951 | 1 | 1 | 234.1951 | 12 | CW | 0.58617 | 211.8742 | 5414001.2075 | 67769.1345 | 2085-07-16 03:14 | 0 | 0 | 0 | 0 | 211.8742 | 0 | 0 | 0 | 0 | #N/A | 114152.6904 | #N/A | 212.6595 | 1 | 17 | 232.6595 | 12 | DU | 0.62116 | 214.0008 | 3108731.7279 | 54151.8325 | 2048-04-03 19:59 | 0 | 0 | 0 | 214.0008 | 0 | 0 | 0 | 0 | 0
SUPPLY CURVE OUTPUT | [7 empty] | ZONE RANKINGS | [6 empty] | 25 | EY | 0.5877 | 214.2579 | 7748233.1354 | 190077.4508 | 25 | I | 0.58121 | 213.4717 | 43962466.92 | 162366.7753 | #N/A | 186203.3342 | #N/A | 214.2579 | 1 | 2 | 214.2579 | 13 | EX | 0.55158 | 212.1295 | 10131138.6416 | 67769.1345 | 2085-07-16 03:14 | 0 | 0 | 0 | 0 | 212.1295 | 0 | 0 | 0 | 0 | #N/A | 140385.5419 | #N/A | 213.4717 | 0 | 0 | 213.4717 | 13 | CP | 0.61782 | 209.9558 | 9835311.0125 | 54151.8325 | 2048-04-03 19:59 | 0 | 0 | 0 | 209.9558 | 0 | 0 | 0 | 0 | 0
[8 empty] | Rank | By total LCOE |  |  | By cumulative score |  |  | 26 | AD | 0.61461 | 214.4259 | 1241244.9604 | 191318.6957 | 26 | AF | 0.57828 | 222.3115 | 1728831.6649 | 164095.607 | #N/A | 190698.0732 | #N/A | 214.4259 | 1 | 3 | 234.4259 | 13 | EX | 0.55158 | 212.1295 | 10131138.6416 | 77900.2731 | 2113-04-12 06:33 | 0 | 0 | 0 | 0 | 212.1295 | 0 | 0 | 0 | 0 | #N/A | 163231.1911 | #N/A | 222.3115 | 0 | 0 | 222.3115 | 13 | CP | 0.61782 | 209.9558 | 9835311.0125 | 63987.1435 | 2075-03-09 03:27 | 0 | 0 | 0 | 209.9558 | 0 | 0 | 0 | 0 | 0
[9 empty] | Zone ID | Total LCOE ($/MWh) | Discounted Generation Potential (GWh) | Zone ID | Cumulative zone score | Discounted Generation Potential (GWh) | 27 | AM | 0.61069 | 214.5234 | 4021545.2097 | 195340.2409 | 27 | AG | 0.56766 | 218.8096 | 2738853.7134 | 166834.4607 | #N/A | 193329.4683 | #N/A | 214.5234 | 1 | 4 | 214.5234 | 14 | EA | 0.6405 | 212.5202 | 8449333.7568 | 77900.2731 | 2113-04-12 06:33 | 0 | 0 | 0 | 212.5202 | 0 | 0 | 0 | 0 | 0 | #N/A | 165465.0338 | #N/A | 218.8096 | 1 | 1 | 238.8096 | 14 | CK | 0.61649 | 209.5967 | 2809513.5277 | 63987.1435 | 2075-03-09 03:27 | 0 | 0 | 0 | 209.5967 | 0 | 0 | 0 | 0 | 0
[8 empty] | 1 | DK | 206.1993 | 3266.4455 | DX | 0.66304 | 9256.3337 | 28 | CU | 0.5594 | 214.6472 | 7116126.5244 | 202456.3674 | 28 | CU | 0.5594 | 214.6472 | 7116126.5244 | 173950.5872 | #N/A | 198898.3042 | #N/A | 214.6472 | 1 | 5 | 234.6472 | 14 | EA | 0.6405 | 212.5202 | 8449333.7568 | 86349.6069 | #N/A | #N/A | #N/A | #N/A | #N/A | #N/A | #N/A | #N/A | #N/A | #N/A | #N/A | 170392.524 | #N/A | 214.6472 | 1 | 2 | 214.6472 | 14 | CK | 0.61649 | 209.5967 | 2809513.5277 | 66796.657 | 2082-11-16 15:46 | 0 | 0 | 0 | 209.5967 | 0 | 0 | 0 | 0 | 0
[8 empty] | 2 | DW | 207.9252 | 3075.1786 | DO | 0.65165 | 2864.8087 | 29 | BF | 0.58735 | 215.1924 | 2912108.6944 | 205368.4761 | 29 | EX | 0.55158 | 212.1295 | 10131138.6416 | 184081.7259 | #N/A | 203912.4218 | #N/A | 215.1924 | 1 | 6 | 215.1924 | 15 | EF | 0.5848 | 212.6595 | 8503235.9819 | 86349.6069 | #N/A | #N/A | #N/A | #N/A | #N/A | #N/A | #N/A | #N/A | #N/A | #N/A | #N/A | 179016.1565 | #N/A | 212.1295 | 0 | 0 | 212.1295 | 15 | AD | 0.61461 | 214.4259 | 1241244.9604 | 66796.657 | 2082-11-16 15:46 | 0 | 0 | 0 | 214.4259 | 0 | 0 | 0 | 0 | 0
[8 empty] | 3 | CT | 208.4455 | 6743.5687 | DK | 0.64966 | 3266.4455 | 30 | EU | 0.50803 | 215.3708 | 4956332.2938 | 210324.8084 | 30 | DQ | 0.54594 | 213.5843 | 2303688.1635 | 186385.414 | #N/A | 207846.6423 | #N/A | 215.3708 | 1 | 7 | 235.3708 | 15 | EF | 0.5848 | 212.6595 | 8503235.9819 | 94852.8429 | #N/A | #N/A | #N/A | #N/A | #N/A | #N/A | #N/A | #N/A | #N/A | #N/A | #N/A | 185233.5699 | #N/A | 213.5843 | 1 | 1 | 233.5843 | 15 | AD | 0.61461 | 214.4259 | 1241244.9604 | 68037.902 | 2086-04-10 21:39 | 0 | 0 | 0 | 214.4259 | 0 | 0 | 0 | 0 | 0
[8 empty] | 4 | EM | 208.8718 | 8792.8413 | DW | 0.64749 | 3075.1786 | 31 | CQ | 0.54172 | 215.44 | 6176269.0077 | 216501.0774 | 31 | BN | 0.54393 | 217.0928 | 10400095.7267 | 196785.5097 | #N/A | 213412.9429 | #N/A | 215.44 | 1 | 8 | 215.44 | 16 | DS | 0.63431 | 212.8318 | 2315060.2099 | 94852.8429 | #N/A | #N/A | #N/A | #N/A | #N/A | #N/A | #N/A | #N/A | #N/A | #N/A | #N/A | 191585.4619 | #N/A | 217.0928 | 1 | 2 | 217.0928 | 16 | AM | 0.61069 | 214.5234 | 4021545.2097 | 68037.902 | 2086-04-10 21:39 | 0 | 0 | 0 | 214.5234 | 0 | 0 | 0 | 0 | 0
[8 empty] | 5 | DZ | 209.4546 | 6753.7529 | DI | 0.64076 | 1766.9734 | 32 | DN | 0.53365 | 215.6071 | 2989906.2902 | 219490.9837 | 32 | DA | 0.54366 | 216.7601 | 9748844.0122 | 206534.3538 | #N/A | 217996.0306 | #N/A | 215.6071 | 1 | 9 | 235.6071 | 16 | DS | 0.63431 | 212.8318 | 2315060.2099 | 97167.9031 | #N/A | #N/A | #N/A | #N/A | #N/A | #N/A | #N/A | #N/A | #N/A | #N/A | #N/A | 201659.9318 | #N/A | 216.7601 | 0 | 0 | 216.7601 | 16 | AM | 0.61069 | 214.5234 | 4021545.2097 | 72059.4472 | 2097-04-14 10:44 | 0 | 0 | 0 | 214.5234 | 0 | 0 | 0 | 0 | 0
[8 empty] | 6 | CK | 209.5967 | 2809.5135 | EA | 0.6405 | 8449.3338 | 33 | V | 0.62309 | 215.7148 | 1666335.8968 | 221157.3196 | 33 | CQ | 0.54172 | 215.44 | 6176269.0077 | 212710.6228 | #N/A | 220324.1517 | #N/A | 215.7148 | 1 | 10 | 215.7148 | 17 | DG | 0.62638 | 212.9343 | 2846220.8941 | 97167.9031 | #N/A | #N/A | #N/A | #N/A | #N/A | #N/A | #N/A | #N/A | #N/A | #N/A | #N/A | 209622.4883 | #N/A | 215.44 | 1 | 1 | 235.44 | 17 | DB | 0.59847 | 211.1174 | 7190405.802 | 72059.4472 | 2097-04-14 10:44 | 0 | 0 | 0 | 0 | 211.1174 | 0 | 0 | 0 | 0
[8 empty] | 7 | DO | 209.7492 | 2864.8087 | EM | 0.63433 | 8792.8413 | 34 | EE | 0.49547 | 215.7449 | 9503212.8558 | 230660.5325 | 34 | DL | 0.54146 | 216.1216 | 4820125.7249 | 217530.7485 | #N/A | 225908.9261 | #N/A | 215.7449 | 1 | 11 | 235.7449 | 17 | DG | 0.62638 | 212.9343 | 2846220.8941 | 100014.124 | #N/A | #N/A | #N/A | #N/A | #N/A | #N/A | #N/A | #N/A | #N/A | #N/A | #N/A | 215120.6856 | #N/A | 216.1216 | 1 | 2 | 216.1216 | 17 | DB | 0.59847 | 211.1174 | 7190405.802 | 79249.853 | 2116-12-21 20:28 | 0 | 0 | 0 | 0 | 211.1174 | 0 | 0 | 0 | 0
[8 empty] | 8 | CP | 209.9558 | 9835.311 | DS | 0.63431 | 2315.0602 | 35 | J | 0.53641 | 215.9165 | 1779716.5337 | 232440.249 | 35 | ED | 0.53675 | 216.3026 | 8571883.9318 | 226102.6324 | #N/A | 231550.3908 | #N/A | 215.9165 | 1 | 12 | 215.9165 | 18 | DH | 0.52385 | 213.2947 | 4059389.0744 | 100014.124 | #N/A | #N/A | #N/A | #N/A | #N/A | #N/A | #N/A | #N/A | #N/A | #N/A | #N/A | 221816.6905 | #N/A | 216.3026 | 1 | 3 | 236.3026 | 18 | DZ | 0.59255 | 209.4546 | 6753752.9429 | 79249.853 | 2116-12-21 20:28 | 0 | 0 | 0 | 0 | 209.4546 | 0 | 0 | 0 | 0
[8 empty] | 9 | DX | 210.8385 | 9256.3337 | CT | 0.62885 | 6743.5687 | 36 | A | 0.53641 | 215.9165 | 1779716.5337 | 234219.9656 | 36 | J | 0.53641 | 215.9165 | 1779716.5337 | 227882.349 | #N/A | 233330.1073 | #N/A | 215.9165 | 1 | 13 | 235.9165 | 18 | DH | 0.52385 | 213.2947 | 4059389.0744 | 104073.513 | #N/A | #N/A | #N/A | #N/A | #N/A | #N/A | #N/A | #N/A | #N/A | #N/A | #N/A | 226992.4907 | #N/A | 215.9165 | 1 | 4 | 215.9165 | 18 | DZ | 0.59255 | 209.4546 | 6753752.9429 | 86003.6059 | #N/A | #N/A | #N/A | #N/A | #N/A | #N/A | #N/A | #N/A | #N/A | #N/A
[8 empty] | 10 | DB | 211.1174 | 7190.4058 | DG | 0.62638 | 2846.2209 | 37 | BS | 0.48748 | 216.1177 | 1691340.8021 | 235911.3064 | 37 | A | 0.53641 | 215.9165 | 1779716.5337 | 229662.0655 | #N/A | 235065.636 | #N/A | 216.1177 | 1 | 14 | 216.1177 | 19 | EI | 0.58591 | 213.4193 | 6443357.7062 | 104073.513 | #N/A | #N/A | #N/A | #N/A | #N/A | #N/A | #N/A | #N/A | #N/A | #N/A | #N/A | 228772.2072 | #N/A | 215.9165 | 1 | 5 | 235.9165 | 19 | EY | 0.5877 | 214.2579 | 7748233.1354 | 86003.6059 | #N/A | #N/A | #N/A | #N/A | #N/A | #N/A | #N/A | #N/A | #N/A | #N/A
[8 empty] | 11 | DI | 211.4125 | 1766.9734 | V | 0.62309 | 1666.3359 | 38 | DL | 0.54146 | 216.1216 | 4820125.7249 | 240731.4321 | 38 | CO | 0.53552 | 216.7063 | 3244270.4304 | 232906.3359 | #N/A | 238321.3692 | #N/A | 216.1216 | 1 | 15 | 236.1216 | 19 | EI | 0.58591 | 213.4193 | 6443357.7062 | 110516.8707 | #N/A | #N/A | #N/A | #N/A | #N/A | #N/A | #N/A | #N/A | #N/A | #N/A | #N/A | 231284.2007 | #N/A | 216.7063 | 1 | 6 | 216.7063 | 19 | EY | 0.5877 | 214.2579 | 7748233.1354 | 93751.8391 | #N/A | #N/A | #N/A | #N/A | #N/A | #N/A | #N/A | #N/A | #N/A | #N/A
[8 empty] | 12 | CW | 211.8742 | 5414.0012 | DU | 0.62116 | 3108.7317 | 39 | ED | 0.53675 | 216.3026 | 8571883.9318 | 249303.316 | 39 | DE | 0.53407 | 217.3562 | 4712099.7961 | 237618.4357 | #N/A | 245017.374 | #N/A | 216.3026 | 1 | 16 | 216.3026 | 20 | I | 0.58121 | 213.4717 | 43962466.92 | 110516.8707 | #N/A | #N/A | #N/A | #N/A | #N/A | #N/A | #N/A | #N/A | #N/A | #N/A | #N/A | 235262.3858 | #N/A | 217.3562 | 1 | 7 | 237.3562 | 20 | BF | 0.58735 | 215.1924 | 2912108.6944 | 93751.8391 | #N/A | #N/A | #N/A | #N/A | #N/A | #N/A | #N/A | #N/A | #N/A | #N/A
[8 empty] | 13 | EX | 212.1295 | 10131.1386 | CP | 0.61782 | 9835.311 | 40 | FC | 0.48543 | 216.3888 | 7259270.5355 | 256562.5865 | 40 | DN | 0.53365 | 215.6071 | 2989906.2902 | 240608.342 | #N/A | 252932.9513 | #N/A | 216.3888 | 1 | 17 | 236.3888 | 20 | I | 0.58121 | 213.4717 | 43962466.92 | 154479.3377 | #N/A | #N/A | #N/A | #N/A | #N/A | #N/A | #N/A | #N/A | #N/A | #N/A | #N/A | 239113.3889 | #N/A | 215.6071 | 1 | 8 | 215.6071 | 20 | BF | 0.58735 | 215.1924 | 2912108.6944 | 96663.9478 | #N/A | #N/A | #N/A | #N/A | #N/A | #N/A | #N/A | #N/A | #N/A | #N/A
[8 empty] | 14 | EA | 212.5202 | 8449.3338 | CK | 0.61649 | 2809.5135 | 41 | EO | 0.49201 | 216.3907 | 5760001.7638 | 262322.5883 | 41 | DD | 0.53287 | 216.7481 | 5258648.8647 | 245866.9909 | #N/A | 259442.5874 | #N/A | 216.3907 | 1 | 18 | 216.3907 | 21 | DQ | 0.54594 | 213.5843 | 2303688.1635 | 154479.3377 | #N/A | #N/A | #N/A | #N/A | #N/A | #N/A | #N/A | #N/A | #N/A | #N/A | #N/A | 243237.6664 | #N/A | 216.7481 | 1 | 9 | 236.7481 | 21 | CW | 0.58617 | 211.8742 | 5414001.2075 | 96663.9478 | #N/A | #N/A | #N/A | #N/A | #N/A | #N/A | #N/A | #N/A | #N/A | #N/A
[8 empty] | 15 | EF | 212.6595 | 8503.236 | AD | 0.61461 | 1241.245 | 42 | FA | 0.49971 | 216.4426 | 7204385.7805 | 269526.9741 | 42 | AB | 0.5293 | 217.4476 | 1254073.672 | 247121.0645 | #N/A | 265924.7812 | #N/A | 216.4426 | 1 | 19 | 236.4426 | 21 | DQ | 0.54594 | 213.5843 | 2303688.1635 | 156783.0258 | #N/A | #N/A | #N/A | #N/A | #N/A | #N/A | #N/A | #N/A | #N/A | #N/A | #N/A | 246494.0277 | #N/A | 217.4476 | 1 | 10 | 217.4476 | 21 | CW | 0.58617 | 211.8742 | 5414001.2075 | 102077.949 | #N/A | #N/A | #N/A | #N/A | #N/A | #N/A | #N/A | #N/A | #N/A | #N/A
[8 empty] | 16 | DS | 212.8318 | 2315.0602 | AM | 0.61069 | 4021.5452 | 43 | AZ | 0.50689 | 216.6144 | 7476147.1004 | 277003.1212 | 43 | AK | 0.5278 | 220.8245 | 3865372.1716 | 250986.4367 | #N/A | 273265.0476 | #N/A | 216.6144 | 1 | 20 | 216.6144 | 22 | D | 0.51222 | 213.7607 | 21057694.3212 | 156783.0258 | #N/A | #N/A | #N/A | #N/A | #N/A | #N/A | #N/A | #N/A | #N/A | #N/A | #N/A | 249053.7506 | #N/A | 220.8245 | 1 | 11 | 240.8245 | 22 | EI | 0.58591 | 213.4193 | 6443357.7062 | 102077.949 | #N/A | #N/A | #N/A | #N/A | #N/A | #N/A | #N/A | #N/A | #N/A | #N/A
[8 empty] | 17 | DG | 212.9343 | 2846.2209 | DB | 0.59847 | 7190.4058 | 44 | CO | 0.53552 | 216.7063 | 3244270.4304 | 280247.3916 | 44 | DH | 0.52385 | 213.2947 | 4059389.0744 | 255045.8258 | #N/A | 278625.2564 | #N/A | 216.7063 | 1 | 21 | 236.7063 | 22 | D | 0.51222 | 213.7607 | 21057694.3212 | 177840.7201 | #N/A | #N/A | #N/A | #N/A | #N/A | #N/A | #N/A | #N/A | #N/A | #N/A | #N/A | 253016.1313 | #N/A | 213.2947 | 1 | 12 | 213.2947 | 22 | EI | 0.58591 | 213.4193 | 6443357.7062 | 108521.3067 | #N/A | #N/A | #N/A | #N/A | #N/A | #N/A | #N/A | #N/A | #N/A | #N/A
[8 empty] | 18 | DH | 213.2947 | 4059.3891 | DZ | 0.59255 | 6753.7529 | 45 | DD | 0.53287 | 216.7481 | 5258648.8647 | 285506.0405 | 45 | BC | 0.52328 | 217.2415 | 20146063.3888 | 275191.8892 | #N/A | 282876.7161 | #N/A | 216.7481 | 1 | 22 | 216.7481 | 23 | DU | 0.62116 | 214.0008 | 3108731.7279 | 177840.7201 | #N/A | #N/A | #N/A | #N/A | #N/A | #N/A | #N/A | #N/A | #N/A | #N/A | #N/A | 265118.8575 | #N/A | 217.2415 | 0 | 0 | 217.2415 | 23 | Q | 0.58555 | 214.1951 | 1379765.7461 | 108521.3067 | #N/A | #N/A | #N/A | #N/A | #N/A | #N/A | #N/A | #N/A | #N/A | #N/A
[8 empty] | 19 | EI | 213.4193 | 6443.3577 | EY | 0.5877 | 7748.2331 | 46 | DA | 0.54366 | 216.7601 | 9748844.0122 | 295254.8845 | 46 | EL | 0.52165 | 216.8187 | 10261217.5779 | 285453.1068 | #N/A | 290380.4625 | #N/A | 216.7601 | 1 | 23 | 236.7601 | 23 | DU | 0.62116 | 214.0008 | 3108731.7279 | 180949.4519 | #N/A | #N/A | #N/A | #N/A | #N/A | #N/A | #N/A | #N/A | #N/A | #N/A | #N/A | 280322.498 | #N/A | 216.8187 | 0 | 0 | 216.8187 | 23 | Q | 0.58555 | 214.1951 | 1379765.7461 | 109901.0724 | #N/A | #N/A | #N/A | #N/A | #N/A | #N/A | #N/A | #N/A | #N/A | #N/A
[8 empty] | 20 | I | 213.4717 | 43962.4669 | BF | 0.58735 | 2912.1087 | 47 | EL | 0.52165 | 216.8187 | 10261217.5779 | 305516.1021 | 47 | AY | 0.51782 | 217.4049 | 6368760.8247 | 291821.8676 | #N/A | 300385.4933 | #N/A | 216.8187 | 0 | 0 | 216.8187 | 24 | Q | 0.58555 | 214.1951 | 1379765.7461 | 180949.4519 | #N/A | #N/A | #N/A | #N/A | #N/A | #N/A | #N/A | #N/A | #N/A | #N/A | #N/A | 288637.4872 | #N/A | 217.4049 | 0 | 0 | 217.4049 | 24 | EF | 0.5848 | 212.6595 | 8503235.9819 | 109901.0724 | #N/A | #N/A | #N/A | #N/A | #N/A | #N/A | #N/A | #N/A | #N/A | #N/A
[8 empty] | 21 | DQ | 213.5843 | 2303.6882 | CW | 0.58617 | 5414.0012 | 48 | EZ | 0.47829 | 217.0181 | 8240193.9354 | 313756.296 | 48 | CL | 0.51775 | 218.1756 | 2681736.4467 | 294503.604 | #N/A | 309636.199 | #N/A | 217.0181 | 0 | 0 | 217.0181 | 24 | Q | 0.58555 | 214.1951 | 1379765.7461 | 182329.2176 | #N/A | #N/A | #N/A | #N/A | #N/A | #N/A | #N/A | #N/A | #N/A | #N/A | #N/A | 293162.7358 | #N/A | 218.1756 | 1 | 1 | 238.1756 | 24 | EF | 0.5848 | 212.6595 | 8503235.9819 | 118404.3084 | #N/A | #N/A | #N/A | #N/A | #N/A | #N/A | #N/A | #N/A | #N/A | #N/A
[8 empty] | 22 | D | 213.7607 | 21057.6943 | EI | 0.58591 | 6443.3577 | 49 | BN | 0.54393 | 217.0928 | 10400095.7267 | 324156.3917 | 49 | EJ | 0.51716 | 217.3367 | 5569681.9162 | 300073.2859 | #N/A | 318956.3439 | #N/A | 217.0928 | 0 | 0 | 217.0928 | 25 | EY | 0.5877 | 214.2579 | 7748233.1354 | 182329.2176 | #N/A | #N/A | #N/A | #N/A | #N/A | #N/A | #N/A | #N/A | #N/A | #N/A | #N/A | 297288.445 | #N/A | 217.3367 | 1 | 2 | 217.3367 | 25 | I | 0.58121 | 213.4717 | 43962466.92 | 118404.3084 | #N/A | #N/A | #N/A | #N/A | #N/A | #N/A | #N/A | #N/A | #N/A | #N/A
[8 empty] | 23 | DU | 214.0008 | 3108.7317 | Q | 0.58555 | 1379.7657 | 50 | BC | 0.52328 | 217.2415 | 20146063.3888 | 344302.4551 | 50 | CN | 0.51238 | 218.4303 | 2833639.4012 | 302906.9253 | #N/A | 334229.4234 | #N/A | 217.2415 | 0 | 0 | 217.2415 | 25 | EY | 0.5877 | 214.2579 | 7748233.1354 | 190077.4508 | #N/A | #N/A | #N/A | #N/A | #N/A | #N/A | #N/A | #N/A | #N/A | #N/A | #N/A | 301490.1056 | #N/A | 218.4303 | 1 | 3 | 238.4303 | 25 | I | 0.58121 | 213.4717 | 43962466.92 | 162366.7753 | #N/A | #N/A | #N/A | #N/A | #N/A | #N/A | #N/A | #N/A | #N/A | #N/A
[8 empty] | 24 | Q | 214.1951 | 1379.7657 | EF | 0.5848 | 8503.236 | 51 | EJ | 0.51716 | 217.3367 | 5569681.9162 | 349872.137 | 51 | D | 0.51222 | 213.7607 | 21057694.3212 | 323964.6197 | #N/A | 347087.2961 | #N/A | 217.3367 | 0 | 0 | 217.3367 | 26 | AD | 0.61461 | 214.4259 | 1241244.9604 | 190077.4508 | #N/A | #N/A | #N/A | #N/A | #N/A | #N/A | #N/A | #N/A | #N/A | #N/A | #N/A | 313435.7725 | #N/A | 213.7607 | 0 | 0 | 213.7607 | 26 | AF | 0.57828 | 222.3115 | 1728831.6649 | 162366.7753 | #N/A | #N/A | #N/A | #N/A | #N/A | #N/A | #N/A | #N/A | #N/A | #N/A
[8 empty] | 25 | EY | 214.2579 | 7748.2331 | I | 0.58121 | 43962.4669 | 52 | DE | 0.53407 | 217.3562 | 4712099.7961 | 354584.2368 | 52 | CS | 0.50853 | 218.7026 | 7745709.1335 | 331710.3288 | #N/A | 352228.1869 | #N/A | 217.3562 | 1 | 1 | 237.3562 | 26 | AD | 0.61461 | 214.4259 | 1241244.9604 | 191318.6957 | #N/A | #N/A | #N/A | #N/A | #N/A | #N/A | #N/A | #N/A | #N/A | #N/A | #N/A | 327837.4742 | #N/A | 218.7026 | 0 | 0 | 218.7026 | 26 | AF | 0.57828 | 222.3115 | 1728831.6649 | 164095.607 | #N/A | #N/A | #N/A | #N/A | #N/A | #N/A | #N/A | #N/A | #N/A | #N/A
[8 empty] | 26 | AD | 214.4259 | 1241.245 | AF | 0.57828 | 1728.8317 | 53 | AW | 0.48075 | 217.3731 | 4038806.8743 | 358623.0437 | 53 | EU | 0.50803 | 215.3708 | 4956332.2938 | 336666.6611 | #N/A | 356603.6403 | #N/A | 217.3731 | 1 | 2 | 217.3731 | 27 | AM | 0.61069 | 214.5234 | 4021545.2097 | 191318.6957 | #N/A | #N/A | #N/A | #N/A | #N/A | #N/A | #N/A | #N/A | #N/A | #N/A | #N/A | 334188.4949 | #N/A | 215.3708 | 1 | 1 | 235.3708 | 27 | AG | 0.56766 | 218.8096 | 2738853.7134 | 164095.607 | #N/A | #N/A | #N/A | #N/A | #N/A | #N/A | #N/A | #N/A | #N/A | #N/A
[8 empty] | 27 | AM | 214.5234 | 4021.5452 | AG | 0.56766 | 2738.8537 | 54 | AY | 0.51782 | 217.4049 | 6368760.8247 | 364991.8045 | 54 | AZ | 0.50689 | 216.6144 | 7476147.1004 | 344142.8082 | #N/A | 361807.4241 | #N/A | 217.4049 | 1 | 3 | 237.4049 | 27 | AM | 0.61069 | 214.5234 | 4021545.2097 | 195340.2409 | #N/A | #N/A | #N/A | #N/A | #N/A | #N/A | #N/A | #N/A | #N/A | #N/A | #N/A | 340404.7346 | #N/A | 216.6144 | 1 | 2 | 216.6144 | 27 | AG | 0.56766 | 218.8096 | 2738853.7134 | 166834.4607 | #N/A | #N/A | #N/A | #N/A | #N/A | #N/A | #N/A | #N/A | #N/A | #N/A
[8 empty] | 28 | CU | 214.6472 | 7116.1265 | CU | 0.5594 | 7116.1265 | 55 | AB | 0.5293 | 217.4476 | 1254073.672 | 366245.8782 | 55 | AV | 0.50344 | 220.5367 | 3985685.1663 | 348128.4934 | #N/A | 365618.8414 | #N/A | 217.4476 | 1 | 4 | 217.4476 | 28 | CU | 0.5594 | 214.6472 | 7116126.5244 | 195340.2409 | #N/A | #N/A | #N/A | #N/A | #N/A | #N/A | #N/A | #N/A | #N/A | #N/A | #N/A | 346135.6508 | #N/A | 220.5367 | 1 | 3 | 240.5367 | 28 | CU | 0.5594 | 214.6472 | 7116126.5244 | 166834.4607 | #N/A | #N/A | #N/A | #N/A | #N/A | #N/A | #N/A | #N/A | #N/A | #N/A
[8 empty] | 29 | BF | 215.1924 | 2912.1087 | EX | 0.55158 | 10131.1386 | 56 | DY | 0.48508 | 217.5813 | 8249214.6762 | 374495.0929 | 56 | EH | 0.50257 | 218.1717 | 7270768.4586 | 355399.2618 | #N/A | 370370.4855 | #N/A | 217.5813 | 1 | 5 | 237.5813 | 28 | CU | 0.5594 | 214.6472 | 7116126.5244 | 202456.3674 | #N/A | #N/A | #N/A | #N/A | #N/A | #N/A | #N/A | #N/A | #N/A | #N/A | #N/A | 351763.8776 | #N/A | 218.1717 | 1 | 4 | 218.1717 | 28 | CU | 0.5594 | 214.6472 | 7116126.5244 | 173950.5872 | #N/A | #N/A | #N/A | #N/A | #N/A | #N/A | #N/A | #N/A | #N/A | #N/A
[8 empty] | 30 | EU | 215.3708 | 4956.3323 | DQ | 0.54594 | 2303.6882 | 57 | ES | 0.47418 | 217.709 | 6038464.9624 | 380533.5578 | 57 | W | 0.50204 | 220.5044 | 3099851.5457 | 358499.1134 | #N/A | 377514.3254 | #N/A | 217.709 | 1 | 6 | 217.709 | 29 | BF | 0.58735 | 215.1924 | 2912108.6944 | 202456.3674 | #N/A | #N/A | #N/A | #N/A | #N/A | #N/A | #N/A | #N/A | #N/A | #N/A | #N/A | 356949.1876 | #N/A | 220.5044 | 1 | 5 | 240.5044 | 29 | EX | 0.55158 | 212.1295 | 10131138.6416 | 173950.5872 | #N/A | #N/A | #N/A | #N/A | #N/A | #N/A | #N/A | #N/A | #N/A | #N/A
[8 empty] | 31 | CQ | 215.44 | 6176.269 | BN | 0.54393 | 10400.0957 | 58 | BL | 0.48919 | 217.7476 | 2291926.4726 | 382825.4843 | 58 | FA | 0.49971 | 216.4426 | 7204385.7805 | 365703.4991 | #N/A | 381679.5211 | #N/A | 217.7476 | 1 | 7 | 237.7476 | 29 | BF | 0.58735 | 215.1924 | 2912108.6944 | 205368.4761 | #N/A | #N/A | #N/A | #N/A | #N/A | #N/A | #N/A | #N/A | #N/A | #N/A | #N/A | 362101.3063 | #N/A | 216.4426 | 1 | 6 | 216.4426 | 29 | EX | 0.55158 | 212.1295 | 10131138.6416 | 184081.7259 | #N/A | #N/A | #N/A | #N/A | #N/A | #N/A | #N/A | #N/A | #N/A | #N/A
[8 empty] | 32 | DN | 215.6071 | 2989.9063 | DA | 0.54366 | 9748.844 | 59 | EV | 0.47269 | 217.9757 | 4174354.8842 | 386999.8392 | 59 | AP | 0.49937 | 219.1093 | 18822683.7547 | 384526.1829 | #N/A | 384912.6618 | #N/A | 217.9757 | 1 | 8 | 217.9757 | 30 | EU | 0.50803 | 215.3708 | 4956332.2938 | 205368.4761 | #N/A | #N/A | #N/A | #N/A | #N/A | #N/A | #N/A | #N/A | #N/A | #N/A | #N/A | 375114.841 | #N/A | 219.1093 | 0 | 0 | 219.1093 | 30 | DQ | 0.54594 | 213.5843 | 2303688.1635 | 184081.7259 | #N/A | #N/A | #N/A | #N/A | #N/A | #N/A | #N/A | #N/A | #N/A | #N/A
[8 empty] | 33 | V | 215.7148 | 1666.3359 | CQ | 0.54172 | 6176.269 | 60 | EQ | 0.48505 | 218.1651 | 9497572.8631 | 396497.4121 | 60 | BK | 0.49784 | 219.1603 | 6381264.1505 | 390907.4471 | #N/A | 391748.6256 | #N/A | 218.1651 | 1 | 9 | 238.1651 | 30 | EU | 0.50803 | 215.3708 | 4956332.2938 | 210324.8084 | #N/A | #N/A | #N/A | #N/A | #N/A | #N/A | #N/A | #N/A | #N/A | #N/A | #N/A | 387716.815 | #N/A | 219.1603 | 0 | 0 | 219.1603 | 30 | DQ | 0.54594 | 213.5843 | 2303688.1635 | 186385.414 | #N/A | #N/A | #N/A | #N/A | #N/A | #N/A | #N/A | #N/A | #N/A | #N/A
[8 empty] | 34 | EE | 215.7449 | 9503.2129 | DL | 0.54146 | 4820.1257 | 61 | EH | 0.50257 | 218.1717 | 7270768.4586 | 403768.1805 | 61 | EE | 0.49547 | 215.7449 | 9503212.8558 | 400410.6599 | #N/A | 400132.7963 | #N/A | 218.1717 | 0 | 0 | 218.1717 | 31 | CQ | 0.54172 | 215.44 | 6176269.0077 | 210324.8084 | #N/A | #N/A | #N/A | #N/A | #N/A | #N/A | #N/A | #N/A | #N/A | #N/A | #N/A | 395659.0535 | #N/A | 215.7449 | 1 | 1 | 235.7449 | 31 | BN | 0.54393 | 217.0928 | 10400095.7267 | 186385.414 | #N/A | #N/A | #N/A | #N/A | #N/A | #N/A | #N/A | #N/A | #N/A | #N/A
[8 empty] | 35 | J | 215.9165 | 1779.7165 | ED | 0.53675 | 8571.8839 | 62 | CL | 0.51775 | 218.1756 | 2681736.4467 | 406449.917 | 62 | AQ | 0.49457 | 222.997 | 5829150.1875 | 406239.8101 | #N/A | 405109.0488 | #N/A | 218.1756 | 1 | 1 | 238.1756 | 31 | CQ | 0.54172 | 215.44 | 6176269.0077 | 216501.0774 | #N/A | #N/A | #N/A | #N/A | #N/A | #N/A | #N/A | #N/A | #N/A | #N/A | #N/A | 403325.235 | #N/A | 222.997 | 1 | 2 | 222.997 | 31 | BN | 0.54393 | 217.0928 | 10400095.7267 | 196785.5097 | #N/A | #N/A | #N/A | #N/A | #N/A | #N/A | #N/A | #N/A | #N/A | #N/A
[8 empty] | 36 | A | 215.9165 | 1779.7165 | J | 0.53641 | 1779.7165 | 63 | DV | 0.46359 | 218.2454 | 3198496.835 | 409648.4138 | 63 | BA | 0.49368 | 220.0111 | 14482384.6963 | 420722.1948 | #N/A | 408049.1654 | #N/A | 218.2454 | 1 | 2 | 218.2454 | 32 | DN | 0.53365 | 215.6071 | 2989906.2902 | 216501.0774 | #N/A | #N/A | #N/A | #N/A | #N/A | #N/A | #N/A | #N/A | #N/A | #N/A | #N/A | 413481.0024 | #N/A | 220.0111 | 0 | 0 | 220.0111 | 32 | DA | 0.54366 | 216.7601 | 9748844.0122 | 196785.5097 | #N/A | #N/A | #N/A | #N/A | #N/A | #N/A | #N/A | #N/A | #N/A | #N/A
[8 empty] | 37 | BS | 216.1177 | 1691.3408 | A | 0.53641 | 1779.7165 | 64 | AN | 0.48436 | 218.3134 | 4151248.1962 | 413799.662 | 64 | Y | 0.49338 | 219.7104 | 3791482.5853 | 424513.6774 | #N/A | 411724.0379 | #N/A | 218.3134 | 1 | 3 | 238.3134 | 32 | DN | 0.53365 | 215.6071 | 2989906.2902 | 219490.9837 | #N/A | #N/A | #N/A | #N/A | #N/A | #N/A | #N/A | #N/A | #N/A | #N/A | #N/A | 422617.9361 | #N/A | 219.7104 | 0 | 0 | 219.7104 | 32 | DA | 0.54366 | 216.7601 | 9748844.0122 | 206534.3538 | #N/A | #N/A | #N/A | #N/A | #N/A | #N/A | #N/A | #N/A | #N/A | #N/A
[8 empty] | 38 | DL | 216.1216 | 4820.1257 | CO | 0.53552 | 3244.2704 | 65 | BR | 0.46009 | 218.3355 | 3132021.1507 | 416931.6832 | 65 | BB | 0.49322 | 218.9155 | 11768117.7149 | 436281.7951 | #N/A | 415365.6726 | #N/A | 218.3355 | 1 | 4 | 218.3355 | 33 | V | 0.62309 | 215.7148 | 1666335.8968 | 219490.9837 | #N/A | #N/A | #N/A | #N/A | #N/A | #N/A | #N/A | #N/A | #N/A | #N/A | #N/A | 430397.7362 | #N/A | 218.9155 | 1 | 1 | 238.9155 | 33 | CQ | 0.54172 | 215.44 | 6176269.0077 | 206534.3538 | #N/A | #N/A | #N/A | #N/A | #N/A | #N/A | #N/A | #N/A | #N/A | #N/A
[8 empty] | 39 | ED | 216.3026 | 8571.8839 | DE | 0.53407 | 4712.0998 | 66 | CN | 0.51238 | 218.4303 | 2833639.4012 | 419765.3226 | 66 | EO | 0.49201 | 216.3907 | 5760001.7638 | 442041.7969 | #N/A | 418348.5029 | #N/A | 218.4303 | 1 | 5 | 238.4303 | 33 | V | 0.62309 | 215.7148 | 1666335.8968 | 221157.3196 | #N/A | #N/A | #N/A | #N/A | #N/A | #N/A | #N/A | #N/A | #N/A | #N/A | #N/A | 439161.796 | #N/A | 216.3907 | 0 | 0 | 216.3907 | 33 | CQ | 0.54172 | 215.44 | 6176269.0077 | 212710.6228 | #N/A | #N/A | #N/A | #N/A | #N/A | #N/A | #N/A | #N/A | #N/A | #N/A
[8 empty] | 40 | FC | 216.3888 | 7259.2705 | DN | 0.53365 | 2989.9063 | 67 | DT | 0.49143 | 218.5756 | 3595796.6901 | 423361.1192 | 67 | DT | 0.49143 | 218.5756 | 3595796.6901 | 445637.5935 | #N/A | 421563.2209 | #N/A | 218.5756 | 1 | 6 | 218.5756 | 34 | EE | 0.49547 | 215.7449 | 9503212.8558 | 221157.3196 | #N/A | #N/A | #N/A | #N/A | #N/A | #N/A | #N/A | #N/A | #N/A | #N/A | #N/A | 443839.6952 | #N/A | 218.5756 | 1 | 1 | 238.5756 | 34 | DL | 0.54146 | 216.1216 | 4820125.7249 | 212710.6228 | #N/A | #N/A | #N/A | #N/A | #N/A | #N/A | #N/A | #N/A | #N/A | #N/A
[8 empty] | 41 | EO | 216.3907 | 5760.0018 | DD | 0.53287 | 5258.6489 | 68 | BG | 0.45998 | 218.6133 | 3299945.5833 | 426661.0648 | 68 | BL | 0.48919 | 217.7476 | 2291926.4726 | 447929.52 | #N/A | 425011.092 | #N/A | 218.6133 | 1 | 7 | 238.6133 | 34 | EE | 0.49547 | 215.7449 | 9503212.8558 | 230660.5325 | #N/A | #N/A | #N/A | #N/A | #N/A | #N/A | #N/A | #N/A | #N/A | #N/A | #N/A | 446783.5568 | #N/A | 217.7476 | 1 | 2 | 217.7476 | 34 | DL | 0.54146 | 216.1216 | 4820125.7249 | 217530.7485 | #N/A | #N/A | #N/A | #N/A | #N/A | #N/A | #N/A | #N/A | #N/A | #N/A
[8 empty] | 42 | FA | 216.4426 | 7204.3858 | AB | 0.5293 | 1254.0737 | 69 | AH | 0.48302 | 218.6297 | 4791147.2693 | 431452.2121 | 69 | BS | 0.48748 | 216.1177 | 1691340.8021 | 449620.8608 | #N/A | 429056.6385 | #N/A | 218.6297 | 1 | 8 | 218.6297 | 35 | J | 0.53641 | 215.9165 | 1779716.5337 | 230660.5325 | #N/A | #N/A | #N/A | #N/A | #N/A | #N/A | #N/A | #N/A | #N/A | #N/A | #N/A | 448775.1904 | #N/A | 216.1177 | 1 | 3 | 236.1177 | 35 | ED | 0.53675 | 216.3026 | 8571883.9318 | 217530.7485 | #N/A | #N/A | #N/A | #N/A | #N/A | #N/A | #N/A | #N/A | #N/A | #N/A
[8 empty] | 43 | AZ | 216.6144 | 7476.1471 | AK | 0.5278 | 3865.3722 | 70 | CS | 0.50853 | 218.7026 | 7745709.1335 | 439197.9212 | 70 | BD | 0.48574 | 220.4806 | 2315348.6896 | 451936.2095 | #N/A | 435325.0667 | #N/A | 218.7026 | 1 | 9 | 238.7026 | 35 | J | 0.53641 | 215.9165 | 1779716.5337 | 232440.249 | #N/A | #N/A | #N/A | #N/A | #N/A | #N/A | #N/A | #N/A | #N/A | #N/A | #N/A | 450778.5352 | #N/A | 220.4806 | 1 | 4 | 220.4806 | 35 | ED | 0.53675 | 216.3026 | 8571883.9318 | 226102.6324 | #N/A | #N/A | #N/A | #N/A | #N/A | #N/A | #N/A | #N/A | #N/A | #N/A
[8 empty] | 44 | CO | 216.7063 | 3244.2704 | DH | 0.52385 | 4059.3891 | 71 | AX | 0.45947 | 218.7211 | 2943904.6802 | 442141.8259 | 71 | FC | 0.48543 | 216.3888 | 7259270.5355 | 459195.48 | #N/A | 440669.8736 | #N/A | 218.7211 | 1 | 10 | 218.7211 | 36 | A | 0.53641 | 215.9165 | 1779716.5337 | 232440.249 | #N/A | #N/A | #N/A | #N/A | #N/A | #N/A | #N/A | #N/A | #N/A | #N/A | #N/A | 455565.8448 | #N/A | 216.3888 | 1 | 5 | 236.3888 | 36 | J | 0.53641 | 215.9165 | 1779716.5337 | 226102.6324 | #N/A | #N/A | #N/A | #N/A | #N/A | #N/A | #N/A | #N/A | #N/A | #N/A
MAP OF ZONES | [7 empty] | 45 | DD | 216.7481 | 5258.6489 | BC | 0.52328 | 20146.0634 | 72 | AG | 0.56766 | 218.8096 | 2738853.7134 | 444880.6796 | 72 | DY | 0.48508 | 217.5813 | 8249214.6762 | 467444.6947 | #N/A | 443511.2528 | #N/A | 218.8096 | 1 | 11 | 238.8096 | 36 | A | 0.53641 | 215.9165 | 1779716.5337 | 234219.9656 | #N/A | #N/A | #N/A | #N/A | #N/A | #N/A | #N/A | #N/A | #N/A | #N/A | #N/A | 463320.0874 | #N/A | 217.5813 | 1 | 6 | 217.5813 | 36 | J | 0.53641 | 215.9165 | 1779716.5337 | 227882.349 | #N/A | #N/A | #N/A | #N/A | #N/A | #N/A | #N/A | #N/A | #N/A | #N/A
[8 empty] | 46 | DA | 216.7601 | 9748.844 | EL | 0.52165 | 10261.2176 | 73 | BB | 0.49322 | 218.9155 | 11768117.7149 | 456648.7973 | 73 | EQ | 0.48505 | 218.1651 | 9497572.8631 | 476942.2676 | #N/A | 450764.7385 | #N/A | 218.9155 | 1 | 12 | 218.9155 | 37 | BS | 0.48748 | 216.1177 | 1691340.8021 | 234219.9656 | #N/A | #N/A | #N/A | #N/A | #N/A | #N/A | #N/A | #N/A | #N/A | #N/A | #N/A | 472193.4812 | #N/A | 218.1651 | 0 | 0 | 218.1651 | 37 | A | 0.53641 | 215.9165 | 1779716.5337 | 227882.349 | #N/A | #N/A | #N/A | #N/A | #N/A | #N/A | #N/A | #N/A | #N/A | #N/A
[8 empty] | 47 | EL | 216.8187 | 10261.2176 | AY | 0.51782 | 6368.7608 | 74 | AR | 0.47203 | 219.0365 | 8475097.2412 | 465123.8946 | 74 | AN | 0.48436 | 218.3134 | 4151248.1962 | 481093.5158 | #N/A | 460886.346 | #N/A | 219.0365 | 0 | 0 | 219.0365 | 37 | BS | 0.48748 | 216.1177 | 1691340.8021 | 235911.3064 | #N/A | #N/A | #N/A | #N/A | #N/A | #N/A | #N/A | #N/A | #N/A | #N/A | #N/A | 479017.8917 | #N/A | 218.3134 | 1 | 1 | 238.3134 | 37 | A | 0.53641 | 215.9165 | 1779716.5337 | 229662.0655 | #N/A | #N/A | #N/A | #N/A | #N/A | #N/A | #N/A | #N/A | #N/A | #N/A
[8 empty] | 48 | EZ | 217.0181 | 8240.1939 | CL | 0.51775 | 2681.7364 | 75 | EK | 0.45702 | 219.1093 | 5009018.6347 | 470132.9132 | 75 | U | 0.48367 | 223.3227 | 1742770.342 | 482836.2861 | #N/A | 467628.4039 | #N/A | 219.1093 | 1 | 1 | 239.1093 | 38 | DL | 0.54146 | 216.1216 | 4820125.7249 | 235911.3064 | #N/A | #N/A | #N/A | #N/A | #N/A | #N/A | #N/A | #N/A | #N/A | #N/A | #N/A | 481964.901 | #N/A | 223.3227 | 1 | 2 | 223.3227 | 38 | CO | 0.53552 | 216.7063 | 3244270.4304 | 229662.0655 | #N/A | #N/A | #N/A | #N/A | #N/A | #N/A | #N/A | #N/A | #N/A | #N/A
[8 empty] | 49 | BN | 217.0928 | 10400.0957 | EJ | 0.51716 | 5569.6819 | 76 | AP | 0.49937 | 219.1093 | 18822683.7547 | 488955.597 | 76 | AH | 0.48302 | 218.6297 | 4791147.2693 | 487627.4334 | #N/A | 479544.2551 | #N/A | 219.1093 | 0 | 0 | 219.1093 | 38 | DL | 0.54146 | 216.1216 | 4820125.7249 | 240731.4321 | #N/A | #N/A | #N/A | #N/A | #N/A | #N/A | #N/A | #N/A | #N/A | #N/A | #N/A | 485231.8598 | #N/A | 218.6297 | 1 | 3 | 238.6297 | 38 | CO | 0.53552 | 216.7063 | 3244270.4304 | 232906.3359 | #N/A | #N/A | #N/A | #N/A | #N/A | #N/A | #N/A | #N/A | #N/A | #N/A
[8 empty] | 50 | BC | 217.2415 | 20146.0634 | CN | 0.51238 | 2833.6394 | 77 | BK | 0.49784 | 219.1603 | 6381264.1505 | 495336.8611 | 77 | EP | 0.48278 | 219.5407 | 5084989.4259 | 492712.4228 | #N/A | 492146.229 | #N/A | 219.1603 | 0 | 0 | 219.1603 | 39 | ED | 0.53675 | 216.3026 | 8571883.9318 | 240731.4321 | #N/A | #N/A | #N/A | #N/A | #N/A | #N/A | #N/A | #N/A | #N/A | #N/A | #N/A | 490169.9281 | #N/A | 219.5407 | 1 | 4 | 219.5407 | 39 | DE | 0.53407 | 217.3562 | 4712099.7961 | 232906.3359 | #N/A | #N/A | #N/A | #N/A | #N/A | #N/A | #N/A | #N/A | #N/A | #N/A
[8 empty] | 51 | EJ | 217.3367 | 5569.6819 | D | 0.51222 | 21057.6943 | 78 | EW | 0.45165 | 219.2662 | 5331543.2045 | 500668.4043 | 78 | AW | 0.48075 | 217.3731 | 4038806.8743 | 496751.2297 | #N/A | 498002.6327 | #N/A | 219.2662 | 1 | 1 | 239.2662 | 39 | ED | 0.53675 | 216.3026 | 8571883.9318 | 249303.316 | #N/A | #N/A | #N/A | #N/A | #N/A | #N/A | #N/A | #N/A | #N/A | #N/A | #N/A | 494731.8263 | #N/A | 217.3731 | 1 | 5 | 237.3731 | 39 | DE | 0.53407 | 217.3562 | 4712099.7961 | 237618.4357 | #N/A | #N/A | #N/A | #N/A | #N/A | #N/A | #N/A | #N/A | #N/A | #N/A
[8 empty] | 52 | DE | 217.3562 | 4712.0998 | CS | 0.50853 | 7745.7091 | 79 | R | 0.4491 | 219.4299 | 2330966.1378 | 502999.3705 | 79 | EZ | 0.47829 | 217.0181 | 8240193.9354 | 504991.4236 | #N/A | 501833.8874 | #N/A | 219.4299 | 1 | 2 | 219.4299 | 40 | FC | 0.48543 | 216.3888 | 7259270.5355 | 249303.316 | #N/A | #N/A | #N/A | #N/A | #N/A | #N/A | #N/A | #N/A | #N/A | #N/A | #N/A | 500871.3267 | #N/A | 217.0181 | 1 | 6 | 217.0181 | 40 | DN | 0.53365 | 215.6071 | 2989906.2902 | 237618.4357 | #N/A | #N/A | #N/A | #N/A | #N/A | #N/A | #N/A | #N/A | #N/A | #N/A
[8 empty] | 53 | AW | 217.3731 | 4038.8069 | EU | 0.50803 | 4956.3323 | 80 | FB | 0.45055 | 219.5375 | 8013633.1909 | 511013.0037 | 80 | ES | 0.47418 | 217.709 | 6038464.9624 | 511029.8886 | #N/A | 507006.1871 | #N/A | 219.5375 | 1 | 3 | 239.5375 | 40 | FC | 0.48543 | 216.3888 | 7259270.5355 | 256562.5865 | #N/A | #N/A | #N/A | #N/A | #N/A | #N/A | #N/A | #N/A | #N/A | #N/A | #N/A | 508010.6561 | #N/A | 217.709 | 1 | 7 | 237.709 | 40 | DN | 0.53365 | 215.6071 | 2989906.2902 | 240608.342 | #N/A | #N/A | #N/A | #N/A | #N/A | #N/A | #N/A | #N/A | #N/A | #N/A
[8 empty] | 54 | AY | 217.4049 | 6368.7608 | AZ | 0.50689 | 7476.1471 | 81 | EP | 0.48278 | 219.5407 | 5084989.4259 | 516097.9931 | 81 | EV | 0.47269 | 217.9757 | 4174354.8842 | 515204.2435 | #N/A | 513555.4984 | #N/A | 219.5407 | 1 | 4 | 219.5407 | 41 | EO | 0.49201 | 216.3907 | 5760001.7638 | 256562.5865 | #N/A | #N/A | #N/A | #N/A | #N/A | #N/A | #N/A | #N/A | #N/A | #N/A | #N/A | 513117.066 | #N/A | 217.9757 | 1 | 8 | 217.9757 | 41 | DD | 0.53287 | 216.7481 | 5258648.8647 | 240608.342 | #N/A | #N/A | #N/A | #N/A | #N/A | #N/A | #N/A | #N/A | #N/A | #N/A
[8 empty] | 55 | AB | 217.4476 | 1254.0737 | AV | 0.50344 | 3985.6852 | 82 | CJ | 0.4459 | 219.5566 | 4982087.2197 | 521080.0803 | 82 | AR | 0.47203 | 219.0365 | 8475097.2412 | 523679.3407 | #N/A | 518589.0367 | #N/A | 219.5566 | 1 | 5 | 239.5566 | 41 | EO | 0.49201 | 216.3907 | 5760001.7638 | 262322.5883 | #N/A | #N/A | #N/A | #N/A | #N/A | #N/A | #N/A | #N/A | #N/A | #N/A | #N/A | 519441.7921 | #N/A | 219.0365 | 1 | 9 | 239.0365 | 41 | DD | 0.53287 | 216.7481 | 5258648.8647 | 245866.9909 | #N/A | #N/A | #N/A | #N/A | #N/A | #N/A | #N/A | #N/A | #N/A | #N/A
[8 empty] | 56 | DY | 217.5813 | 8249.2147 | EH | 0.50257 | 7270.7685 | 83 | Y | 0.49338 | 219.7104 | 3791482.5853 | 524871.5629 | 83 | DV | 0.46359 | 218.2454 | 3198496.835 | 526877.8375 | #N/A | 522975.8216 | #N/A | 219.7104 | 1 | 6 | 219.7104 | 42 | FA | 0.49971 | 216.4426 | 7204385.7805 | 262322.5883 | #N/A | #N/A | #N/A | #N/A | #N/A | #N/A | #N/A | #N/A | #N/A | #N/A | #N/A | 525278.5891 | #N/A | 218.2454 | 1 | 10 | 218.2454 | 42 | AB | 0.5293 | 217.4476 | 1254073.672 | 245866.9909 | #N/A | #N/A | #N/A | #N/A | #N/A | #N/A | #N/A | #N/A | #N/A | #N/A
[8 empty] | 57 | ES | 217.709 | 6038.465 | W | 0.50204 | 3099.8515 | 84 | EC | 0.44108 | 219.8303 | 5314202.7948 | 530185.7657 | 84 | CR | 0.46032 | 222.7659 | 8791644.2417 | 535669.4818 | #N/A | 527528.6643 | #N/A | 219.8303 | 1 | 7 | 239.8303 | 42 | FA | 0.49971 | 216.4426 | 7204385.7805 | 269526.9741 | #N/A | #N/A | #N/A | #N/A | #N/A | #N/A | #N/A | #N/A | #N/A | #N/A | #N/A | 531273.6597 | #N/A | 222.7659 | 1 | 11 | 242.7659 | 42 | AB | 0.5293 | 217.4476 | 1254073.672 | 247121.0645 | #N/A | #N/A | #N/A | #N/A | #N/A | #N/A | #N/A | #N/A | #N/A | #N/A
[8 empty] | 58 | BL | 217.7476 | 2291.9265 | FA | 0.49971 | 7204.3858 | 85 | DF | 0.45772 | 219.9951 | 3018318.7292 | 533204.0844 | 85 | BR | 0.46009 | 218.3355 | 3132021.1507 | 538801.5029 | #N/A | 531694.925 | #N/A | 219.9951 | 1 | 8 | 219.9951 | 43 | AZ | 0.50689 | 216.6144 | 7476147.1004 | 269526.9741 | #N/A | #N/A | #N/A | #N/A | #N/A | #N/A | #N/A | #N/A | #N/A | #N/A | #N/A | 537235.4924 | #N/A | 218.3355 | 1 | 12 | 218.3355 | 43 | AK | 0.5278 | 220.8245 | 3865372.1716 | 247121.0645 | #N/A | #N/A | #N/A | #N/A | #N/A | #N/A | #N/A | #N/A | #N/A | #N/A
[8 empty] | 59 | EV | 217.9757 | 4174.3549 | AP | 0.49937 | 18822.6838 | 86 | BA | 0.49368 | 220.0111 | 14482384.6963 | 547686.4691 | 86 | BG | 0.45998 | 218.6133 | 3299945.5833 | 542101.4485 | #N/A | 540445.2768 | #N/A | 220.0111 | 0 | 0 | 220.0111 | 43 | AZ | 0.50689 | 216.6144 | 7476147.1004 | 277003.1212 | #N/A | #N/A | #N/A | #N/A | #N/A | #N/A | #N/A | #N/A | #N/A | #N/A | #N/A | 540451.4757 | #N/A | 218.6133 | 1 | 13 | 238.6133 | 43 | AK | 0.5278 | 220.8245 | 3865372.1716 | 250986.4367 | #N/A | #N/A | #N/A | #N/A | #N/A | #N/A | #N/A | #N/A | #N/A | #N/A
[8 empty] | 60 | EQ | 218.1651 | 9497.5729 | BK | 0.49784 | 6381.2642 | 87 | BP | 0.44746 | 220.0198 | 300718.4449 | 547987.1876 | 87 | AX | 0.45947 | 218.7211 | 2943904.6802 | 545045.3532 | #N/A | 547836.8283 | #N/A | 220.0198 | 1 | 1 | 240.0198 | 44 | CO | 0.53552 | 216.7063 | 3244270.4304 | 277003.1212 | #N/A | #N/A | #N/A | #N/A | #N/A | #N/A | #N/A | #N/A | #N/A | #N/A | #N/A | 543573.4009 | #N/A | 218.7211 | 1 | 14 | 218.7211 | 44 | DH | 0.52385 | 213.2947 | 4059389.0744 | 250986.4367 | #N/A | #N/A | #N/A | #N/A | #N/A | #N/A | #N/A | #N/A | #N/A | #N/A
[8 empty] | 61 | EH | 218.1717 | 7270.7685 | EE | 0.49547 | 9503.2129 | 88 | BO | 0.44746 | 220.0198 | 300718.4449 | 548287.906 | 88 | AI | 0.45841 | 220.642 | 3925248.4491 | 548970.6017 | #N/A | 548137.5468 | #N/A | 220.0198 | 1 | 2 | 220.0198 | 44 | CO | 0.53552 | 216.7063 | 3244270.4304 | 280247.3916 | #N/A | #N/A | #N/A | #N/A | #N/A | #N/A | #N/A | #N/A | #N/A | #N/A | #N/A | 547007.9774 | #N/A | 220.642 | 1 | 15 | 240.642 | 44 | DH | 0.52385 | 213.2947 | 4059389.0744 | 255045.8258 | #N/A | #N/A | #N/A | #N/A | #N/A | #N/A | #N/A | #N/A | #N/A | #N/A
[8 empty] | 62 | CL | 218.1756 | 2681.7364 | AQ | 0.49457 | 5829.1502 | 89 | L | 0.44354 | 220.1077 | 284747.824 | 548572.6538 | 89 | DF | 0.45772 | 219.9951 | 3018318.7292 | 551988.9204 | #N/A | 548430.2799 | #N/A | 220.1077 | 1 | 3 | 240.1077 | 45 | DD | 0.53287 | 216.7481 | 5258648.8647 | 280247.3916 | #N/A | #N/A | #N/A | #N/A | #N/A | #N/A | #N/A | #N/A | #N/A | #N/A | #N/A | 550479.761 | #N/A | 219.9951 | 1 | 16 | 219.9951 | 45 | BC | 0.52328 | 217.2415 | 20146063.3888 | 255045.8258 | #N/A | #N/A | #N/A | #N/A | #N/A | #N/A | #N/A | #N/A | #N/A | #N/A
[8 empty] | 63 | DV | 218.2454 | 3198.4968 | BA | 0.49368 | 14482.3847 | 90 | K | 0.44354 | 220.1077 | 284747.824 | 548857.4016 | 90 | AT | 0.45739 | 220.5028 | 9857678.4596 | 561846.5988 | #N/A | 548715.0277 | #N/A | 220.1077 | 1 | 4 | 220.1077 | 45 | DD | 0.53287 | 216.7481 | 5258648.8647 | 285506.0405 | #N/A | #N/A | #N/A | #N/A | #N/A | #N/A | #N/A | #N/A | #N/A | #N/A | #N/A | 556917.7596 | #N/A | 220.5028 | 1 | 17 | 240.5028 | 45 | BC | 0.52328 | 217.2415 | 20146063.3888 | 275191.8892 | #N/A | #N/A | #N/A | #N/A | #N/A | #N/A | #N/A | #N/A | #N/A | #N/A
[8 empty] | 64 | AN | 218.3134 | 4151.2482 | Y | 0.49338 | 3791.4826 | 91 | AS | 0.44129 | 220.1339 | 6544785.4305 | 555402.1871 | 91 | EK | 0.45702 | 219.1093 | 5009018.6347 | 566855.6175 | #N/A | 552129.7944 | #N/A | 220.1339 | 1 | 5 | 240.1339 | 46 | DA | 0.54366 | 216.7601 | 9748844.0122 | 285506.0405 | #N/A | #N/A | #N/A | #N/A | #N/A | #N/A | #N/A | #N/A | #N/A | #N/A | #N/A | 564351.1082 | #N/A | 219.1093 | 1 | 18 | 219.1093 | 46 | EL | 0.52165 | 216.8187 | 10261217.5779 | 275191.8892 | #N/A | #N/A | #N/A | #N/A | #N/A | #N/A | #N/A | #N/A | #N/A | #N/A
[8 empty] | 65 | BR | 218.3355 | 3132.0212 | BB | 0.49322 | 11768.1177 | 92 | BZ | 0.43993 | 220.1904 | 6908142.7624 | 562310.3298 | 92 | EW | 0.45165 | 219.2662 | 5331543.2045 | 572187.1607 | #N/A | 558856.2585 | #N/A | 220.1904 | 1 | 6 | 220.1904 | 46 | DA | 0.54366 | 216.7601 | 9748844.0122 | 295254.8845 | #N/A | #N/A | #N/A | #N/A | #N/A | #N/A | #N/A | #N/A | #N/A | #N/A | #N/A | 569521.3891 | #N/A | 219.2662 | 1 | 19 | 239.2662 | 46 | EL | 0.52165 | 216.8187 | 10261217.5779 | 285453.1068 | #N/A | #N/A | #N/A | #N/A | #N/A | #N/A | #N/A | #N/A | #N/A | #N/A
[8 empty] | 66 | CN | 218.4303 | 2833.6394 | EO | 0.49201 | 5760.0018 | 93 | CF | 0.43721 | 220.2967 | 5581718.3194 | 567892.0482 | 93 | CZ | 0.45158 | 223.6033 | 5749407.8477 | 577936.5685 | #N/A | 565101.189 | #N/A | 220.2967 | 1 | 7 | 240.2967 | 47 | EL | 0.52165 | 216.8187 | 10261217.5779 | 295254.8845 | #N/A | #N/A | #N/A | #N/A | #N/A | #N/A | #N/A | #N/A | #N/A | #N/A | #N/A | 575061.8646 | #N/A | 223.6033 | 1 | 20 | 223.6033 | 47 | AY | 0.51782 | 217.4049 | 6368760.8247 | 285453.1068 | #N/A | #N/A | #N/A | #N/A | #N/A | #N/A | #N/A | #N/A | #N/A | #N/A
[8 empty] | 67 | DT | 218.5756 | 3595.7967 | DT | 0.49143 | 3595.7967 | 94 | BD | 0.48574 | 220.4806 | 2315348.6896 | 570207.3968 | 94 | FB | 0.45055 | 219.5375 | 8013633.1909 | 585950.2017 | #N/A | 569049.7225 | #N/A | 220.4806 | 1 | 8 | 220.4806 | 47 | EL | 0.52165 | 216.8187 | 10261217.5779 | 305516.1021 | #N/A | #N/A | #N/A | #N/A | #N/A | #N/A | #N/A | #N/A | #N/A | #N/A | #N/A | 581943.3851 | #N/A | 219.5375 | 1 | 21 | 239.5375 | 47 | AY | 0.51782 | 217.4049 | 6368760.8247 | 291821.8676 | #N/A | #N/A | #N/A | #N/A | #N/A | #N/A | #N/A | #N/A | #N/A | #N/A
[8 empty] | 68 | BG | 218.6133 | 3299.9456 | BL | 0.48919 | 2291.9265 | 95 | AT | 0.45739 | 220.5028 | 9857678.4596 | 580065.0753 | 95 | R | 0.4491 | 219.4299 | 2330966.1378 | 588281.1679 | #N/A | 575136.2361 | #N/A | 220.5028 | 1 | 9 | 240.5028 | 48 | EZ | 0.47829 | 217.0181 | 8240193.9354 | 305516.1021 | #N/A | #N/A | #N/A | #N/A | #N/A | #N/A | #N/A | #N/A | #N/A | #N/A | #N/A | 587115.6848 | #N/A | 219.4299 | 1 | 22 | 219.4299 | 48 | CL | 0.51775 | 218.1756 | 2681736.4467 | 291821.8676 | #N/A | #N/A | #N/A | #N/A | #N/A | #N/A | #N/A | #N/A | #N/A | #N/A
[8 empty] | 69 | AH | 218.6297 | 4791.1473 | BS | 0.48748 | 1691.3408 | 96 | W | 0.50204 | 220.5044 | 3099851.5457 | 583164.9269 | 96 | BP | 0.44746 | 220.0198 | 300718.4449 | 588581.8863 | #N/A | 581615.0011 | #N/A | 220.5044 | 1 | 10 | 220.5044 | 48 | EZ | 0.47829 | 217.0181 | 8240193.9354 | 313756.296 | #N/A | #N/A | #N/A | #N/A | #N/A | #N/A | #N/A | #N/A | #N/A | #N/A | #N/A | 588431.5271 | #N/A | 220.0198 | 1 | 23 | 240.0198 | 48 | CL | 0.51775 | 218.1756 | 2681736.4467 | 294503.604 | #N/A | #N/A | #N/A | #N/A | #N/A | #N/A | #N/A | #N/A | #N/A | #N/A
[8 empty] | 70 | CS | 218.7026 | 7745.7091 | BD | 0.48574 | 2315.3487 | 97 | AV | 0.50344 | 220.5367 | 3985685.1663 | 587150.612 | 97 | BO | 0.44746 | 220.0198 | 300718.4449 | 588882.6047 | #N/A | 585157.7694 | #N/A | 220.5367 | 1 | 11 | 240.5367 | 49 | BN | 0.54393 | 217.0928 | 10400095.7267 | 313756.296 | #N/A | #N/A | #N/A | #N/A | #N/A | #N/A | #N/A | #N/A | #N/A | #N/A | #N/A | 588732.2455 | #N/A | 220.0198 | 1 | 24 | 220.0198 | 49 | EJ | 0.51716 | 217.3367 | 5569681.9162 | 294503.604 | #N/A | #N/A | #N/A | #N/A | #N/A | #N/A | #N/A | #N/A | #N/A | #N/A
[8 empty] | 71 | AX | 218.7211 | 2943.9047 | FC | 0.48543 | 7259.2705 | 98 | AI | 0.45841 | 220.642 | 3925248.4491 | 591075.8605 | 98 | CJ | 0.4459 | 219.5566 | 4982087.2197 | 593864.692 | #N/A | 589113.2362 | #N/A | 220.642 | 1 | 12 | 220.642 | 49 | BN | 0.54393 | 217.0928 | 10400095.7267 | 324156.3917 | #N/A | #N/A | #N/A | #N/A | #N/A | #N/A | #N/A | #N/A | #N/A | #N/A | #N/A | 591373.6484 | #N/A | 219.5566 | 1 | 25 | 239.5566 | 49 | EJ | 0.51716 | 217.3367 | 5569681.9162 | 300073.2859 | #N/A | #N/A | #N/A | #N/A | #N/A | #N/A | #N/A | #N/A | #N/A | #N/A
[8 empty] | 72 | AG | 218.8096 | 2738.8537 | DY | 0.48508 | 8249.2147 | 99 | ET | 0.43188 | 220.7338 | 5126777.0387 | 596202.6375 | 99 | T | 0.44529 | 221.5255 | 2724029.505 | 596588.7215 | #N/A | 593639.249 | #N/A | 220.7338 | 1 | 13 | 240.7338 | 50 | BC | 0.52328 | 217.2415 | 20146063.3888 | 324156.3917 | #N/A | #N/A | #N/A | #N/A | #N/A | #N/A | #N/A | #N/A | #N/A | #N/A | #N/A | 595226.7067 | #N/A | 221.5255 | 1 | 26 | 221.5255 | 50 | CN | 0.51238 | 218.4303 | 2833639.4012 | 300073.2859 | #N/A | #N/A | #N/A | #N/A | #N/A | #N/A | #N/A | #N/A | #N/A | #N/A
[8 empty] | 73 | BB | 218.9155 | 11768.1177 | EQ | 0.48505 | 9497.5729 | 100 | AK | 0.5278 | 220.8245 | 3865372.1716 | 600068.0097 | 100 | BI | 0.4445 | 222.8052 | 2986257.133 | 599574.9786 | #N/A | 598135.3236 | #N/A | 220.8245 | 1 | 14 | 220.8245 | 50 | BC | 0.52328 | 217.2415 | 20146063.3888 | 344302.4551 | #N/A | #N/A | #N/A | #N/A | #N/A | #N/A | #N/A | #N/A | #N/A | #N/A | #N/A | 598081.85 | #N/A | 222.8052 | 1 | 27 | 242.8052 | 50 | CN | 0.51238 | 218.4303 | 2833639.4012 | 302906.9253 | #N/A | #N/A | #N/A | #N/A | #N/A | #N/A | #N/A | #N/A | #N/A | #N/A
[8 empty] | 74 | AR | 219.0365 | 8475.0972 | AN | 0.48436 | 4151.2482 | 101 | BT | 0.43023 | 220.8446 | 2627427.5887 | 602695.4373 | 101 | L | 0.44354 | 220.1077 | 284747.824 | 599859.7264 | #N/A | 601381.7235 | #N/A | 220.8446 | 1 | 15 | 240.8446 | 51 | EJ | 0.51716 | 217.3367 | 5569681.9162 | 344302.4551 | #N/A | #N/A | #N/A | #N/A | #N/A | #N/A | #N/A | #N/A | #N/A | #N/A | #N/A | 599717.3525 | #N/A | 220.1077 | 1 | 28 | 220.1077 | 51 | D | 0.51222 | 213.7607 | 21057694.3212 | 302906.9253 | #N/A | #N/A | #N/A | #N/A | #N/A | #N/A | #N/A | #N/A | #N/A | #N/A
[8 empty] | 75 | EK | 219.1093 | 5009.0186 | U | 0.48367 | 1742.7703 | 102 | DR | 0.43038 | 221.2675 | 1978240.1942 | 604673.6775 | 102 | K | 0.44354 | 220.1077 | 284747.824 | 600144.4743 | #N/A | 603684.5574 | #N/A | 221.2675 | 1 | 16 | 221.2675 | 51 | EJ | 0.51716 | 217.3367 | 5569681.9162 | 349872.137 | #N/A | #N/A | #N/A | #N/A | #N/A | #N/A | #N/A | #N/A | #N/A | #N/A | #N/A | 600002.1003 | #N/A | 220.1077 | 1 | 29 | 240.1077 | 51 | D | 0.51222 | 213.7607 | 21057694.3212 | 323964.6197 | #N/A | #N/A | #N/A | #N/A | #N/A | #N/A | #N/A | #N/A | #N/A | #N/A
[8 empty] | 76 | AP | 219.1093 | 18822.6838 | AH | 0.48302 | 4791.1473 | 103 | BU | 0.42496 | 221.3596 | 4668132.0271 | 609341.8095 | 103 | AS | 0.44129 | 220.1339 | 6544785.4305 | 606689.2597 | #N/A | 607007.7435 | #N/A | 221.3596 | 1 | 17 | 241.3596 | 52 | DE | 0.53407 | 217.3562 | 4712099.7961 | 349872.137 | #N/A | #N/A | #N/A | #N/A | #N/A | #N/A | #N/A | #N/A | #N/A | #N/A | #N/A | 603416.867 | #N/A | 220.1339 | 1 | 30 | 220.1339 | 52 | CS | 0.50853 | 218.7026 | 7745709.1335 | 323964.6197 | #N/A | #N/A | #N/A | #N/A | #N/A | #N/A | #N/A | #N/A | #N/A | #N/A
[8 empty] | 77 | BK | 219.1603 | 6381.2642 | EP | 0.48278 | 5084.9894 | 104 | Z | 0.42559 | 221.3661 | 2821919.1814 | 612163.7287 | 104 | EC | 0.44108 | 219.8303 | 5314202.7948 | 612003.4625 | #N/A | 610752.7691 | #N/A | 221.3661 | 1 | 18 | 221.3661 | 52 | DE | 0.53407 | 217.3562 | 4712099.7961 | 354584.2368 | #N/A | #N/A | #N/A | #N/A | #N/A | #N/A | #N/A | #N/A | #N/A | #N/A | #N/A | 609346.3611 | #N/A | 219.8303 | 1 | 31 | 239.8303 | 52 | CS | 0.50853 | 218.7026 | 7745709.1335 | 331710.3288 | #N/A | #N/A | #N/A | #N/A | #N/A | #N/A | #N/A | #N/A | #N/A | #N/A
[8 empty] | 78 | EW | 219.2662 | 5331.5432 | AW | 0.48075 | 4038.8069 | 105 | CG | 0.42346 | 221.3754 | 7863085.7506 | 620026.8144 | 105 | BZ | 0.43993 | 220.1904 | 6908142.7624 | 618911.6052 | #N/A | 616095.2715 | #N/A | 221.3754 | 1 | 19 | 241.3754 | 53 | AW | 0.48075 | 217.3731 | 4038806.8743 | 354584.2368 | #N/A | #N/A | #N/A | #N/A | #N/A | #N/A | #N/A | #N/A | #N/A | #N/A | #N/A | 615457.5339 | #N/A | 220.1904 | 1 | 32 | 220.1904 | 53 | EU | 0.50803 | 215.3708 | 4956332.2938 | 331710.3288 | #N/A | #N/A | #N/A | #N/A | #N/A | #N/A | #N/A | #N/A | #N/A | #N/A
[8 empty] | 79 | R | 219.4299 | 2330.9661 | EZ | 0.47829 | 8240.1939 | 106 | AO | 0.43546 | 221.4169 | 7004805.9536 | 627031.6204 | 106 | CX | 0.43915 | 225.164 | 9301114.6002 | 628212.7198 | #N/A | 623529.2174 | #N/A | 221.4169 | 1 | 20 | 221.4169 | 53 | AW | 0.48075 | 217.3731 | 4038806.8743 | 358623.0437 | #N/A | #N/A | #N/A | #N/A | #N/A | #N/A | #N/A | #N/A | #N/A | #N/A | #N/A | 623562.1625 | #N/A | 225.164 | 0 | 0 | 225.164 | 53 | EU | 0.50803 | 215.3708 | 4956332.2938 | 336666.6611 | #N/A | #N/A | #N/A | #N/A | #N/A | #N/A | #N/A | #N/A | #N/A | #N/A
[8 empty] | 80 | FB | 219.5375 | 8013.6332 | ES | 0.47418 | 6038.465 | 107 | CB | 0.42319 | 221.4351 | 6612438.4015 | 633644.0588 | 107 | CY | 0.43823 | 224.6509 | 7028269.1828 | 635240.989 | #N/A | 630337.8396 | #N/A | 221.4351 | 1 | 21 | 241.4351 | 54 | AY | 0.51782 | 217.4049 | 6368760.8247 | 358623.0437 | #N/A | #N/A | #N/A | #N/A | #N/A | #N/A | #N/A | #N/A | #N/A | #N/A | #N/A | 631726.8544 | #N/A | 224.6509 | 0 | 0 | 224.6509 | 54 | AZ | 0.50689 | 216.6144 | 7476147.1004 | 336666.6611 | #N/A | #N/A | #N/A | #N/A | #N/A | #N/A | #N/A | #N/A | #N/A | #N/A
[8 empty] | 81 | EP | 219.5407 | 5084.9894 | EV | 0.47269 | 4174.3549 | 108 | T | 0.44529 | 221.5255 | 2724029.505 | 636368.0883 | 108 | X | 0.43733 | 222.1875 | 4176975.2563 | 639417.9643 | #N/A | 635006.0735 | #N/A | 221.5255 | 1 | 22 | 221.5255 | 54 | AY | 0.51782 | 217.4049 | 6368760.8247 | 364991.8045 | #N/A | #N/A | #N/A | #N/A | #N/A | #N/A | #N/A | #N/A | #N/A | #N/A | #N/A | 637329.4767 | #N/A | 222.1875 | 1 | 1 | 242.1875 | 54 | AZ | 0.50689 | 216.6144 | 7476147.1004 | 344142.8082 | #N/A | #N/A | #N/A | #N/A | #N/A | #N/A | #N/A | #N/A | #N/A | #N/A
[8 empty] | 82 | CJ | 219.5566 | 4982.0872 | AR | 0.47203 | 8475.0972 | 109 | AC | 0.42461 | 221.8809 | 1559138.3425 | 637927.2266 | 109 | CF | 0.43721 | 220.2967 | 5581718.3194 | 644999.6826 | #N/A | 637147.6575 | #N/A | 221.8809 | 1 | 23 | 241.8809 | 55 | AB | 0.5293 | 217.4476 | 1254073.672 | 364991.8045 | #N/A | #N/A | #N/A | #N/A | #N/A | #N/A | #N/A | #N/A | #N/A | #N/A | #N/A | 642208.8234 | #N/A | 220.2967 | 1 | 2 | 220.2967 | 55 | AV | 0.50344 | 220.5367 | 3985685.1663 | 344142.8082 | #N/A | #N/A | #N/A | #N/A | #N/A | #N/A | #N/A | #N/A | #N/A | #N/A
[8 empty] | 83 | Y | 219.7104 | 3791.4826 | DV | 0.46359 | 3198.4968 | 110 | DM | 0.41988 | 221.965 | 3496857.0737 | 641424.0837 | 110 | AO | 0.43546 | 221.4169 | 7004805.9536 | 652004.4886 | #N/A | 639675.6552 | #N/A | 221.965 | 1 | 24 | 221.965 | 55 | AB | 0.5293 | 217.4476 | 1254073.672 | 366245.8782 | #N/A | #N/A | #N/A | #N/A | #N/A | #N/A | #N/A | #N/A | #N/A | #N/A | #N/A | 648502.0856 | #N/A | 221.4169 | 1 | 3 | 241.4169 | 55 | AV | 0.50344 | 220.5367 | 3985685.1663 | 348128.4934 | #N/A | #N/A | #N/A | #N/A | #N/A | #N/A | #N/A | #N/A | #N/A | #N/A
[8 empty] | 84 | EC | 219.8303 | 5314.2028 | CR | 0.46032 | 8791.6442 | 111 | CC | 0.41762 | 222.0801 | 5743803.7398 | 647167.8874 | 111 | BM | 0.4328 | 226.1097 | 8309311.6646 | 660313.8002 | #N/A | 644295.9856 | #N/A | 222.0801 | 1 | 25 | 242.0801 | 56 | DY | 0.48508 | 217.5813 | 8249214.6762 | 366245.8782 | #N/A | #N/A | #N/A | #N/A | #N/A | #N/A | #N/A | #N/A | #N/A | #N/A | #N/A | 656159.1444 | #N/A | 226.1097 | 1 | 4 | 226.1097 | 56 | EH | 0.50257 | 218.1717 | 7270768.4586 | 348128.4934 | #N/A | #N/A | #N/A | #N/A | #N/A | #N/A | #N/A | #N/A | #N/A | #N/A
[8 empty] | 85 | DF | 219.9951 | 3018.3187 | BR | 0.46009 | 3132.0212 | 112 | CH | 0.41652 | 222.1003 | 9726283.6289 | 656894.1711 | 112 | ET | 0.43188 | 220.7338 | 5126777.0387 | 665440.5773 | #N/A | 652031.0293 | #N/A | 222.1003 | 1 | 26 | 222.1003 | 56 | DY | 0.48508 | 217.5813 | 8249214.6762 | 374495.0929 | #N/A | #N/A | #N/A | #N/A | #N/A | #N/A | #N/A | #N/A | #N/A | #N/A | #N/A | 662877.1887 | #N/A | 220.7338 | 1 | 5 | 240.7338 | 56 | EH | 0.50257 | 218.1717 | 7270768.4586 | 355399.2618 | #N/A | #N/A | #N/A | #N/A | #N/A | #N/A | #N/A | #N/A | #N/A | #N/A
[8 empty] | 86 | BA | 220.0111 | 14482.3847 | BG | 0.45998 | 3299.9456 | 113 | X | 0.43733 | 222.1875 | 4176975.2563 | 661071.1463 | 113 | DR | 0.43038 | 221.2675 | 1978240.1942 | 667418.8175 | #N/A | 658982.6587 | #N/A | 222.1875 | 1 | 27 | 242.1875 | 57 | ES | 0.47418 | 217.709 | 6038464.9624 | 374495.0929 | #N/A | #N/A | #N/A | #N/A | #N/A | #N/A | #N/A | #N/A | #N/A | #N/A | #N/A | 666429.6974 | #N/A | 221.2675 | 1 | 6 | 221.2675 | 57 | W | 0.50204 | 220.5044 | 3099851.5457 | 355399.2618 | #N/A | #N/A | #N/A | #N/A | #N/A | #N/A | #N/A | #N/A | #N/A | #N/A
[8 empty] | 87 | BP | 220.0198 | 300.7184 | AX | 0.45947 | 2943.9047 | 114 | DJ | 0.41364 | 222.2625 | 3218049.9074 | 664289.1962 | 114 | BT | 0.43023 | 220.8446 | 2627427.5887 | 670046.245 | #N/A | 662680.1713 | #N/A | 222.2625 | 1 | 28 | 222.2625 | 57 | ES | 0.47418 | 217.709 | 6038464.9624 | 380533.5578 | #N/A | #N/A | #N/A | #N/A | #N/A | #N/A | #N/A | #N/A | #N/A | #N/A | #N/A | 668732.5312 | #N/A | 220.8446 | 1 | 7 | 240.8446 | 57 | W | 0.50204 | 220.5044 | 3099851.5457 | 358499.1134 | #N/A | #N/A | #N/A | #N/A | #N/A | #N/A | #N/A | #N/A | #N/A | #N/A
[8 empty] | 88 | BO | 220.0198 | 300.7184 | AI | 0.45841 | 3925.2484 | 115 | AF | 0.57828 | 222.3115 | 1728831.6649 | 666018.0279 | 115 | Z | 0.42559 | 221.3661 | 2821919.1814 | 672868.1642 | #N/A | 665153.6121 | #N/A | 222.3115 | 1 | 29 | 242.3115 | 58 | BL | 0.48919 | 217.7476 | 2291926.4726 | 380533.5578 | #N/A | #N/A | #N/A | #N/A | #N/A | #N/A | #N/A | #N/A | #N/A | #N/A | #N/A | 671457.2046 | #N/A | 221.3661 | 1 | 8 | 221.3661 | 58 | FA | 0.49971 | 216.4426 | 7204385.7805 | 358499.1134 | #N/A | #N/A | #N/A | #N/A | #N/A | #N/A | #N/A | #N/A | #N/A | #N/A
[8 empty] | 89 | L | 220.1077 | 284.7478 | DF | 0.45772 | 3018.3187 | 116 | BW | 0.41491 | 222.3242 | 6622003.7869 | 672640.0317 | 116 | BU | 0.42496 | 221.3596 | 4668132.0271 | 677536.2962 | #N/A | 669329.0298 | #N/A | 222.3242 | 1 | 30 | 222.3242 | 58 | BL | 0.48919 | 217.7476 | 2291926.4726 | 382825.4843 | #N/A | #N/A | #N/A | #N/A | #N/A | #N/A | #N/A | #N/A | #N/A | #N/A | #N/A | 675202.2302 | #N/A | 221.3596 | 1 | 9 | 241.3596 | 58 | FA | 0.49971 | 216.4426 | 7204385.7805 | 365703.4991 | #N/A | #N/A | #N/A | #N/A | #N/A | #N/A | #N/A | #N/A | #N/A | #N/A
[8 empty] | 90 | K | 220.1077 | 284.7478 | AT | 0.45739 | 9857.6785 | 117 | EG | 0.41146 | 222.379 | 6560880.5415 | 679200.9122 | 117 | AC | 0.42461 | 221.8809 | 1559138.3425 | 679095.4346 | #N/A | 675920.472 | #N/A | 222.379 | 1 | 31 | 242.379 | 59 | EV | 0.47269 | 217.9757 | 4174354.8842 | 382825.4843 | #N/A | #N/A | #N/A | #N/A | #N/A | #N/A | #N/A | #N/A | #N/A | #N/A | #N/A | 678315.8654 | #N/A | 221.8809 | 1 | 10 | 221.8809 | 59 | AP | 0.49937 | 219.1093 | 18822683.7547 | 365703.4991 | #N/A | #N/A | #N/A | #N/A | #N/A | #N/A | #N/A | #N/A | #N/A | #N/A
[8 empty] | 91 | AS | 220.1339 | 6544.7854 | EK | 0.45702 | 5009.0186 | 118 | AJ | 0.42249 | 222.5361 | 2041230.8362 | 681242.1431 | 118 | CG | 0.42346 | 221.3754 | 7863085.7506 | 686958.5203 | #N/A | 680221.5276 | #N/A | 222.5361 | 1 | 32 | 222.5361 | 59 | EV | 0.47269 | 217.9757 | 4174354.8842 | 386999.8392 | #N/A | #N/A | #N/A | #N/A | #N/A | #N/A | #N/A | #N/A | #N/A | #N/A | #N/A | 683026.9775 | #N/A | 221.3754 | 1 | 11 | 241.3754 | 59 | AP | 0.49937 | 219.1093 | 18822683.7547 | 384526.1829 | #N/A | #N/A | #N/A | #N/A | #N/A | #N/A | #N/A | #N/A | #N/A | #N/A
[8 empty] | 92 | BZ | 220.1904 | 6908.1428 | EW | 0.45165 | 5331.5432 | 119 | BH | 0.40906 | 222.549 | 2150261.9999 | 683392.4051 | 119 | CB | 0.42319 | 221.4351 | 6612438.4015 | 693570.9587 | #N/A | 682317.2741 | #N/A | 222.549 | 1 | 33 | 242.549 | 60 | EQ | 0.48505 | 218.1651 | 9497572.8631 | 386999.8392 | #N/A | #N/A | #N/A | #N/A | #N/A | #N/A | #N/A | #N/A | #N/A | #N/A | #N/A | 690264.7395 | #N/A | 221.4351 | 1 | 12 | 221.4351 | 60 | BK | 0.49784 | 219.1603 | 6381264.1505 | 384526.1829 | #N/A | #N/A | #N/A | #N/A | #N/A | #N/A | #N/A | #N/A | #N/A | #N/A
[8 empty] | 93 | CF | 220.2967 | 5581.7183 | CZ | 0.45158 | 5749.4078 | 120 | CR | 0.46032 | 222.7659 | 8791644.2417 | 692184.0493 | 120 | AJ | 0.42249 | 222.5361 | 2041230.8362 | 695612.1896 | #N/A | 687788.2272 | #N/A | 222.7659 | 1 | 34 | 222.7659 | 60 | EQ | 0.48505 | 218.1651 | 9497572.8631 | 396497.4121 | #N/A | #N/A | #N/A | #N/A | #N/A | #N/A | #N/A | #N/A | #N/A | #N/A | #N/A | 694591.5742 | #N/A | 222.5361 | 1 | 13 | 242.5361 | 60 | BK | 0.49784 | 219.1603 | 6381264.1505 | 390907.4471 | #N/A | #N/A | #N/A | #N/A | #N/A | #N/A | #N/A | #N/A | #N/A | #N/A
[8 empty] | 94 | BD | 220.4806 | 2315.3487 | FB | 0.45055 | 8013.6332 | 121 | BI | 0.4445 | 222.8052 | 2986257.133 | 695170.3064 | 121 | DM | 0.41988 | 221.965 | 3496857.0737 | 699109.0467 | #N/A | 693677.1779 | #N/A | 222.8052 | 1 | 35 | 242.8052 | 61 | EH | 0.50257 | 218.1717 | 7270768.4586 | 396497.4121 | #N/A | #N/A | #N/A | #N/A | #N/A | #N/A | #N/A | #N/A | #N/A | #N/A | #N/A | 697360.6181 | #N/A | 221.965 | 1 | 14 | 221.965 | 61 | EE | 0.49547 | 215.7449 | 9503212.8558 | 390907.4471 | #N/A | #N/A | #N/A | #N/A | #N/A | #N/A | #N/A | #N/A | #N/A | #N/A
[8 empty] | 95 | AT | 220.5028 | 9857.6785 | R | 0.4491 | 2330.9661 | 122 | AL | 0.40376 | 222.9767 | 1260304.7322 | 696430.6112 | 122 | CC | 0.41762 | 222.0801 | 5743803.7398 | 704852.8504 | #N/A | 695800.4588 | #N/A | 222.9767 | 1 | 36 | 222.9767 | 61 | EH | 0.50257 | 218.1717 | 7270768.4586 | 403768.1805 | #N/A | #N/A | #N/A | #N/A | #N/A | #N/A | #N/A | #N/A | #N/A | #N/A | #N/A | 701980.9485 | #N/A | 222.0801 | 1 | 15 | 242.0801 | 61 | EE | 0.49547 | 215.7449 | 9503212.8558 | 400410.6599 | #N/A | #N/A | #N/A | #N/A | #N/A | #N/A | #N/A | #N/A | #N/A | #N/A
[8 empty] | 96 | W | 220.5044 | 3099.8515 | BP | 0.44746 | 300.7184 | 123 | AQ | 0.49457 | 222.997 | 5829150.1875 | 702259.7614 | 123 | DC | 0.41737 | 226.3008 | 5375778.0347 | 710228.6284 | #N/A | 699345.1863 | #N/A | 222.997 | 1 | 37 | 242.997 | 62 | CL | 0.51775 | 218.1756 | 2681736.4467 | 403768.1805 | #N/A | #N/A | #N/A | #N/A | #N/A | #N/A | #N/A | #N/A | #N/A | #N/A | #N/A | 707540.7394 | #N/A | 226.3008 | 1 | 16 | 226.3008 | 62 | AQ | 0.49457 | 222.997 | 5829150.1875 | 400410.6599 | #N/A | #N/A | #N/A | #N/A | #N/A | #N/A | #N/A | #N/A | #N/A | #N/A
[8 empty] | 97 | AV | 220.5367 | 3985.6852 | BO | 0.44746 | 300.7184 | 124 | BV | 0.40249 | 223.1468 | 5073997.3721 | 707333.7587 | 124 | CH | 0.41652 | 222.1003 | 9726283.6289 | 719954.9121 | #N/A | 704796.76 | #N/A | 223.1468 | 1 | 38 | 223.1468 | 62 | CL | 0.51775 | 218.1756 | 2681736.4467 | 406449.917 | #N/A | #N/A | #N/A | #N/A | #N/A | #N/A | #N/A | #N/A | #N/A | #N/A | #N/A | 715091.7702 | #N/A | 222.1003 | 1 | 17 | 242.1003 | 62 | AQ | 0.49457 | 222.997 | 5829150.1875 | 406239.8101 | #N/A | #N/A | #N/A | #N/A | #N/A | #N/A | #N/A | #N/A | #N/A | #N/A
[8 empty] | 98 | AI | 220.642 | 3925.2484 | CJ | 0.4459 | 4982.0872 | 125 | B | 0.40458 | 223.3172 | 323118699.3932 | 1030452.4581 | 125 | BW | 0.41491 | 222.3242 | 6622003.7869 | 726576.9158 | #N/A | 868893.1084 | #N/A | 223.3172 | 0 | 0 | 223.3172 | 63 | DV | 0.46359 | 218.2454 | 3198496.835 | 406449.917 | #N/A | #N/A | #N/A | #N/A | #N/A | #N/A | #N/A | #N/A | #N/A | #N/A | #N/A | 723265.914 | #N/A | 222.3242 | 0 | 0 | 222.3242 | 63 | BA | 0.49368 | 220.0111 | 14482384.6963 | 406239.8101 | #N/A | #N/A | #N/A | #N/A | #N/A | #N/A | #N/A | #N/A | #N/A | #N/A
[8 empty] | 99 | ET | 220.7338 | 5126.777 | T | 0.44529 | 2724.0295 | 126 | U | 0.48367 | 223.3227 | 1742770.342 | 1032195.2285 | 126 | DJ | 0.41364 | 222.2625 | 3218049.9074 | 729794.9658 | #N/A | 1031323.8433 | #N/A | 223.3227 | 0 | 0 | 223.3227 | 63 | DV | 0.46359 | 218.2454 | 3198496.835 | 409648.4138 | #N/A | #N/A | #N/A | #N/A | #N/A | #N/A | #N/A | #N/A | #N/A | #N/A | #N/A | 728185.9408 | #N/A | 222.2625 | 1 | 1 | 242.2625 | 63 | BA | 0.49368 | 220.0111 | 14482384.6963 | 420722.1948 | #N/A | #N/A | #N/A | #N/A | #N/A | #N/A | #N/A | #N/A | #N/A | #N/A
[8 empty] | 100 | AK | 220.8245 | 3865.3722 | BI | 0.4445 | 2986.2571 | 127 | FF | 0.39862 | 223.5552 | 2682365.2173 | 1034877.5937 | 127 | EG | 0.41146 | 222.379 | 6560880.5415 | 736355.8463 | #N/A | 1033536.4111 | #N/A | 223.5552 | 1 | 1 | 243.5552 | 64 | AN | 0.48436 | 218.3134 | 4151248.1962 | 409648.4138 | #N/A | #N/A | #N/A | #N/A | #N/A | #N/A | #N/A | #N/A | #N/A | #N/A | #N/A | 733075.406 | #N/A | 222.379 | 1 | 2 | 222.379 | 64 | Y | 0.49338 | 219.7104 | 3791482.5853 | 420722.1948 | #N/A | #N/A | #N/A | #N/A | #N/A | #N/A | #N/A | #N/A | #N/A | #N/A
[8 empty] | 101 | BT | 220.8446 | 2627.4276 | L | 0.44354 | 284.7478 | 128 | FD | 0.40014 | 223.6008 | 1877268.1992 | 1036754.8619 | 128 | BH | 0.40906 | 222.549 | 2150261.9999 | 738506.1083 | #N/A | 1035816.2278 | #N/A | 223.6008 | 1 | 2 | 223.6008 | 64 | AN | 0.48436 | 218.3134 | 4151248.1962 | 413799.662 | #N/A | #N/A | #N/A | #N/A | #N/A | #N/A | #N/A | #N/A | #N/A | #N/A | #N/A | 737430.9773 | #N/A | 222.549 | 1 | 3 | 242.549 | 64 | Y | 0.49338 | 219.7104 | 3791482.5853 | 424513.6774 | #N/A | #N/A | #N/A | #N/A | #N/A | #N/A | #N/A | #N/A | #N/A | #N/A
[8 empty] | 102 | DR | 221.2675 | 1978.2402 | K | 0.44354 | 284.7478 | 129 | CZ | 0.45158 | 223.6033 | 5749407.8477 | 1042504.2697 | 129 | B | 0.40458 | 223.3172 | 323118699.3932 | 1061624.8077 | #N/A | 1039629.5658 | #N/A | 223.6033 | 1 | 3 | 243.6033 | 65 | BR | 0.46009 | 218.3355 | 3132021.1507 | 413799.662 | #N/A | #N/A | #N/A | #N/A | #N/A | #N/A | #N/A | #N/A | #N/A | #N/A | #N/A | 900065.458 | #N/A | 223.3172 | 0 | 0 | 223.3172 | 65 | BB | 0.49322 | 218.9155 | 11768117.7149 | 424513.6774 | #N/A | #N/A | #N/A | #N/A | #N/A | #N/A | #N/A | #N/A | #N/A | #N/A
[8 empty] | 103 | BU | 221.3596 | 4668.132 | AS | 0.44129 | 6544.7854 | 130 | EB | 0.39546 | 223.6465 | 6111360.8072 | 1048615.6305 | 130 | AL | 0.40376 | 222.9767 | 1260304.7322 | 1062885.1124 | #N/A | 1045559.9501 | #N/A | 223.6465 | 1 | 4 | 223.6465 | 65 | BR | 0.46009 | 218.3355 | 3132021.1507 | 416931.6832 | #N/A | #N/A | #N/A | #N/A | #N/A | #N/A | #N/A | #N/A | #N/A | #N/A | #N/A | 1062254.9601 | #N/A | 222.9767 | 0 | 0 | 222.9767 | 65 | BB | 0.49322 | 218.9155 | 11768117.7149 | 436281.7951 | #N/A | #N/A | #N/A | #N/A | #N/A | #N/A | #N/A | #N/A | #N/A | #N/A
[8 empty] | 104 | Z | 221.3661 | 2821.9192 | EC | 0.44108 | 5314.2028 | 131 | S | 0.3927 | 223.7001 | 2546905.0612 | 1051162.5356 | 131 | BV | 0.40249 | 223.1468 | 5073997.3721 | 1067959.1098 | #N/A | 1049889.0831 | #N/A | 223.7001 | 1 | 5 | 243.7001 | 66 | CN | 0.51238 | 218.4303 | 2833639.4012 | 416931.6832 | #N/A | #N/A | #N/A | #N/A | #N/A | #N/A | #N/A | #N/A | #N/A | #N/A | #N/A | 1065422.1111 | #N/A | 223.1468 | 1 | 1 | 243.1468 | 66 | EO | 0.49201 | 216.3907 | 5760001.7638 | 436281.7951 | #N/A | #N/A | #N/A | #N/A | #N/A | #N/A | #N/A | #N/A | #N/A | #N/A
[8 empty] | 105 | CG | 221.3754 | 7863.0858 | BZ | 0.43993 | 6908.1428 | 132 | FE | 0.40075 | 223.7281 | 1107228.5987 | 1052269.7642 | 132 | FE | 0.40075 | 223.7281 | 1107228.5987 | 1069066.3384 | #N/A | 1051716.1499 | #N/A | 223.7281 | 1 | 6 | 223.7281 | 66 | CN | 0.51238 | 218.4303 | 2833639.4012 | 419765.3226 | #N/A | #N/A | #N/A | #N/A | #N/A | #N/A | #N/A | #N/A | #N/A | #N/A | #N/A | 1068512.7241 | #N/A | 223.7281 | 1 | 2 | 223.7281 | 66 | EO | 0.49201 | 216.3907 | 5760001.7638 | 442041.7969 | #N/A | #N/A | #N/A | #N/A | #N/A | #N/A | #N/A | #N/A | #N/A | #N/A
[8 empty] | 106 | AO | 221.4169 | 7004.806 | CX | 0.43915 | 9301.1146 | 133 | BY | 0.39225 | 224.1637 | 6817095.9715 | 1059086.8602 | 133 | FD | 0.40014 | 223.6008 | 1877268.1992 | 1070943.6066 | #N/A | 1055678.3122 | #N/A | 224.1637 | 1 | 7 | 244.1637 | 67 | DT | 0.49143 | 218.5756 | 3595796.6901 | 419765.3226 | #N/A | #N/A | #N/A | #N/A | #N/A | #N/A | #N/A | #N/A | #N/A | #N/A | #N/A | 1070004.9725 | #N/A | 223.6008 | 1 | 3 | 243.6008 | 67 | DT | 0.49143 | 218.5756 | 3595796.6901 | 442041.7969 | #N/A | #N/A | #N/A | #N/A | #N/A | #N/A | #N/A | #N/A | #N/A | #N/A
[8 empty] | 107 | CB | 221.4351 | 6612.4384 | CY | 0.43823 | 7028.2692 | 134 | CY | 0.43823 | 224.6509 | 7028269.1828 | 1066115.1293 | 134 | FF | 0.39862 | 223.5552 | 2682365.2173 | 1073625.9718 | #N/A | 1062600.9948 | #N/A | 224.6509 | 1 | 8 | 224.6509 | 67 | DT | 0.49143 | 218.5756 | 3595796.6901 | 423361.1192 | #N/A | #N/A | #N/A | #N/A | #N/A | #N/A | #N/A | #N/A | #N/A | #N/A | #N/A | 1072284.7892 | #N/A | 223.5552 | 1 | 4 | 223.5552 | 67 | DT | 0.49143 | 218.5756 | 3595796.6901 | 445637.5935 | #N/A | #N/A | #N/A | #N/A | #N/A | #N/A | #N/A | #N/A | #N/A | #N/A
[8 empty] | 108 | T | 221.5255 | 2724.0295 | X | 0.43733 | 4176.9753 | 135 | BQ | 0.38222 | 224.9308 | 4194678.5751 | 1070309.8079 | 135 | EB | 0.39546 | 223.6465 | 6111360.8072 | 1079737.3326 | #N/A | 1068212.4686 | #N/A | 224.9308 | 1 | 9 | 244.9308 | 68 | BG | 0.45998 | 218.6133 | 3299945.5833 | 423361.1192 | #N/A | #N/A | #N/A | #N/A | #N/A | #N/A | #N/A | #N/A | #N/A | #N/A | #N/A | 1076681.6522 | #N/A | 223.6465 | 1 | 5 | 243.6465 | 68 | BL | 0.48919 | 217.7476 | 2291926.4726 | 445637.5935 | #N/A | #N/A | #N/A | #N/A | #N/A | #N/A | #N/A | #N/A | #N/A | #N/A
[8 empty] | 109 | AC | 221.8809 | 1559.1383 | CF | 0.43721 | 5581.7183 | 136 | AE | 0.38193 | 225.0887 | 1844556.6331 | 1072154.3646 | 136 | S | 0.3927 | 223.7001 | 2546905.0612 | 1082284.2377 | #N/A | 1071232.0862 | #N/A | 225.0887 | 1 | 10 | 225.0887 | 68 | BG | 0.45998 | 218.6133 | 3299945.5833 | 426661.0648 | #N/A | #N/A | #N/A | #N/A | #N/A | #N/A | #N/A | #N/A | #N/A | #N/A | #N/A | 1081010.7851 | #N/A | 223.7001 | 1 | 6 | 223.7001 | 68 | BL | 0.48919 | 217.7476 | 2291926.4726 | 447929.52 | #N/A | #N/A | #N/A | #N/A | #N/A | #N/A | #N/A | #N/A | #N/A | #N/A
[8 empty] | 110 | DM | 221.965 | 3496.8571 | AO | 0.43546 | 7004.806 | 137 | CX | 0.43915 | 225.164 | 9301114.6002 | 1081455.4792 | 137 | BY | 0.39225 | 224.1637 | 6817095.9715 | 1089101.3336 | #N/A | 1076804.9219 | #N/A | 225.164 | 1 | 11 | 245.164 | 69 | AH | 0.48302 | 218.6297 | 4791147.2693 | 426661.0648 | #N/A | #N/A | #N/A | #N/A | #N/A | #N/A | #N/A | #N/A | #N/A | #N/A | #N/A | 1085692.7857 | #N/A | 224.1637 | 1 | 7 | 244.1637 | 69 | BS | 0.48748 | 216.1177 | 1691340.8021 | 447929.52 | #N/A | #N/A | #N/A | #N/A | #N/A | #N/A | #N/A | #N/A | #N/A | #N/A
[8 empty] | 111 | CC | 222.0801 | 5743.8037 | BM | 0.4328 | 8309.3117 | 138 | CE | 0.37992 | 225.2414 | 6731170.7909 | 1088186.6499 | 138 | CM | 0.38867 | 228.768 | 1904621.1698 | 1091005.9548 | #N/A | 1084821.0646 | #N/A | 225.2414 | 0 | 0 | 225.2414 | 69 | AH | 0.48302 | 218.6297 | 4791147.2693 | 431452.2121 | #N/A | #N/A | #N/A | #N/A | #N/A | #N/A | #N/A | #N/A | #N/A | #N/A | #N/A | 1090053.6442 | #N/A | 228.768 | 1 | 8 | 228.768 | 69 | BS | 0.48748 | 216.1177 | 1691340.8021 | 449620.8608 | #N/A | #N/A | #N/A | #N/A | #N/A | #N/A | #N/A | #N/A | #N/A | #N/A
[8 empty] | 112 | CH | 222.1003 | 9726.2836 | ET | 0.43188 | 5126.777 | 139 | BJ | 0.38574 | 225.3916 | 10133938.6248 | 1098320.5886 | 139 | BJ | 0.38574 | 225.3916 | 10133938.6248 | 1101139.8934 | #N/A | 1093253.6193 | #N/A | 225.3916 | 0 | 0 | 225.3916 | 70 | CS | 0.50853 | 218.7026 | 7745709.1335 | 431452.2121 | #N/A | #N/A | #N/A | #N/A | #N/A | #N/A | #N/A | #N/A | #N/A | #N/A | #N/A | 1096072.9241 | #N/A | 225.3916 | 1 | 9 | 245.3916 | 70 | BD | 0.48574 | 220.4806 | 2315348.6896 | 449620.8608 | #N/A | #N/A | #N/A | #N/A | #N/A | #N/A | #N/A | #N/A | #N/A | #N/A
[8 empty] | 113 | X | 222.1875 | 4176.9753 | DR | 0.43038 | 1978.2402 | 140 | CD | 0.37683 | 225.424 | 5795643.0893 | 1104116.2317 | 140 | BQ | 0.38222 | 224.9308 | 4194678.5751 | 1105334.572 | #N/A | 1101218.4101 | #N/A | 225.424 | 1 | 1 | 245.424 | 70 | CS | 0.50853 | 218.7026 | 7745709.1335 | 439197.9212 | #N/A | #N/A | #N/A | #N/A | #N/A | #N/A | #N/A | #N/A | #N/A | #N/A | #N/A | 1103237.2327 | #N/A | 224.9308 | 1 | 10 | 224.9308 | 70 | BD | 0.48574 | 220.4806 | 2315348.6896 | 451936.2095 | #N/A | #N/A | #N/A | #N/A | #N/A | #N/A | #N/A | #N/A | #N/A | #N/A
[8 empty] | 114 | DJ | 222.2625 | 3218.0499 | BT | 0.43023 | 2627.4276 | 141 | EN | 0.36961 | 225.8416 | 6597726.8364 | 1110713.9585 | 141 | AE | 0.38193 | 225.0887 | 1844556.6331 | 1107179.1286 | #N/A | 1107415.0951 | #N/A | 225.8416 | 1 | 2 | 225.8416 | 71 | AX | 0.45947 | 218.7211 | 2943904.6802 | 439197.9212 | #N/A | #N/A | #N/A | #N/A | #N/A | #N/A | #N/A | #N/A | #N/A | #N/A | #N/A | 1106256.8503 | #N/A | 225.0887 | 1 | 11 | 245.0887 | 71 | FC | 0.48543 | 216.3888 | 7259270.5355 | 451936.2095 | #N/A | #N/A | #N/A | #N/A | #N/A | #N/A | #N/A | #N/A | #N/A | #N/A
[8 empty] | 115 | AF | 222.3115 | 1728.8317 | Z | 0.42559 | 2821.9192 | 142 | CI | 0.3711 | 225.8564 | 8989628.6694 | 1119703.5872 | 142 | CE | 0.37992 | 225.2414 | 6731170.7909 | 1113910.2994 | #N/A | 1115208.7728 | #N/A | 225.8564 | 1 | 3 | 245.8564 | 71 | AX | 0.45947 | 218.7211 | 2943904.6802 | 442141.8259 | #N/A | #N/A | #N/A | #N/A | #N/A | #N/A | #N/A | #N/A | #N/A | #N/A | #N/A | 1110544.714 | #N/A | 225.2414 | 1 | 12 | 225.2414 | 71 | FC | 0.48543 | 216.3888 | 7259270.5355 | 459195.48 | #N/A | #N/A | #N/A | #N/A | #N/A | #N/A | #N/A | #N/A | #N/A | #N/A
[8 empty] | 116 | BW | 222.3242 | 6622.0038 | BU | 0.42496 | 4668.132 | 143 | ER | 0.36963 | 225.9704 | 7705321.919 | 1127408.9091 | 143 | CV | 0.37802 | 229.8222 | 5215474.7013 | 1119125.7741 | #N/A | 1123556.2481 | #N/A | 225.9704 | 0 | 0 | 225.9704 | 72 | AG | 0.56766 | 218.8096 | 2738853.7134 | 442141.8259 | #N/A | #N/A | #N/A | #N/A | #N/A | #N/A | #N/A | #N/A | #N/A | #N/A | #N/A | 1116518.0368 | #N/A | 229.8222 | 1 | 13 | 249.8222 | 72 | DY | 0.48508 | 217.5813 | 8249214.6762 | 459195.48 | #N/A | #N/A | #N/A | #N/A | #N/A | #N/A | #N/A | #N/A | #N/A | #N/A
[8 empty] | 117 | EG | 222.379 | 6560.8805 | AC | 0.42461 | 1559.1383 | 144 | BM | 0.4328 | 226.1097 | 8309311.6646 | 1135718.2207 | 144 | CD | 0.37683 | 225.424 | 5795643.0893 | 1124921.4172 | #N/A | 1131563.5649 | #N/A | 226.1097 | 0 | 0 | 226.1097 | 72 | AG | 0.56766 | 218.8096 | 2738853.7134 | 444880.6796 | #N/A | #N/A | #N/A | #N/A | #N/A | #N/A | #N/A | #N/A | #N/A | #N/A | #N/A | 1122023.5957 | #N/A | 225.424 | 1 | 14 | 225.424 | 72 | DY | 0.48508 | 217.5813 | 8249214.6762 | 467444.6947 | #N/A | #N/A | #N/A | #N/A | #N/A | #N/A | #N/A | #N/A | #N/A | #N/A
[8 empty] | 118 | AJ | 222.5361 | 2041.2308 | CG | 0.42346 | 7863.0858 | 145 | DC | 0.41737 | 226.3008 | 5375778.0347 | 1141093.9988 | 145 | CI | 0.3711 | 225.8564 | 8989628.6694 | 1133911.0459 | #N/A | 1138406.1098 | #N/A | 226.3008 | 1 | 1 | 246.3008 | 73 | BB | 0.49322 | 218.9155 | 11768117.7149 | 444880.6796 | #N/A | #N/A | #N/A | #N/A | #N/A | #N/A | #N/A | #N/A | #N/A | #N/A | #N/A | 1129416.2316 | #N/A | 225.8564 | 1 | 15 | 245.8564 | 73 | EQ | 0.48505 | 218.1651 | 9497572.8631 | 467444.6947 | #N/A | #N/A | #N/A | #N/A | #N/A | #N/A | #N/A | #N/A | #N/A | #N/A
[8 empty] | 119 | BH | 222.549 | 2150.262 | CB | 0.42319 | 6612.4384 | 146 | FG | 0.36835 | 226.4648 | 2621974.236 | 1143715.973 | 146 | DP | 0.37099 | 227.0466 | 3736315.5229 | 1137647.3614 | #N/A | 1142404.9859 | #N/A | 226.4648 | 1 | 2 | 226.4648 | 73 | BB | 0.49322 | 218.9155 | 11768117.7149 | 456648.7973 | #N/A | #N/A | #N/A | #N/A | #N/A | #N/A | #N/A | #N/A | #N/A | #N/A | #N/A | 1135779.2037 | #N/A | 227.0466 | 1 | 16 | 227.0466 | 73 | EQ | 0.48505 | 218.1651 | 9497572.8631 | 476942.2676 | #N/A | #N/A | #N/A | #N/A | #N/A | #N/A | #N/A | #N/A | #N/A | #N/A
[8 empty] | 120 | CR | 222.7659 | 8791.6442 | AJ | 0.42249 | 2041.2308 | 147 | DP | 0.37099 | 227.0466 | 3736315.5229 | 1147452.2885 | 147 | ER | 0.36963 | 225.9704 | 7705321.919 | 1145352.6833 | #N/A | 1145584.1308 | #N/A | 227.0466 | 1 | 3 | 247.0466 | 74 | AR | 0.47203 | 219.0365 | 8475097.2412 | 456648.7973 | #N/A | #N/A | #N/A | #N/A | #N/A | #N/A | #N/A | #N/A | #N/A | #N/A | #N/A | 1141500.0224 | #N/A | 225.9704 | 1 | 17 | 245.9704 | 74 | AN | 0.48436 | 218.3134 | 4151248.1962 | 476942.2676 | #N/A | #N/A | #N/A | #N/A | #N/A | #N/A | #N/A | #N/A | #N/A | #N/A
[8 empty] | 121 | BI | 222.8052 | 2986.2571 | DM | 0.41988 | 3496.8571 | 148 | C | 0.35873 | 227.5832 | 273992384.2267 | 1421444.6728 | 148 | EN | 0.36961 | 225.8416 | 6597726.8364 | 1151950.4102 | #N/A | 1284448.4807 | #N/A | 227.5832 | 0 | 0 | 227.5832 | 74 | AR | 0.47203 | 219.0365 | 8475097.2412 | 465123.8946 | #N/A | #N/A | #N/A | #N/A | #N/A | #N/A | #N/A | #N/A | #N/A | #N/A | #N/A | 1148651.5468 | #N/A | 225.8416 | 1 | 18 | 225.8416 | 74 | AN | 0.48436 | 218.3134 | 4151248.1962 | 481093.5158 | #N/A | #N/A | #N/A | #N/A | #N/A | #N/A | #N/A | #N/A | #N/A | #N/A
[8 empty] | 122 | AL | 222.9767 | 1260.3047 | CC | 0.41762 | 5743.8037 | 149 | E | 0.357 | 227.9107 | 77248400.3746 | 1498693.0731 | 149 | FG | 0.36835 | 226.4648 | 2621974.236 | 1154572.3844 | #N/A | 1460068.873 | #N/A | 227.9107 | 0 | 0 | 227.9107 | 75 | EK | 0.45702 | 219.1093 | 5009018.6347 | 465123.8946 | #N/A | #N/A | #N/A | #N/A | #N/A | #N/A | #N/A | #N/A | #N/A | #N/A | #N/A | 1153261.3973 | #N/A | 226.4648 | 1 | 19 | 246.4648 | 75 | U | 0.48367 | 223.3227 | 1742770.342 | 481093.5158 | #N/A | #N/A | #N/A | #N/A | #N/A | #N/A | #N/A | #N/A | #N/A | #N/A
[8 empty] | 123 | AQ | 222.997 | 5829.1502 | DC | 0.41737 | 5375.778 | 150 | CM | 0.38867 | 228.768 | 1904621.1698 | 1500597.6943 | 150 | C | 0.35873 | 227.5832 | 273992384.2267 | 1428564.7686 | #N/A | 1499645.3837 | #N/A | 228.768 | 0 | 0 | 228.768 | 75 | EK | 0.45702 | 219.1093 | 5009018.6347 | 470132.9132 | #N/A | #N/A | #N/A | #N/A | #N/A | #N/A | #N/A | #N/A | #N/A | #N/A | #N/A | 1291568.5765 | #N/A | 227.5832 | 0 | 0 | 227.5832 | 75 | U | 0.48367 | 223.3227 | 1742770.342 | 482836.2861 | #N/A | #N/A | #N/A | #N/A | #N/A | #N/A | #N/A | #N/A | #N/A | #N/A
[8 empty] | 124 | BV | 223.1468 | 5073.9974 | CH | 0.41652 | 9726.2836 | 151 | CA | 0.33017 | 229.1785 | 5451346.135 | 1506049.0404 | 151 | E | 0.357 | 227.9107 | 77248400.3746 | 1505813.169 | #N/A | 1503323.3674 | #N/A | 229.1785 | 1 | 1 | 249.1785 | 76 | AP | 0.49937 | 219.1093 | 18822683.7547 | 470132.9132 | #N/A | #N/A | #N/A | #N/A | #N/A | #N/A | #N/A | #N/A | #N/A | #N/A | #N/A | 1467188.9688 | #N/A | 227.9107 | 0 | 0 | 227.9107 | 76 | AH | 0.48302 | 218.6297 | 4791147.2693 | 482836.2861 | #N/A | #N/A | #N/A | #N/A | #N/A | #N/A | #N/A | #N/A | #N/A | #N/A
[8 empty] | 125 | B | 223.3172 | 323118.6994 | BW | 0.41491 | 6622.0038 | 152 | F | 0.3275 | 229.5318 | 14942354.5735 | 1520991.395 | 152 | CA | 0.33017 | 229.1785 | 5451346.135 | 1511264.5152 | #N/A | 1513520.2177 | #N/A | 229.5318 | 0 | 0 | 229.5318 | 76 | AP | 0.49937 | 219.1093 | 18822683.7547 | 488955.597 | #N/A | #N/A | #N/A | #N/A | #N/A | #N/A | #N/A | #N/A | #N/A | #N/A | #N/A | 1508538.8421 | #N/A | 229.1785 | 0 | 0 | 229.1785 | 76 | AH | 0.48302 | 218.6297 | 4791147.2693 | 487627.4334 | #N/A | #N/A | #N/A | #N/A | #N/A | #N/A | #N/A | #N/A | #N/A | #N/A
[8 empty] | 126 | U | 223.3227 | 1742.7703 | DJ | 0.41364 | 3218.0499 | 153 | M | 0.32155 | 229.7624 | 1141339.4435 | 1522132.7345 | 153 | BX | 0.32774 | 229.8078 | 5489211.2397 | 1516753.7264 | #N/A | 1521562.0647 | #N/A | 229.7624 | 0 | 0 | 229.7624 | 77 | BK | 0.49784 | 219.1603 | 6381264.1505 | 488955.597 | #N/A | #N/A | #N/A | #N/A | #N/A | #N/A | #N/A | #N/A | #N/A | #N/A | #N/A | 1514009.1208 | #N/A | 229.8078 | 1 | 1 | 249.8078 | 77 | EP | 0.48278 | 219.5407 | 5084989.4259 | 487627.4334 | #N/A | #N/A | #N/A | #N/A | #N/A | #N/A | #N/A | #N/A | #N/A | #N/A
[8 empty] | 127 | FF | 223.5552 | 2682.3652 | EG | 0.41146 | 6560.8805 | 154 | BX | 0.32774 | 229.8078 | 5489211.2397 | 1527621.9457 | 154 | F | 0.3275 | 229.5318 | 14942354.5735 | 1531696.081 | #N/A | 1524877.3401 | #N/A | 229.8078 | 1 | 1 | 249.8078 | 77 | BK | 0.49784 | 219.1603 | 6381264.1505 | 495336.8611 | #N/A | #N/A | #N/A | #N/A | #N/A | #N/A | #N/A | #N/A | #N/A | #N/A | #N/A | 1524224.9037 | #N/A | 229.5318 | 0 | 0 | 229.5318 | 77 | EP | 0.48278 | 219.5407 | 5084989.4259 | 492712.4228 | #N/A | #N/A | #N/A | #N/A | #N/A | #N/A | #N/A | #N/A | #N/A | #N/A
[8 empty] | 128 | FD | 223.6008 | 1877.2682 | BH | 0.40906 | 2150.262 | 155 | CV | 0.37802 | 229.8222 | 5215474.7013 | 1532837.4204 | 155 | M | 0.32155 | 229.7624 | 1141339.4435 | 1532837.4204 | #N/A | 1530229.6831 | #N/A | 229.8222 | 1 | 2 | 229.8222 | 78 | EW | 0.45165 | 219.2662 | 5331543.2045 | 495336.8611 | #N/A | #N/A | #N/A | #N/A | #N/A | #N/A | #N/A | #N/A | #N/A | #N/A | #N/A | 1532266.7507 | #N/A | 229.7624 | 0 | 0 | 229.7624 | 78 | AW | 0.48075 | 217.3731 | 4038806.8743 | 492712.4228 | #N/A | #N/A | #N/A | #N/A | #N/A | #N/A | #N/A | #N/A | #N/A | #N/A
[8 empty] | 129 | CZ | 223.6033 | 5749.4078 | B | 0.40458 | 323118.6994 | 156 | BE | 0.31579 | 230.8007 | 6007307.6977 | 1538844.7281 | 156 | BE | 0.31579 | 230.8007 | 6007307.6977 | 1538844.7281 | #N/A | 1535841.0743 | #N/A | 230.8007 | 1 | 3 | 250.8007 | 78 | EW | 0.45165 | 219.2662 | 5331543.2045 | 500668.4043 | #N/A | #N/A | #N/A | #N/A | #N/A | #N/A | #N/A | #N/A | #N/A | #N/A | #N/A | 1535841.0743 | #N/A | 230.8007 | 1 | 1 | 250.8007 | 78 | AW | 0.48075 | 217.3731 | 4038806.8743 | 496751.2297 | #N/A | #N/A | #N/A | #N/A | #N/A | #N/A | #N/A | #N/A | #N/A | #N/A
[8 empty] | 130 | EB | 223.6465 | 6111.3608 | AL | 0.40376 | 1260.3047 | 157 | N | 0.30563 | 230.8926 | 359195.8439 | 1539203.9239 | 157 | N | 0.30563 | 230.8926 | 359195.8439 | 1539203.9239 | #N/A | 1539024.326 | #N/A | 230.8926 | 1 | 4 | 230.8926 | 79 | R | 0.4491 | 219.4299 | 2330966.1378 | 500668.4043 | #N/A | #N/A | #N/A | #N/A | #N/A | #N/A | #N/A | #N/A | #N/A | #N/A | #N/A | 1539024.326 | #N/A | 230.8926 | 1 | 2 | 230.8926 | 79 | EZ | 0.47829 | 217.0181 | 8240193.9354 | 496751.2297 | #N/A | #N/A | #N/A | #N/A | #N/A | #N/A | #N/A | #N/A | #N/A | #N/A
[8 empty] | 131 | S | 223.7001 | 2546.9051 | BV | 0.40249 | 5073.9974 | 158 | O | 0.2942 | 231.6808 | 222047.8362 | 1539425.9718 | 158 | AU | 0.2993 | 232.0832 | 10408784.8987 | 1549612.7088 | #N/A | 1539314.9479 | #N/A | 231.6808 | 1 | 5 | 251.6808 | 79 | R | 0.4491 | 219.4299 | 2330966.1378 | 502999.3705 | #N/A | #N/A | #N/A | #N/A | #N/A | #N/A | #N/A | #N/A | #N/A | #N/A | #N/A | 1544408.3164 | #N/A | 232.0832 | 1 | 3 | 252.0832 | 79 | EZ | 0.47829 | 217.0181 | 8240193.9354 | 504991.4236 | #N/A | #N/A | #N/A | #N/A | #N/A | #N/A | #N/A | #N/A | #N/A | #N/A
[8 empty] | 132 | FE | 223.7281 | 1107.2286 | FE | 0.40075 | 1107.2286 | 159 | AU | 0.2993 | 232.0832 | 10408784.8987 | 1549834.7567 | 159 | O | 0.2942 | 231.6808 | 222047.8362 | 1549834.7567 | #N/A | 1544630.3642 | #N/A | 232.0832 | 1 | 6 | 232.0832 | 80 | FB | 0.45055 | 219.5375 | 8013633.1909 | 502999.3705 | #N/A | #N/A | #N/A | #N/A | #N/A | #N/A | #N/A | #N/A | #N/A | #N/A | #N/A | 1549723.7328 | #N/A | 231.6808 | 1 | 4 | 231.6808 | 80 | ES | 0.47418 | 217.709 | 6038464.9624 | 504991.4236 | #N/A | #N/A | #N/A | #N/A | #N/A | #N/A | #N/A | #N/A | #N/A | #N/A
[8 empty] | 133 | BY | 224.1637 | 6817.096 | FD | 0.40014 | 1877.2682 | 160 | G | 0.28133 | 232.83 | 15503187.367 | 1565337.9441 | 160 | G | 0.28133 | 232.83 | 15503187.367 | 1565337.9441 | #N/A | 1557586.3504 | #N/A | 232.83 | 0 | 0 | 232.83 | 80 | FB | 0.45055 | 219.5375 | 8013633.1909 | 511013.0037 | #N/A | #N/A | #N/A | #N/A | #N/A | #N/A | #N/A | #N/A | #N/A | #N/A | #N/A | 1557586.3504 | #N/A | 232.83 | 1 | 5 | 252.83 | 80 | ES | 0.47418 | 217.709 | 6038464.9624 | 511029.8886 | #N/A | #N/A | #N/A | #N/A | #N/A | #N/A | #N/A | #N/A | #N/A | #N/A
[8 empty] | 134 | CY | 224.6509 | 7028.2692 | FF | 0.39862 | 2682.3652 | 161 | AA | 0.27411 | 234.0752 | 2124214.526 | 1567462.1586 | 161 | AA | 0.27411 | 234.0752 | 2124214.526 | 1567462.1586 | #N/A | 1566400.0513 | #N/A | 234.0752 | 0 | 0 | 234.0752 | 81 | EP | 0.48278 | 219.5407 | 5084989.4259 | 511013.0037 | #N/A | #N/A | #N/A | #N/A | #N/A | #N/A | #N/A | #N/A | #N/A | #N/A | #N/A | 1566400.0513 | #N/A | 234.0752 | 0 | 0 | 234.0752 | 81 | EV | 0.47269 | 217.9757 | 4174354.8842 | 511029.8886 | #N/A | #N/A | #N/A | #N/A | #N/A | #N/A | #N/A | #N/A | #N/A | #N/A
[8 empty] | 135 | BQ | 224.9308 | 4194.6786 | EB | 0.39546 | 6111.3608 | 162 | H | 0.26165 | 235.0661 | 2956709.2552 | 1570418.8678 | 162 | H | 0.26165 | 235.0661 | 2956709.2552 | 1570418.8678 | #N/A | 1568940.5132 | #N/A | 235.0661 | 1 | 1 | 255.0661 | 81 | EP | 0.48278 | 219.5407 | 5084989.4259 | 516097.9931 | #N/A | #N/A | #N/A | #N/A | #N/A | #N/A | #N/A | #N/A | #N/A | #N/A | #N/A | 1568940.5132 | #N/A | 235.0661 | 1 | 1 | 255.0661 | 81 | EV | 0.47269 | 217.9757 | 4174354.8842 | 515204.2435 | #N/A | #N/A | #N/A | #N/A | #N/A | #N/A | #N/A | #N/A | #N/A | #N/A
[8 empty] | 136 | AE | 225.0887 | 1844.5566 | S | 0.3927 | 2546.9051 | 163 | P | 0.21155 | 238.7696 | 567059.7238 | 1570985.9276 | 163 | P | 0.21155 | 238.7696 | 567059.7238 | 1570985.9276 | #N/A | 1570702.3977 | #N/A | 238.7696 | 1 | 2 | 238.7696 | 82 | CJ | 0.4459 | 219.5566 | 4982087.2197 | 516097.9931 | #N/A | #N/A | #N/A | #N/A | #N/A | #N/A | #N/A | #N/A | #N/A | #N/A | #N/A | 1570702.3977 | #N/A | 238.7696 | 1 | 2 | 238.7696 | 82 | AR | 0.47203 | 219.0365 | 8475097.2412 | 515204.2435 | #N/A | #N/A | #N/A | #N/A | #N/A | #N/A | #N/A | #N/A | #N/A | #N/A
[8 empty] | 137 | CX | 225.164 | 9301.1146 | BY | 0.39225 | 6817.096 | 164 | #N/A | #N/A | #N/A | #N/A | #N/A | 164 | #N/A | #N/A | #N/A | #N/A | #N/A | #N/A | #N/A | #N/A | #N/A | #N/A | #N/A | #N/A | 82 | CJ | 0.4459 | 219.5566 | 4982087.2197 | 521080.0803 | #N/A | #N/A | #N/A | #N/A | #N/A | #N/A | #N/A | #N/A | #N/A | #N/A | #N/A | #N/A | #N/A | #N/A | #N/A | #N/A | #N/A | 82 | AR | 0.47203 | 219.0365 | 8475097.2412 | 523679.3407 | #N/A | #N/A | #N/A | #N/A | #N/A | #N/A | #N/A | #N/A | #N/A | #N/A
[8 empty] | 138 | CE | 225.2414 | 6731.1708 | CM | 0.38867 | 1904.6212 | 165 | #N/A | #N/A | #N/A | #N/A | #N/A | 165 | #N/A | #N/A | #N/A | #N/A | #N/A | #N/A | #N/A | #N/A | #N/A | #N/A | #N/A | #N/A | 83 | Y | 0.49338 | 219.7104 | 3791482.5853 | 521080.0803 | #N/A | #N/A | #N/A | #N/A | #N/A | #N/A | #N/A | #N/A | #N/A | #N/A | #N/A | #N/A | #N/A | #N/A | #N/A | #N/A | #N/A | 83 | DV | 0.46359 | 218.2454 | 3198496.835 | 523679.3407 | #N/A | #N/A | #N/A | #N/A | #N/A | #N/A | #N/A | #N/A | #N/A | #N/A
[8 empty] | 139 | BJ | 225.3916 | 10133.9386 | BJ | 0.38574 | 10133.9386 | 166 | #N/A | #N/A | #N/A | #N/A | #N/A | 166 | #N/A | #N/A | #N/A | #N/A | #N/A | #N/A | #N/A | #N/A | #N/A | #N/A | #N/A | #N/A | 83 | Y | 0.49338 | 219.7104 | 3791482.5853 | 524871.5629 | #N/A | #N/A | #N/A | #N/A | #N/A | #N/A | #N/A | #N/A | #N/A | #N/A | #N/A | #N/A | #N/A | #N/A | #N/A | #N/A | #N/A | 83 | DV | 0.46359 | 218.2454 | 3198496.835 | 526877.8375 | #N/A | #N/A | #N/A | #N/A | #N/A | #N/A | #N/A | #N/A | #N/A | #N/A
[8 empty] | 140 | CD | 225.424 | 5795.6431 | BQ | 0.38222 | 4194.6786 | 167 | #N/A | #N/A | #N/A | #N/A | #N/A | 167 | #N/A | #N/A | #N/A | #N/A | #N/A | #N/A | #N/A | #N/A | #N/A | #N/A | #N/A | #N/A | 84 | EC | 0.44108 | 219.8303 | 5314202.7948 | 524871.5629 | #N/A | #N/A | #N/A | #N/A | #N/A | #N/A | #N/A | #N/A | #N/A | #N/A | #N/A | #N/A | #N/A | #N/A | #N/A | #N/A | #N/A | 84 | CR | 0.46032 | 222.7659 | 8791644.2417 | 526877.8375 | #N/A | #N/A | #N/A | #N/A | #N/A | #N/A | #N/A | #N/A | #N/A | #N/A
[8 empty] | 141 | EN | 225.8416 | 6597.7268 | AE | 0.38193 | 1844.5566 | 168 | #N/A | #N/A | #N/A | #N/A | #N/A | 168 | #N/A | #N/A | #N/A | #N/A | #N/A | #N/A | #N/A | #N/A | #N/A | #N/A | #N/A | #N/A | 84 | EC | 0.44108 | 219.8303 | 5314202.7948 | 530185.7657 | #N/A | #N/A | #N/A | #N/A | #N/A | #N/A | #N/A | #N/A | #N/A | #N/A | #N/A | #N/A | #N/A | #N/A | #N/A | #N/A | #N/A | 84 | CR | 0.46032 | 222.7659 | 8791644.2417 | 535669.4818 | #N/A | #N/A | #N/A | #N/A | #N/A | #N/A | #N/A | #N/A | #N/A | #N/A
[8 empty] | 142 | CI | 225.8564 | 8989.6287 | CE | 0.37992 | 6731.1708 | 169 | #N/A | #N/A | #N/A | #N/A | #N/A | 169 | #N/A | #N/A | #N/A | #N/A | #N/A | #N/A | #N/A | #N/A | #N/A | #N/A | #N/A | #N/A | 85 | DF | 0.45772 | 219.9951 | 3018318.7292 | 530185.7657 | #N/A | #N/A | #N/A | #N/A | #N/A | #N/A | #N/A | #N/A | #N/A | #N/A | #N/A | #N/A | #N/A | #N/A | #N/A | #N/A | #N/A | 85 | BR | 0.46009 | 218.3355 | 3132021.1507 | 535669.4818 | #N/A | #N/A | #N/A | #N/A | #N/A | #N/A | #N/A | #N/A | #N/A | #N/A
[8 empty] | 143 | ER | 225.9704 | 7705.3219 | CV | 0.37802 | 5215.4747 | 170 | #N/A | #N/A | #N/A | #N/A | #N/A | 170 | #N/A | #N/A | #N/A | #N/A | #N/A | #N/A | #N/A | #N/A | #N/A | #N/A | #N/A | #N/A | 85 | DF | 0.45772 | 219.9951 | 3018318.7292 | 533204.0844 | #N/A | #N/A | #N/A | #N/A | #N/A | #N/A | #N/A | #N/A | #N/A | #N/A | #N/A | #N/A | #N/A | #N/A | #N/A | #N/A | #N/A | 85 | BR | 0.46009 | 218.3355 | 3132021.1507 | 538801.5029 | #N/A | #N/A | #N/A | #N/A | #N/A | #N/A | #N/A | #N/A | #N/A | #N/A
[8 empty] | 144 | BM | 226.1097 | 8309.3117 | CD | 0.37683 | 5795.6431 | 171 | #N/A | #N/A | #N/A | #N/A | #N/A | 171 | #N/A | #N/A | #N/A | #N/A | #N/A | #N/A | #N/A | #N/A | #N/A | #N/A | #N/A | #N/A | 86 | BA | 0.49368 | 220.0111 | 14482384.6963 | 533204.0844 | #N/A | #N/A | #N/A | #N/A | #N/A | #N/A | #N/A | #N/A | #N/A | #N/A | #N/A | #N/A | #N/A | #N/A | #N/A | #N/A | #N/A | 86 | BG | 0.45998 | 218.6133 | 3299945.5833 | 538801.5029 | #N/A | #N/A | #N/A | #N/A | #N/A | #N/A | #N/A | #N/A | #N/A | #N/A
[8 empty] | 145 | DC | 226.3008 | 5375.778 | CI | 0.3711 | 8989.6287 | 172 | #N/A | #N/A | #N/A | #N/A | #N/A | 172 | #N/A | #N/A | #N/A | #N/A | #N/A | #N/A | #N/A | #N/A | #N/A | #N/A | #N/A | #N/A | 86 | BA | 0.49368 | 220.0111 | 14482384.6963 | 547686.4691 | #N/A | #N/A | #N/A | #N/A | #N/A | #N/A | #N/A | #N/A | #N/A | #N/A | #N/A | #N/A | #N/A | #N/A | #N/A | #N/A | #N/A | 86 | BG | 0.45998 | 218.6133 | 3299945.5833 | 542101.4485 | #N/A | #N/A | #N/A | #N/A | #N/A | #N/A | #N/A | #N/A | #N/A | #N/A
[8 empty] | 146 | FG | 226.4648 | 2621.9742 | DP | 0.37099 | 3736.3155 | 173 | #N/A | #N/A | #N/A | #N/A | #N/A | 173 | #N/A | #N/A | #N/A | #N/A | #N/A | #N/A | #N/A | #N/A | #N/A | #N/A | #N/A | #N/A | 87 | BP | 0.44746 | 220.0198 | 300718.4449 | 547686.4691 | #N/A | #N/A | #N/A | #N/A | #N/A | #N/A | #N/A | #N/A | #N/A | #N/A | #N/A | #N/A | #N/A | #N/A | #N/A | #N/A | #N/A | 87 | AX | 0.45947 | 218.7211 | 2943904.6802 | 542101.4485 | #N/A | #N/A | #N/A | #N/A | #N/A | #N/A | #N/A | #N/A | #N/A | #N/A
[8 empty] | 147 | DP | 227.0466 | 3736.3155 | ER | 0.36963 | 7705.3219 | 174 | #N/A | #N/A | #N/A | #N/A | #N/A | 174 | #N/A | #N/A | #N/A | #N/A | #N/A | #N/A | #N/A | #N/A | #N/A | #N/A | #N/A | #N/A | 87 | BP | 0.44746 | 220.0198 | 300718.4449 | 547987.1876 | #N/A | #N/A | #N/A | #N/A | #N/A | #N/A | #N/A | #N/A | #N/A | #N/A | #N/A | #N/A | #N/A | #N/A | #N/A | #N/A | #N/A | 87 | AX | 0.45947 | 218.7211 | 2943904.6802 | 545045.3532 | #N/A | #N/A | #N/A | #N/A | #N/A | #N/A | #N/A | #N/A | #N/A | #N/A
[8 empty] | 148 | C | 227.5832 | 273992.3842 | EN | 0.36961 | 6597.7268 | 175 | #N/A | #N/A | #N/A | #N/A | #N/A | 175 | #N/A | #N/A | #N/A | #N/A | #N/A | #N/A | #N/A | #N/A | #N/A | #N/A | #N/A | #N/A | 88 | BO | 0.44746 | 220.0198 | 300718.4449 | 547987.1876 | #N/A | #N/A | #N/A | #N/A | #N/A | #N/A | #N/A | #N/A | #N/A | #N/A | #N/A | #N/A | #N/A | #N/A | #N/A | #N/A | #N/A | 88 | AI | 0.45841 | 220.642 | 3925248.4491 | 545045.3532 | #N/A | #N/A | #N/A | #N/A | #N/A | #N/A | #N/A | #N/A | #N/A | #N/A
[8 empty] | 149 | E | 227.9107 | 77248.4004 | FG | 0.36835 | 2621.9742 | 176 | #N/A | #N/A | #N/A | #N/A | #N/A | 176 | #N/A | #N/A | #N/A | #N/A | #N/A | #N/A | #N/A | #N/A | #N/A | #N/A | #N/A | #N/A | 88 | BO | 0.44746 | 220.0198 | 300718.4449 | 548287.906 | #N/A | #N/A | #N/A | #N/A | #N/A | #N/A | #N/A | #N/A | #N/A | #N/A | #N/A | #N/A | #N/A | #N/A | #N/A | #N/A | #N/A | 88 | AI | 0.45841 | 220.642 | 3925248.4491 | 548970.6017 | #N/A | #N/A | #N/A | #N/A | #N/A | #N/A | #N/A | #N/A | #N/A | #N/A
[8 empty] | 150 | CM | 228.768 | 1904.6212 | C | 0.35873 | 273992.3842 | 177 | #N/A | #N/A | #N/A | #N/A | #N/A | 177 | #N/A | #N/A | #N/A | #N/A | #N/A | #N/A | #N/A | #N/A | #N/A | #N/A | #N/A | #N/A | 89 | L | 0.44354 | 220.1077 | 284747.824 | 548287.906 | #N/A | #N/A | #N/A | #N/A | #N/A | #N/A | #N/A | #N/A | #N/A | #N/A | #N/A | #N/A | #N/A | #N/A | #N/A | #N/A | #N/A | 89 | DF | 0.45772 | 219.9951 | 3018318.7292 | 548970.6017 | #N/A | #N/A | #N/A | #N/A | #N/A | #N/A | #N/A | #N/A | #N/A | #N/A
[8 empty] | 151 | CA | 229.1785 | 5451.3461 | E | 0.357 | 77248.4004 | 178 | #N/A | #N/A | #N/A | #N/A | #N/A | 178 | #N/A | #N/A | #N/A | #N/A | #N/A | #N/A | #N/A | #N/A | #N/A | #N/A | #N/A | #N/A | 89 | L | 0.44354 | 220.1077 | 284747.824 | 548572.6538 | #N/A | #N/A | #N/A | #N/A | #N/A | #N/A | #N/A | #N/A | #N/A | #N/A | #N/A | #N/A | #N/A | #N/A | #N/A | #N/A | #N/A | 89 | DF | 0.45772 | 219.9951 | 3018318.7292 | 551988.9204 | #N/A | #N/A | #N/A | #N/A | #N/A | #N/A | #N/A | #N/A | #N/A | #N/A
[8 empty] | 152 | F | 229.5318 | 14942.3546 | CA | 0.33017 | 5451.3461 | 179 | #N/A | #N/A | #N/A | #N/A | #N/A | 179 | #N/A | #N/A | #N/A | #N/A | #N/A | #N/A | #N/A | #N/A | #N/A | #N/A | #N/A | #N/A | 90 | K | 0.44354 | 220.1077 | 284747.824 | 548572.6538 | #N/A | #N/A | #N/A | #N/A | #N/A | #N/A | #N/A | #N/A | #N/A | #N/A | #N/A | #N/A | #N/A | #N/A | #N/A | #N/A | #N/A | 90 | AT | 0.45739 | 220.5028 | 9857678.4596 | 551988.9204 | #N/A | #N/A | #N/A | #N/A | #N/A | #N/A | #N/A | #N/A | #N/A | #N/A
[8 empty] | 153 | M | 229.7624 | 1141.3394 | BX | 0.32774 | 5489.2112 | 180 | #N/A | #N/A | #N/A | #N/A | #N/A | 180 | #N/A | #N/A | #N/A | #N/A | #N/A | #N/A | #N/A | #N/A | #N/A | #N/A | #N/A | #N/A | 90 | K | 0.44354 | 220.1077 | 284747.824 | 548857.4016 | #N/A | #N/A | #N/A | #N/A | #N/A | #N/A | #N/A | #N/A | #N/A | #N/A | #N/A | #N/A | #N/A | #N/A | #N/A | #N/A | #N/A | 90 | AT | 0.45739 | 220.5028 | 9857678.4596 | 561846.5988 | #N/A | #N/A | #N/A | #N/A | #N/A | #N/A | #N/A | #N/A | #N/A | #N/A
[8 empty] | 154 | BX | 229.8078 | 5489.2112 | F | 0.3275 | 14942.3546 | 181 | #N/A | #N/A | #N/A | #N/A | #N/A | 181 | #N/A | #N/A | #N/A | #N/A | #N/A | #N/A | #N/A | #N/A | #N/A | #N/A | #N/A | #N/A | 91 | AS | 0.44129 | 220.1339 | 6544785.4305 | 548857.4016 | #N/A | #N/A | #N/A | #N/A | #N/A | #N/A | #N/A | #N/A | #N/A | #N/A | #N/A | #N/A | #N/A | #N/A | #N/A | #N/A | #N/A | 91 | EK | 0.45702 | 219.1093 | 5009018.6347 | 566855.6175 | #N/A | #N/A | #N/A | #N/A | #N/A | #N/A | #N/A | #N/A | #N/A | #N/A
[8 empty] | 155 | CV | 229.8222 | 5215.4747 | M | 0.32155 | 1141.3394 | 182 | #N/A | #N/A | #N/A | #N/A | #N/A | 182 | #N/A | #N/A | #N/A | #N/A | #N/A | #N/A | #N/A | #N/A | #N/A | #N/A | #N/A | #N/A | 91 | AS | 0.44129 | 220.1339 | 6544785.4305 | 555402.1871 | #N/A | #N/A | #N/A | #N/A | #N/A | #N/A | #N/A | #N/A | #N/A | #N/A | #N/A | #N/A | #N/A | #N/A | #N/A | #N/A | #N/A | 91 | EK | 0.45702 | 219.1093 | 5009018.6347 | 566855.6175 | #N/A | #N/A | #N/A | #N/A | #N/A | #N/A | #N/A | #N/A | #N/A | #N/A
[8 empty] | 156 | BE | 230.8007 | 6007.3077 | BE | 0.31579 | 6007.3077 | 183 | #N/A | #N/A | #N/A | #N/A | #N/A | 183 | #N/A | #N/A | #N/A | #N/A | #N/A | #N/A | #N/A | #N/A | #N/A | #N/A | #N/A | #N/A | 92 | BZ | 0.43993 | 220.1904 | 6908142.7624 | 562310.3298 | #N/A | #N/A | #N/A | #N/A | #N/A | #N/A | #N/A | #N/A | #N/A | #N/A | #N/A | #N/A | #N/A | #N/A | #N/A | #N/A | #N/A | 92 | EW | 0.45165 | 219.2662 | 5331543.2045 | 572187.1607 | #N/A | #N/A | #N/A | #N/A | #N/A | #N/A | #N/A | #N/A | #N/A | #N/A
[8 empty] | 157 | N | 230.8926 | 359.1958 | N | 0.30563 | 359.1958 | 184 | #N/A | #N/A | #N/A | #N/A | #N/A | 184 | #N/A | #N/A | #N/A | #N/A | #N/A | #N/A | #N/A | #N/A | #N/A | #N/A | #N/A | #N/A | 92 | BZ | 0.43993 | 220.1904 | 6908142.7624 | 562310.3298 | #N/A | #N/A | #N/A | #N/A | #N/A | #N/A | #N/A | #N/A | #N/A | #N/A | #N/A | #N/A | #N/A | #N/A | #N/A | #N/A | #N/A | 92 | EW | 0.45165 | 219.2662 | 5331543.2045 | 572187.1607 | #N/A | #N/A | #N/A | #N/A | #N/A | #N/A | #N/A | #N/A | #N/A | #N/A
[8 empty] | 158 | O | 231.6808 | 222.0478 | AU | 0.2993 | 10408.7849 | 185 | #N/A | #N/A | #N/A | #N/A | #N/A | 185 | #N/A | #N/A | #N/A | #N/A | #N/A | #N/A | #N/A | #N/A | #N/A | #N/A | #N/A | #N/A | 93 | CF | 0.43721 | 220.2967 | 5581718.3194 | 567892.0482 | #N/A | #N/A | #N/A | #N/A | #N/A | #N/A | #N/A | #N/A | #N/A | #N/A | #N/A | #N/A | #N/A | #N/A | #N/A | #N/A | #N/A | 93 | CZ | 0.45158 | 223.6033 | 5749407.8477 | 577936.5685 | #N/A | #N/A | #N/A | #N/A | #N/A | #N/A | #N/A | #N/A | #N/A | #N/A
[8 empty] | 159 | AU | 232.0832 | 10408.7849 | O | 0.2942 | 222.0478 | 186 | #N/A | #N/A | #N/A | #N/A | #N/A | 186 | #N/A | #N/A | #N/A | #N/A | #N/A | #N/A | #N/A | #N/A | #N/A | #N/A | #N/A | #N/A | 93 | CF | 0.43721 | 220.2967 | 5581718.3194 | 567892.0482 | #N/A | #N/A | #N/A | #N/A | #N/A | #N/A | #N/A | #N/A | #N/A | #N/A | #N/A | #N/A | #N/A | #N/A | #N/A | #N/A | #N/A | 93 | CZ | 0.45158 | 223.6033 | 5749407.8477 | 577936.5685 | #N/A | #N/A | #N/A | #N/A | #N/A | #N/A | #N/A | #N/A | #N/A | #N/A
[8 empty] | 160 | G | 232.83 | 15503.1874 | G | 0.28133 | 15503.1874 | 187 | #N/A | #N/A | #N/A | #N/A | #N/A | 187 | #N/A | #N/A | #N/A | #N/A | #N/A | #N/A | #N/A | #N/A | #N/A | #N/A | #N/A | #N/A | 94 | BD | 0.48574 | 220.4806 | 2315348.6896 | 570207.3968 | #N/A | #N/A | #N/A | #N/A | #N/A | #N/A | #N/A | #N/A | #N/A | #N/A | #N/A | #N/A | #N/A | #N/A | #N/A | #N/A | #N/A | 94 | FB | 0.45055 | 219.5375 | 8013633.1909 | 585950.2017 | #N/A | #N/A | #N/A | #N/A | #N/A | #N/A | #N/A | #N/A | #N/A | #N/A
[8 empty] | 161 | AA | 234.0752 | 2124.2145 | AA | 0.27411 | 2124.2145 | 188 | #N/A | #N/A | #N/A | #N/A | #N/A | 188 | #N/A | #N/A | #N/A | #N/A | #N/A | #N/A | #N/A | #N/A | #N/A | #N/A | #N/A | #N/A | 94 | BD | 0.48574 | 220.4806 | 2315348.6896 | 570207.3968 | #N/A | #N/A | #N/A | #N/A | #N/A | #N/A | #N/A | #N/A | #N/A | #N/A | #N/A | #N/A | #N/A | #N/A | #N/A | #N/A | #N/A | 94 | FB | 0.45055 | 219.5375 | 8013633.1909 | 585950.2017 | #N/A | #N/A | #N/A | #N/A | #N/A | #N/A | #N/A | #N/A | #N/A | #N/A
[8 empty] | 162 | H | 235.0661 | 2956.7093 | H | 0.26165 | 2956.7093 | 189 | #N/A | #N/A | #N/A | #N/A | #N/A | 189 | #N/A | #N/A | #N/A | #N/A | #N/A | #N/A | #N/A | #N/A | #N/A | #N/A | #N/A | #N/A | 95 | AT | 0.45739 | 220.5028 | 9857678.4596 | 580065.0753 | #N/A | #N/A | #N/A | #N/A | #N/A | #N/A | #N/A | #N/A | #N/A | #N/A | #N/A | #N/A | #N/A | #N/A | #N/A | #N/A | #N/A | 95 | R | 0.4491 | 219.4299 | 2330966.1378 | 588281.1679 | #N/A | #N/A | #N/A | #N/A | #N/A | #N/A | #N/A | #N/A | #N/A | #N/A
[8 empty] | 163 | P | 238.7696 | 567.0597 | P | 0.21155 | 567.0597 | 190 | #N/A | #N/A | #N/A | #N/A | #N/A | 190 | #N/A | #N/A | #N/A | #N/A | #N/A | #N/A | #N/A | #N/A | #N/A | #N/A | #N/A | #N/A | 95 | AT | 0.45739 | 220.5028 | 9857678.4596 | 580065.0753 | #N/A | #N/A | #N/A | #N/A | #N/A | #N/A | #N/A | #N/A | #N/A | #N/A | #N/A | #N/A | #N/A | #N/A | #N/A | #N/A | #N/A | 95 | R | 0.4491 | 219.4299 | 2330966.1378 | 588281.1679 | #N/A | #N/A | #N/A | #N/A | #N/A | #N/A | #N/A | #N/A | #N/A | #N/A
[8 empty] | 164 | [6 empty] | 191 | #N/A | #N/A | #N/A | #N/A | #N/A | 191 | #N/A | #N/A | #N/A | #N/A | #N/A | #N/A | #N/A | #N/A | #N/A | #N/A | #N/A | #N/A | 96 | W | 0.50204 | 220.5044 | 3099851.5457 | 583164.9269 | #N/A | #N/A | #N/A | #N/A | #N/A | #N/A | #N/A | #N/A | #N/A | #N/A | #N/A | #N/A | #N/A | #N/A | #N/A | #N/A | #N/A | 96 | BP | 0.44746 | 220.0198 | 300718.4449 | 588581.8863 | #N/A | #N/A | #N/A | #N/A | #N/A | #N/A | #N/A | #N/A | #N/A | #N/A
[8 empty] | 165 | [6 empty] | 192 | #N/A | #N/A | #N/A | #N/A | #N/A | 192 | #N/A | #N/A | #N/A | #N/A | #N/A | #N/A | #N/A | #N/A | #N/A | #N/A | #N/A | #N/A | 96 | W | 0.50204 | 220.5044 | 3099851.5457 | 583164.9269 | #N/A | #N/A | #N/A | #N/A | #N/A | #N/A | #N/A | #N/A | #N/A | #N/A | #N/A | #N/A | #N/A | #N/A | #N/A | #N/A | #N/A | 96 | BP | 0.44746 | 220.0198 | 300718.4449 | 588581.8863 | #N/A | #N/A | #N/A | #N/A | #N/A | #N/A | #N/A | #N/A | #N/A | #N/A
[8 empty] | 166 | [6 empty] | 193 | #N/A | #N/A | #N/A | #N/A | #N/A | 193 | #N/A | #N/A | #N/A | #N/A | #N/A | #N/A | #N/A | #N/A | #N/A | #N/A | #N/A | #N/A | 97 | AV | 0.50344 | 220.5367 | 3985685.1663 | 587150.612 | #N/A | #N/A | #N/A | #N/A | #N/A | #N/A | #N/A | #N/A | #N/A | #N/A | #N/A | #N/A | #N/A | #N/A | #N/A | #N/A | #N/A | 97 | BO | 0.44746 | 220.0198 | 300718.4449 | 588882.6047 | #N/A | #N/A | #N/A | #N/A | #N/A | #N/A | #N/A | #N/A | #N/A | #N/A
[8 empty] | 167 | [6 empty] | 194 | #N/A | #N/A | #N/A | #N/A | #N/A | 194 | #N/A | #N/A | #N/A | #N/A | #N/A | #N/A | #N/A | #N/A | #N/A | #N/A | #N/A | #N/A | 97 | AV | 0.50344 | 220.5367 | 3985685.1663 | 587150.612 | #N/A | #N/A | #N/A | #N/A | #N/A | #N/A | #N/A | #N/A | #N/A | #N/A | #N/A | #N/A | #N/A | #N/A | #N/A | #N/A | #N/A | 97 | BO | 0.44746 | 220.0198 | 300718.4449 | 588882.6047 | #N/A | #N/A | #N/A | #N/A | #N/A | #N/A | #N/A | #N/A | #N/A | #N/A
[8 empty] | 168 | [6 empty] | 195 | #N/A | #N/A | #N/A | #N/A | #N/A | 195 | #N/A | #N/A | #N/A | #N/A | #N/A | #N/A | #N/A | #N/A | #N/A | #N/A | #N/A | #N/A | 98 | AI | 0.45841 | 220.642 | 3925248.4491 | 591075.8605 | #N/A | #N/A | #N/A | #N/A | #N/A | #N/A | #N/A | #N/A | #N/A | #N/A | #N/A | #N/A | #N/A | #N/A | #N/A | #N/A | #N/A | 98 | CJ | 0.4459 | 219.5566 | 4982087.2197 | 593864.692 | #N/A | #N/A | #N/A | #N/A | #N/A | #N/A | #N/A | #N/A | #N/A | #N/A
[8 empty] | 169 | [6 empty] | 196 | #N/A | #N/A | #N/A | #N/A | #N/A | 196 | #N/A | #N/A | #N/A | #N/A | #N/A | #N/A | #N/A | #N/A | #N/A | #N/A | #N/A | #N/A | 98 | AI | 0.45841 | 220.642 | 3925248.4491 | 591075.8605 | #N/A | #N/A | #N/A | #N/A | #N/A | #N/A | #N/A | #N/A | #N/A | #N/A | #N/A | #N/A | #N/A | #N/A | #N/A | #N/A | #N/A | 98 | CJ | 0.4459 | 219.5566 | 4982087.2197 | 593864.692 | #N/A | #N/A | #N/A | #N/A | #N/A | #N/A | #N/A | #N/A | #N/A | #N/A
[8 empty] | 170 | [6 empty] | 197 | #N/A | #N/A | #N/A | #N/A | #N/A | 197 | #N/A | #N/A | #N/A | #N/A | #N/A | #N/A | #N/A | #N/A | #N/A | #N/A | #N/A | #N/A | 99 | ET | 0.43188 | 220.7338 | 5126777.0387 | 596202.6375 | #N/A | #N/A | #N/A | #N/A | #N/A | #N/A | #N/A | #N/A | #N/A | #N/A | #N/A | #N/A | #N/A | #N/A | #N/A | #N/A | #N/A | 99 | T | 0.44529 | 221.5255 | 2724029.505 | 596588.7215 | #N/A | #N/A | #N/A | #N/A | #N/A | #N/A | #N/A | #N/A | #N/A | #N/A
[8 empty] | 171 | [6 empty] | 198 | #N/A | #N/A | #N/A | #N/A | #N/A | 198 | #N/A | #N/A | #N/A | #N/A | #N/A | #N/A | #N/A | #N/A | #N/A | #N/A | #N/A | #N/A | 99 | ET | 0.43188 | 220.7338 | 5126777.0387 | 596202.6375 | #N/A | #N/A | #N/A | #N/A | #N/A | #N/A | #N/A | #N/A | #N/A | #N/A | #N/A | #N/A | #N/A | #N/A | #N/A | #N/A | #N/A | 99 | T | 0.44529 | 221.5255 | 2724029.505 | 596588.7215 | #N/A | #N/A | #N/A | #N/A | #N/A | #N/A | #N/A | #N/A | #N/A | #N/A
[8 empty] | 172 | [6 empty] | 199 | #N/A | #N/A | #N/A | #N/A | #N/A | 199 | #N/A | #N/A | #N/A | #N/A | #N/A | #N/A | #N/A | #N/A | #N/A | #N/A | #N/A | #N/A | 100 | AK | 0.5278 | 220.8245 | 3865372.1716 | 600068.0097 | #N/A | #N/A | #N/A | #N/A | #N/A | #N/A | #N/A | #N/A | #N/A | #N/A | #N/A | #N/A | #N/A | #N/A | #N/A | #N/A | #N/A | 100 | BI | 0.4445 | 222.8052 | 2986257.133 | 599574.9786 | #N/A | #N/A | #N/A | #N/A | #N/A | #N/A | #N/A | #N/A | #N/A | #N/A
[8 empty] | 173 | [6 empty] | 200 | #N/A | #N/A | #N/A | #N/A | #N/A | 200 | #N/A | #N/A | #N/A | #N/A | #N/A | #N/A | #N/A | #N/A | #N/A | #N/A | #N/A | #N/A | 100 | AK | 0.5278 | 220.8245 | 3865372.1716 | 600068.0097 | #N/A | #N/A | #N/A | #N/A | #N/A | #N/A | #N/A | #N/A | #N/A | #N/A | #N/A | #N/A | #N/A | #N/A | #N/A | #N/A | #N/A | 100 | BI | 0.4445 | 222.8052 | 2986257.133 | 599574.9786 | #N/A | #N/A | #N/A | #N/A | #N/A | #N/A | #N/A | #N/A | #N/A | #N/A
[8 empty] | 174 | [6 empty] | 201 | #N/A | #N/A | #N/A | #N/A | #N/A | 201 | #N/A | #N/A | #N/A | #N/A | #N/A | #N/A | #N/A | #N/A | #N/A | #N/A | #N/A | #N/A | 101 | BT | 0.43023 | 220.8446 | 2627427.5887 | 602695.4373 | #N/A | #N/A | #N/A | #N/A | #N/A | #N/A | #N/A | #N/A | #N/A | #N/A | #N/A | #N/A | #N/A | #N/A | #N/A | #N/A | #N/A | 101 | L | 0.44354 | 220.1077 | 284747.824 | 599859.7264 | #N/A | #N/A | #N/A | #N/A | #N/A | #N/A | #N/A | #N/A | #N/A | #N/A
[8 empty] | 175 | [6 empty] | 202 | #N/A | #N/A | #N/A | #N/A | #N/A | 202 | #N/A | #N/A | #N/A | #N/A | #N/A | #N/A | #N/A | #N/A | #N/A | #N/A | #N/A | #N/A | 101 | BT | 0.43023 | 220.8446 | 2627427.5887 | 602695.4373 | #N/A | #N/A | #N/A | #N/A | #N/A | #N/A | #N/A | #N/A | #N/A | #N/A | #N/A | #N/A | #N/A | #N/A | #N/A | #N/A | #N/A | 101 | L | 0.44354 | 220.1077 | 284747.824 | 599859.7264 | #N/A | #N/A | #N/A | #N/A | #N/A | #N/A | #N/A | #N/A | #N/A | #N/A
[8 empty] | 176 | [6 empty] | 203 | #N/A | #N/A | #N/A | #N/A | #N/A | 203 | #N/A | #N/A | #N/A | #N/A | #N/A | #N/A | #N/A | #N/A | #N/A | #N/A | #N/A | #N/A | 102 | DR | 0.43038 | 221.2675 | 1978240.1942 | 604673.6775 | #N/A | #N/A | #N/A | #N/A | #N/A | #N/A | #N/A | #N/A | #N/A | #N/A | #N/A | #N/A | #N/A | #N/A | #N/A | #N/A | #N/A | 102 | K | 0.44354 | 220.1077 | 284747.824 | 600144.4743 | #N/A | #N/A | #N/A | #N/A | #N/A | #N/A | #N/A | #N/A | #N/A | #N/A
[8 empty] | 177 | [6 empty] | 204 | #N/A | #N/A | #N/A | #N/A | #N/A | 204 | #N/A | #N/A | #N/A | #N/A | #N/A | #N/A | #N/A | #N/A | #N/A | #N/A | #N/A | #N/A | 102 | DR | 0.43038 | 221.2675 | 1978240.1942 | 604673.6775 | #N/A | #N/A | #N/A | #N/A | #N/A | #N/A | #N/A | #N/A | #N/A | #N/A | #N/A | #N/A | #N/A | #N/A | #N/A | #N/A | #N/A | 102 | K | 0.44354 | 220.1077 | 284747.824 | 600144.4743 | #N/A | #N/A | #N/A | #N/A | #N/A | #N/A | #N/A | #N/A | #N/A | #N/A
[8 empty] | 178 | [6 empty] | 205 | #N/A | #N/A | #N/A | #N/A | #N/A | 205 | #N/A | #N/A | #N/A | #N/A | #N/A | #N/A | #N/A | #N/A | #N/A | #N/A | #N/A | #N/A | 103 | BU | 0.42496 | 221.3596 | 4668132.0271 | 609341.8095 | #N/A | #N/A | #N/A | #N/A | #N/A | #N/A | #N/A | #N/A | #N/A | #N/A | #N/A | #N/A | #N/A | #N/A | #N/A | #N/A | #N/A | 103 | AS | 0.44129 | 220.1339 | 6544785.4305 | 606689.2597 | #N/A | #N/A | #N/A | #N/A | #N/A | #N/A | #N/A | #N/A | #N/A | #N/A
[8 empty] | 179 | [6 empty] | 206 | #N/A | #N/A | #N/A | #N/A | #N/A | 206 | #N/A | #N/A | #N/A | #N/A | #N/A | #N/A | #N/A | #N/A | #N/A | #N/A | #N/A | #N/A | 103 | BU | 0.42496 | 221.3596 | 4668132.0271 | 609341.8095 | #N/A | #N/A | #N/A | #N/A | #N/A | #N/A | #N/A | #N/A | #N/A | #N/A | #N/A | #N/A | #N/A | #N/A | #N/A | #N/A | #N/A | 103 | AS | 0.44129 | 220.1339 | 6544785.4305 | 606689.2597 | #N/A | #N/A | #N/A | #N/A | #N/A | #N/A | #N/A | #N/A | #N/A | #N/A
[8 empty] | 180 | [6 empty] | 207 | #N/A | #N/A | #N/A | #N/A | #N/A | 207 | #N/A | #N/A | #N/A | #N/A | #N/A | #N/A | #N/A | #N/A | #N/A | #N/A | #N/A | #N/A | 104 | Z | 0.42559 | 221.3661 | 2821919.1814 | 612163.7287 | #N/A | #N/A | #N/A | #N/A | #N/A | #N/A | #N/A | #N/A | #N/A | #N/A | #N/A | #N/A | #N/A | #N/A | #N/A | #N/A | #N/A | 104 | EC | 0.44108 | 219.8303 | 5314202.7948 | 612003.4625 | #N/A | #N/A | #N/A | #N/A | #N/A | #N/A | #N/A | #N/A | #N/A | #N/A
[8 empty] | 181 | [6 empty] | 208 | #N/A | #N/A | #N/A | #N/A | #N/A | 208 | #N/A | #N/A | #N/A | #N/A | #N/A | #N/A | #N/A | #N/A | #N/A | #N/A | #N/A | #N/A | 104 | Z | 0.42559 | 221.3661 | 2821919.1814 | 612163.7287 | #N/A | #N/A | #N/A | #N/A | #N/A | #N/A | #N/A | #N/A | #N/A | #N/A | #N/A | #N/A | #N/A | #N/A | #N/A | #N/A | #N/A | 104 | EC | 0.44108 | 219.8303 | 5314202.7948 | 612003.4625 | #N/A | #N/A | #N/A | #N/A | #N/A | #N/A | #N/A | #N/A | #N/A | #N/A
[8 empty] | 182 | [6 empty] | 209 | #N/A | #N/A | #N/A | #N/A | #N/A | 209 | #N/A | #N/A | #N/A | #N/A | #N/A | #N/A | #N/A | #N/A | #N/A | #N/A | #N/A | #N/A | 105 | CG | 0.42346 | 221.3754 | 7863085.7506 | 620026.8144 | #N/A | #N/A | #N/A | #N/A | #N/A | #N/A | #N/A | #N/A | #N/A | #N/A | #N/A | #N/A | #N/A | #N/A | #N/A | #N/A | #N/A | 105 | BZ | 0.43993 | 220.1904 | 6908142.7624 | 618911.6052 | #N/A | #N/A | #N/A | #N/A | #N/A | #N/A | #N/A | #N/A | #N/A | #N/A
[8 empty] | 183 | [6 empty] | 210 | #N/A | #N/A | #N/A | #N/A | #N/A | 210 | #N/A | #N/A | #N/A | #N/A | #N/A | #N/A | #N/A | #N/A | #N/A | #N/A | #N/A | #N/A | 105 | CG | 0.42346 | 221.3754 | 7863085.7506 | 620026.8144 | #N/A | #N/A | #N/A | #N/A | #N/A | #N/A | #N/A | #N/A | #N/A | #N/A | #N/A | #N/A | #N/A | #N/A | #N/A | #N/A | #N/A | 105 | BZ | 0.43993 | 220.1904 | 6908142.7624 | 618911.6052 | #N/A | #N/A | #N/A | #N/A | #N/A | #N/A | #N/A | #N/A | #N/A | #N/A
[8 empty] | 184 | [6 empty] | 211 | #N/A | #N/A | #N/A | #N/A | #N/A | 211 | #N/A | #N/A | #N/A | #N/A | #N/A | #N/A | #N/A | #N/A | #N/A | #N/A | #N/A | #N/A | 106 | AO | 0.43546 | 221.4169 | 7004805.9536 | 627031.6204 | #N/A | #N/A | #N/A | #N/A | #N/A | #N/A | #N/A | #N/A | #N/A | #N/A | #N/A | #N/A | #N/A | #N/A | #N/A | #N/A | #N/A | 106 | CX | 0.43915 | 225.164 | 9301114.6002 | 628212.7198 | #N/A | #N/A | #N/A | #N/A | #N/A | #N/A | #N/A | #N/A | #N/A | #N/A
[8 empty] | 185 | [6 empty] | 212 | #N/A | #N/A | #N/A | #N/A | #N/A | 212 | #N/A | #N/A | #N/A | #N/A | #N/A | #N/A | #N/A | #N/A | #N/A | #N/A | #N/A | #N/A | 106 | AO | 0.43546 | 221.4169 | 7004805.9536 | 627031.6204 | #N/A | #N/A | #N/A | #N/A | #N/A | #N/A | #N/A | #N/A | #N/A | #N/A | #N/A | #N/A | #N/A | #N/A | #N/A | #N/A | #N/A | 106 | CX | 0.43915 | 225.164 | 9301114.6002 | 628212.7198 | #N/A | #N/A | #N/A | #N/A | #N/A | #N/A | #N/A | #N/A | #N/A | #N/A
[8 empty] | 186 | [6 empty] | 213 | #N/A | #N/A | #N/A | #N/A | #N/A | 213 | #N/A | #N/A | #N/A | #N/A | #N/A | #N/A | #N/A | #N/A | #N/A | #N/A | #N/A | #N/A | 107 | CB | 0.42319 | 221.4351 | 6612438.4015 | 633644.0588 | #N/A | #N/A | #N/A | #N/A | #N/A | #N/A | #N/A | #N/A | #N/A | #N/A | #N/A | #N/A | #N/A | #N/A | #N/A | #N/A | #N/A | 107 | CY | 0.43823 | 224.6509 | 7028269.1828 | 635240.989 | #N/A | #N/A | #N/A | #N/A | #N/A | #N/A | #N/A | #N/A | #N/A | #N/A
[8 empty] | 187 | [6 empty] | 214 | #N/A | #N/A | #N/A | #N/A | #N/A | 214 | #N/A | #N/A | #N/A | #N/A | #N/A | #N/A | #N/A | #N/A | #N/A | #N/A | #N/A | #N/A | 107 | CB | 0.42319 | 221.4351 | 6612438.4015 | 633644.0588 | #N/A | #N/A | #N/A | #N/A | #N/A | #N/A | #N/A | #N/A | #N/A | #N/A | #N/A | #N/A | #N/A | #N/A | #N/A | #N/A | #N/A | 107 | CY | 0.43823 | 224.6509 | 7028269.1828 | 635240.989 | #N/A | #N/A | #N/A | #N/A | #N/A | #N/A | #N/A | #N/A | #N/A | #N/A
[8 empty] | 188 | [6 empty] | 215 | #N/A | #N/A | #N/A | #N/A | #N/A | 215 | #N/A | #N/A | #N/A | #N/A | #N/A | #N/A | #N/A | #N/A | #N/A | #N/A | #N/A | #N/A | 108 | T | 0.44529 | 221.5255 | 2724029.505 | 636368.0883 | #N/A | #N/A | #N/A | #N/A | #N/A | #N/A | #N/A | #N/A | #N/A | #N/A | #N/A | #N/A | #N/A | #N/A | #N/A | #N/A | #N/A | 108 | X | 0.43733 | 222.1875 | 4176975.2563 | 639417.9643 | #N/A | #N/A | #N/A | #N/A | #N/A | #N/A | #N/A | #N/A | #N/A | #N/A
[8 empty] | 189 | [6 empty] | 216 | #N/A | #N/A | #N/A | #N/A | #N/A | 216 | #N/A | #N/A | #N/A | #N/A | #N/A | #N/A | #N/A | #N/A | #N/A | #N/A | #N/A | #N/A | 108 | T | 0.44529 | 221.5255 | 2724029.505 | 636368.0883 | #N/A | #N/A | #N/A | #N/A | #N/A | #N/A | #N/A | #N/A | #N/A | #N/A | #N/A | #N/A | #N/A | #N/A | #N/A | #N/A | #N/A | 108 | X | 0.43733 | 222.1875 | 4176975.2563 | 639417.9643 | #N/A | #N/A | #N/A | #N/A | #N/A | #N/A | #N/A | #N/A | #N/A | #N/A
[8 empty] | 190 | [6 empty] | 217 | #N/A | #N/A | #N/A | #N/A | #N/A | 217 | #N/A | #N/A | #N/A | #N/A | #N/A | #N/A | #N/A | #N/A | #N/A | #N/A | #N/A | #N/A | 109 | AC | 0.42461 | 221.8809 | 1559138.3425 | 637927.2266 | #N/A | #N/A | #N/A | #N/A | #N/A | #N/A | #N/A | #N/A | #N/A | #N/A | #N/A | #N/A | #N/A | #N/A | #N/A | #N/A | #N/A | 109 | CF | 0.43721 | 220.2967 | 5581718.3194 | 644999.6826 | #N/A | #N/A | #N/A | #N/A | #N/A | #N/A | #N/A | #N/A | #N/A | #N/A
[8 empty] | 191 | [6 empty] | 218 | #N/A | #N/A | #N/A | #N/A | #N/A | 218 | #N/A | #N/A | #N/A | #N/A | #N/A | #N/A | #N/A | #N/A | #N/A | #N/A | #N/A | #N/A | 109 | AC | 0.42461 | 221.8809 | 1559138.3425 | 637927.2266 | #N/A | #N/A | #N/A | #N/A | #N/A | #N/A | #N/A | #N/A | #N/A | #N/A | #N/A | #N/A | #N/A | #N/A | #N/A | #N/A | #N/A | 109 | CF | 0.43721 | 220.2967 | 5581718.3194 | 644999.6826 | #N/A | #N/A | #N/A | #N/A | #N/A | #N/A | #N/A | #N/A | #N/A | #N/A
[8 empty] | 192 | [6 empty] | 219 | #N/A | #N/A | #N/A | #N/A | #N/A | 219 | #N/A | #N/A | #N/A | #N/A | #N/A | #N/A | #N/A | #N/A | #N/A | #N/A | #N/A | #N/A | 110 | DM | 0.41988 | 221.965 | 3496857.0737 | 641424.0837 | #N/A | #N/A | #N/A | #N/A | #N/A | #N/A | #N/A | #N/A | #N/A | #N/A | #N/A | #N/A | #N/A | #N/A | #N/A | #N/A | #N/A | 110 | AO | 0.43546 | 221.4169 | 7004805.9536 | 652004.4886 | #N/A | #N/A | #N/A | #N/A | #N/A | #N/A | #N/A | #N/A | #N/A | #N/A
[8 empty] | 193 | [6 empty] | 220 | #N/A | #N/A | #N/A | #N/A | #N/A | 220 | #N/A | #N/A | #N/A | #N/A | #N/A | #N/A | #N/A | #N/A | #N/A | #N/A | #N/A | #N/A | 110 | DM | 0.41988 | 221.965 | 3496857.0737 | 641424.0837 | #N/A | #N/A | #N/A | #N/A | #N/A | #N/A | #N/A | #N/A | #N/A | #N/A | #N/A | #N/A | #N/A | #N/A | #N/A | #N/A | #N/A | 110 | AO | 0.43546 | 221.4169 | 7004805.9536 | 652004.4886 | #N/A | #N/A | #N/A | #N/A | #N/A | #N/A | #N/A | #N/A | #N/A | #N/A
[8 empty] | 194 | [6 empty] | 221 | #N/A | #N/A | #N/A | #N/A | #N/A | 221 | #N/A | #N/A | #N/A | #N/A | #N/A | #N/A | #N/A | #N/A | #N/A | #N/A | #N/A | #N/A | 111 | CC | 0.41762 | 222.0801 | 5743803.7398 | 647167.8874 | #N/A | #N/A | #N/A | #N/A | #N/A | #N/A | #N/A | #N/A | #N/A | #N/A | #N/A | #N/A | #N/A | #N/A | #N/A | #N/A | #N/A | 111 | BM | 0.4328 | 226.1097 | 8309311.6646 | 660313.8002 | #N/A | #N/A | #N/A | #N/A | #N/A | #N/A | #N/A | #N/A | #N/A | #N/A
[8 empty] | 195 | [6 empty] | 222 | #N/A | #N/A | #N/A | #N/A | #N/A | 222 | #N/A | #N/A | #N/A | #N/A | #N/A | #N/A | #N/A | #N/A | #N/A | #N/A | #N/A | #N/A | 111 | CC | 0.41762 | 222.0801 | 5743803.7398 | 647167.8874 | #N/A | #N/A | #N/A | #N/A | #N/A | #N/A | #N/A | #N/A | #N/A | #N/A | #N/A | #N/A | #N/A | #N/A | #N/A | #N/A | #N/A | 111 | BM | 0.4328 | 226.1097 | 8309311.6646 | 660313.8002 | #N/A | #N/A | #N/A | #N/A | #N/A | #N/A | #N/A | #N/A | #N/A | #N/A
[8 empty] | 196 | [6 empty] | 223 | #N/A | #N/A | #N/A | #N/A | #N/A | 223 | #N/A | #N/A | #N/A | #N/A | #N/A | #N/A | #N/A | #N/A | #N/A | #N/A | #N/A | #N/A | 112 | CH | 0.41652 | 222.1003 | 9726283.6289 | 656894.1711 | #N/A | #N/A | #N/A | #N/A | #N/A | #N/A | #N/A | #N/A | #N/A | #N/A | #N/A | #N/A | #N/A | #N/A | #N/A | #N/A | #N/A | 112 | ET | 0.43188 | 220.7338 | 5126777.0387 | 665440.5773 | #N/A | #N/A | #N/A | #N/A | #N/A | #N/A | #N/A | #N/A | #N/A | #N/A
[8 empty] | 197 | [6 empty] | 224 | #N/A | #N/A | #N/A | #N/A | #N/A | 224 | #N/A | #N/A | #N/A | #N/A | #N/A | #N/A | #N/A | #N/A | #N/A | #N/A | #N/A | #N/A | 112 | CH | 0.41652 | 222.1003 | 9726283.6289 | 656894.1711 | #N/A | #N/A | #N/A | #N/A | #N/A | #N/A | #N/A | #N/A | #N/A | #N/A | #N/A | #N/A | #N/A | #N/A | #N/A | #N/A | #N/A | 112 | ET | 0.43188 | 220.7338 | 5126777.0387 | 665440.5773 | #N/A | #N/A | #N/A | #N/A | #N/A | #N/A | #N/A | #N/A | #N/A | #N/A
[8 empty] | 198 | [6 empty] | 225 | #N/A | #N/A | #N/A | #N/A | #N/A | 225 | #N/A | #N/A | #N/A | #N/A | #N/A | #N/A | #N/A | #N/A | #N/A | #N/A | #N/A | #N/A | 113 | X | 0.43733 | 222.1875 | 4176975.2563 | 661071.1463 | #N/A | #N/A | #N/A | #N/A | #N/A | #N/A | #N/A | #N/A | #N/A | #N/A | #N/A | #N/A | #N/A | #N/A | #N/A | #N/A | #N/A | 113 | DR | 0.43038 | 221.2675 | 1978240.1942 | 667418.8175 | #N/A | #N/A | #N/A | #N/A | #N/A | #N/A | #N/A | #N/A | #N/A | #N/A
[8 empty] | 199 | [6 empty] | 226 | #N/A | #N/A | #N/A | #N/A | #N/A | 226 | #N/A | #N/A | #N/A | #N/A | #N/A | #N/A | #N/A | #N/A | #N/A | #N/A | #N/A | #N/A | 113 | X | 0.43733 | 222.1875 | 4176975.2563 | 661071.1463 | #N/A | #N/A | #N/A | #N/A | #N/A | #N/A | #N/A | #N/A | #N/A | #N/A | #N/A | #N/A | #N/A | #N/A | #N/A | #N/A | #N/A | 113 | DR | 0.43038 | 221.2675 | 1978240.1942 | 667418.8175 | #N/A | #N/A | #N/A | #N/A | #N/A | #N/A | #N/A | #N/A | #N/A | #N/A
[8 empty] | 200 | [6 empty] | 227 | #N/A | #N/A | #N/A | #N/A | #N/A | 227 | #N/A | #N/A | #N/A | #N/A | #N/A | #N/A | #N/A | #N/A | #N/A | #N/A | #N/A | #N/A | 114 | DJ | 0.41364 | 222.2625 | 3218049.9074 | 664289.1962 | #N/A | #N/A | #N/A | #N/A | #N/A | #N/A | #N/A | #N/A | #N/A | #N/A | #N/A | #N/A | #N/A | #N/A | #N/A | #N/A | #N/A | 114 | BT | 0.43023 | 220.8446 | 2627427.5887 | 670046.245 | #N/A | #N/A | #N/A | #N/A | #N/A | #N/A | #N/A | #N/A | #N/A | #N/A
[8 empty] | 201 | [6 empty] | 228 | #N/A | #N/A | #N/A | #N/A | #N/A | 228 | #N/A | #N/A | #N/A | #N/A | #N/A | #N/A | #N/A | #N/A | #N/A | #N/A | #N/A | #N/A | 114 | DJ | 0.41364 | 222.2625 | 3218049.9074 | 664289.1962 | #N/A | #N/A | #N/A | #N/A | #N/A | #N/A | #N/A | #N/A | #N/A | #N/A | #N/A | #N/A | #N/A | #N/A | #N/A | #N/A | #N/A | 114 | BT | 0.43023 | 220.8446 | 2627427.5887 | 670046.245 | #N/A | #N/A | #N/A | #N/A | #N/A | #N/A | #N/A | #N/A | #N/A | #N/A
[8 empty] | 202 | [6 empty] | 229 | #N/A | #N/A | #N/A | #N/A | #N/A | 229 | #N/A | #N/A | #N/A | #N/A | #N/A | #N/A | #N/A | #N/A | #N/A | #N/A | #N/A | #N/A | 115 | AF | 0.57828 | 222.3115 | 1728831.6649 | 666018.0279 | #N/A | #N/A | #N/A | #N/A | #N/A | #N/A | #N/A | #N/A | #N/A | #N/A | #N/A | #N/A | #N/A | #N/A | #N/A | #N/A | #N/A | 115 | Z | 0.42559 | 221.3661 | 2821919.1814 | 672868.1642 | #N/A | #N/A | #N/A | #N/A | #N/A | #N/A | #N/A | #N/A | #N/A | #N/A
[8 empty] | 203 | [6 empty] | 230 | #N/A | #N/A | #N/A | #N/A | #N/A | 230 | #N/A | #N/A | #N/A | #N/A | #N/A | #N/A | #N/A | #N/A | #N/A | #N/A | #N/A | #N/A | 115 | AF | 0.57828 | 222.3115 | 1728831.6649 | 666018.0279 | #N/A | #N/A | #N/A | #N/A | #N/A | #N/A | #N/A | #N/A | #N/A | #N/A | #N/A | #N/A | #N/A | #N/A | #N/A | #N/A | #N/A | 115 | Z | 0.42559 | 221.3661 | 2821919.1814 | 672868.1642 | #N/A | #N/A | #N/A | #N/A | #N/A | #N/A | #N/A | #N/A | #N/A | #N/A
[8 empty] | 204 | [6 empty] | 231 | #N/A | #N/A | #N/A | #N/A | #N/A | 231 | #N/A | #N/A | #N/A | #N/A | #N/A | #N/A | #N/A | #N/A | #N/A | #N/A | #N/A | #N/A | 116 | BW | 0.41491 | 222.3242 | 6622003.7869 | 672640.0317 | #N/A | #N/A | #N/A | #N/A | #N/A | #N/A | #N/A | #N/A | #N/A | #N/A | #N/A | #N/A | #N/A | #N/A | #N/A | #N/A | #N/A | 116 | BU | 0.42496 | 221.3596 | 4668132.0271 | 677536.2962 | #N/A | #N/A | #N/A | #N/A | #N/A | #N/A | #N/A | #N/A | #N/A | #N/A
[8 empty] | 205 | [6 empty] | 232 | #N/A | #N/A | #N/A | #N/A | #N/A | 232 | #N/A | #N/A | #N/A | #N/A | #N/A | #N/A | #N/A | #N/A | #N/A | #N/A | #N/A | #N/A | 116 | BW | 0.41491 | 222.3242 | 6622003.7869 | 672640.0317 | #N/A | #N/A | #N/A | #N/A | #N/A | #N/A | #N/A | #N/A | #N/A | #N/A | #N/A | #N/A | #N/A | #N/A | #N/A | #N/A | #N/A | 116 | BU | 0.42496 | 221.3596 | 4668132.0271 | 677536.2962 | #N/A | #N/A | #N/A | #N/A | #N/A | #N/A | #N/A | #N/A | #N/A | #N/A
[8 empty] | 206 | [6 empty] | 233 | #N/A | #N/A | #N/A | #N/A | #N/A | 233 | #N/A | #N/A | #N/A | #N/A | #N/A | #N/A | #N/A | #N/A | #N/A | #N/A | #N/A | #N/A | 117 | EG | 0.41146 | 222.379 | 6560880.5415 | 679200.9122 | #N/A | #N/A | #N/A | #N/A | #N/A | #N/A | #N/A | #N/A | #N/A | #N/A | #N/A | #N/A | #N/A | #N/A | #N/A | #N/A | #N/A | 117 | AC | 0.42461 | 221.8809 | 1559138.3425 | 679095.4346 | #N/A | #N/A | #N/A | #N/A | #N/A | #N/A | #N/A | #N/A | #N/A | #N/A
[8 empty] | 207 | [6 empty] | 234 | #N/A | #N/A | #N/A | #N/A | #N/A | 234 | #N/A | #N/A | #N/A | #N/A | #N/A | #N/A | #N/A | #N/A | #N/A | #N/A | #N/A | #N/A | 117 | EG | 0.41146 | 222.379 | 6560880.5415 | 679200.9122 | #N/A | #N/A | #N/A | #N/A | #N/A | #N/A | #N/A | #N/A | #N/A | #N/A | #N/A | #N/A | #N/A | #N/A | #N/A | #N/A | #N/A | 117 | AC | 0.42461 | 221.8809 | 1559138.3425 | 679095.4346 | #N/A | #N/A | #N/A | #N/A | #N/A | #N/A | #N/A | #N/A | #N/A | #N/A
[8 empty] | 208 | [6 empty] | 235 | #N/A | #N/A | #N/A | #N/A | #N/A | 235 | #N/A | #N/A | #N/A | #N/A | #N/A | #N/A | #N/A | #N/A | #N/A | #N/A | #N/A | #N/A | 118 | AJ | 0.42249 | 222.5361 | 2041230.8362 | 681242.1431 | #N/A | #N/A | #N/A | #N/A | #N/A | #N/A | #N/A | #N/A | #N/A | #N/A | #N/A | #N/A | #N/A | #N/A | #N/A | #N/A | #N/A | 118 | CG | 0.42346 | 221.3754 | 7863085.7506 | 686958.5203 | #N/A | #N/A | #N/A | #N/A | #N/A | #N/A | #N/A | #N/A | #N/A | #N/A
[8 empty] | 209 | [6 empty] | 236 | #N/A | #N/A | #N/A | #N/A | #N/A | 236 | #N/A | #N/A | #N/A | #N/A | #N/A | #N/A | #N/A | #N/A | #N/A | #N/A | #N/A | #N/A | 118 | AJ | 0.42249 | 222.5361 | 2041230.8362 | 681242.1431 | #N/A | #N/A | #N/A | #N/A | #N/A | #N/A | #N/A | #N/A | #N/A | #N/A | #N/A | #N/A | #N/A | #N/A | #N/A | #N/A | #N/A | 118 | CG | 0.42346 | 221.3754 | 7863085.7506 | 686958.5203 | #N/A | #N/A | #N/A | #N/A | #N/A | #N/A | #N/A | #N/A | #N/A | #N/A
[8 empty] | 210 | [6 empty] | 237 | #N/A | #N/A | #N/A | #N/A | #N/A | 237 | #N/A | #N/A | #N/A | #N/A | #N/A | #N/A | #N/A | #N/A | #N/A | #N/A | #N/A | #N/A | 119 | BH | 0.40906 | 222.549 | 2150261.9999 | 683392.4051 | #N/A | #N/A | #N/A | #N/A | #N/A | #N/A | #N/A | #N/A | #N/A | #N/A | #N/A | #N/A | #N/A | #N/A | #N/A | #N/A | #N/A | 119 | CB | 0.42319 | 221.4351 | 6612438.4015 | 693570.9587 | #N/A | #N/A | #N/A | #N/A | #N/A | #N/A | #N/A | #N/A | #N/A | #N/A
[8 empty] | 211 | [6 empty] | 238 | #N/A | #N/A | #N/A | #N/A | #N/A | 238 | #N/A | #N/A | #N/A | #N/A | #N/A | #N/A | #N/A | #N/A | #N/A | #N/A | #N/A | #N/A | 119 | BH | 0.40906 | 222.549 | 2150261.9999 | 683392.4051 | #N/A | #N/A | #N/A | #N/A | #N/A | #N/A | #N/A | #N/A | #N/A | #N/A | #N/A | #N/A | #N/A | #N/A | #N/A | #N/A | #N/A | 119 | CB | 0.42319 | 221.4351 | 6612438.4015 | 693570.9587 | #N/A | #N/A | #N/A | #N/A | #N/A | #N/A | #N/A | #N/A | #N/A | #N/A
[8 empty] | 212 | [6 empty] | 239 | #N/A | #N/A | #N/A | #N/A | #N/A | 239 | #N/A | #N/A | #N/A | #N/A | #N/A | #N/A | #N/A | #N/A | #N/A | #N/A | #N/A | #N/A | 120 | CR | 0.46032 | 222.7659 | 8791644.2417 | 692184.0493 | #N/A | #N/A | #N/A | #N/A | #N/A | #N/A | #N/A | #N/A | #N/A | #N/A | #N/A | #N/A | #N/A | #N/A | #N/A | #N/A | #N/A | 120 | AJ | 0.42249 | 222.5361 | 2041230.8362 | 695612.1896 | #N/A | #N/A | #N/A | #N/A | #N/A | #N/A | #N/A | #N/A | #N/A | #N/A
[8 empty] | 213 | [6 empty] | 240 | #N/A | #N/A | #N/A | #N/A | #N/A | 240 | #N/A | #N/A | #N/A | #N/A | #N/A | #N/A | #N/A | #N/A | #N/A | #N/A | #N/A | #N/A | 120 | CR | 0.46032 | 222.7659 | 8791644.2417 | 692184.0493 | #N/A | #N/A | #N/A | #N/A | #N/A | #N/A | #N/A | #N/A | #N/A | #N/A | #N/A | #N/A | #N/A | #N/A | #N/A | #N/A | #N/A | 120 | AJ | 0.42249 | 222.5361 | 2041230.8362 | 695612.1896 | #N/A | #N/A | #N/A | #N/A | #N/A | #N/A | #N/A | #N/A | #N/A | #N/A
[8 empty] | 214 | [6 empty] | 241 | #N/A | #N/A | #N/A | #N/A | #N/A | 241 | #N/A | #N/A | #N/A | #N/A | #N/A | #N/A | #N/A | #N/A | #N/A | #N/A | #N/A | #N/A | 121 | BI | 0.4445 | 222.8052 | 2986257.133 | 695170.3064 | #N/A | #N/A | #N/A | #N/A | #N/A | #N/A | #N/A | #N/A | #N/A | #N/A | #N/A | #N/A | #N/A | #N/A | #N/A | #N/A | #N/A | 121 | DM | 0.41988 | 221.965 | 3496857.0737 | 699109.0467 | #N/A | #N/A | #N/A | #N/A | #N/A | #N/A | #N/A | #N/A | #N/A | #N/A
[8 empty] | 215 | [6 empty] | 242 | #N/A | #N/A | #N/A | #N/A | #N/A | 242 | #N/A | #N/A | #N/A | #N/A | #N/A | #N/A | #N/A | #N/A | #N/A | #N/A | #N/A | #N/A | 121 | BI | 0.4445 | 222.8052 | 2986257.133 | 695170.3064 | #N/A | #N/A | #N/A | #N/A | #N/A | #N/A | #N/A | #N/A | #N/A | #N/A | #N/A | #N/A | #N/A | #N/A | #N/A | #N/A | #N/A | 121 | DM | 0.41988 | 221.965 | 3496857.0737 | 699109.0467 | #N/A | #N/A | #N/A | #N/A | #N/A | #N/A | #N/A | #N/A | #N/A | #N/A
[8 empty] | 216 | [6 empty] | 243 | #N/A | #N/A | #N/A | #N/A | #N/A | 243 | #N/A | #N/A | #N/A | #N/A | #N/A | #N/A | #N/A | #N/A | #N/A | #N/A | #N/A | #N/A | 122 | AL | 0.40376 | 222.9767 | 1260304.7322 | 696430.6112 | #N/A | #N/A | #N/A | #N/A | #N/A | #N/A | #N/A | #N/A | #N/A | #N/A | #N/A | #N/A | #N/A | #N/A | #N/A | #N/A | #N/A | 122 | CC | 0.41762 | 222.0801 | 5743803.7398 | 704852.8504 | #N/A | #N/A | #N/A | #N/A | #N/A | #N/A | #N/A | #N/A | #N/A | #N/A
[8 empty] | 217 | [6 empty] | 244 | #N/A | #N/A | #N/A | #N/A | #N/A | 244 | #N/A | #N/A | #N/A | #N/A | #N/A | #N/A | #N/A | #N/A | #N/A | #N/A | #N/A | #N/A | 122 | AL | 0.40376 | 222.9767 | 1260304.7322 | 696430.6112 | #N/A | #N/A | #N/A | #N/A | #N/A | #N/A | #N/A | #N/A | #N/A | #N/A | #N/A | #N/A | #N/A | #N/A | #N/A | #N/A | #N/A | 122 | CC | 0.41762 | 222.0801 | 5743803.7398 | 704852.8504 | #N/A | #N/A | #N/A | #N/A | #N/A | #N/A | #N/A | #N/A | #N/A | #N/A
[8 empty] | 218 | [6 empty] | 245 | #N/A | #N/A | #N/A | #N/A | #N/A | 245 | #N/A | #N/A | #N/A | #N/A | #N/A | #N/A | #N/A | #N/A | #N/A | #N/A | #N/A | #N/A | 123 | AQ | 0.49457 | 222.997 | 5829150.1875 | 702259.7614 | #N/A | #N/A | #N/A | #N/A | #N/A | #N/A | #N/A | #N/A | #N/A | #N/A | #N/A | #N/A | #N/A | #N/A | #N/A | #N/A | #N/A | 123 | DC | 0.41737 | 226.3008 | 5375778.0347 | 710228.6284 | #N/A | #N/A | #N/A | #N/A | #N/A | #N/A | #N/A | #N/A | #N/A | #N/A
[8 empty] | 219 | [6 empty] | 246 | #N/A | #N/A | #N/A | #N/A | #N/A | 246 | #N/A | #N/A | #N/A | #N/A | #N/A | #N/A | #N/A | #N/A | #N/A | #N/A | #N/A | #N/A | 123 | AQ | 0.49457 | 222.997 | 5829150.1875 | 702259.7614 | #N/A | #N/A | #N/A | #N/A | #N/A | #N/A | #N/A | #N/A | #N/A | #N/A | #N/A | #N/A | #N/A | #N/A | #N/A | #N/A | #N/A | 123 | DC | 0.41737 | 226.3008 | 5375778.0347 | 710228.6284 | #N/A | #N/A | #N/A | #N/A | #N/A | #N/A | #N/A | #N/A | #N/A | #N/A
[8 empty] | 220 | [6 empty] | 247 | #N/A | #N/A | #N/A | #N/A | #N/A | 247 | #N/A | #N/A | #N/A | #N/A | #N/A | #N/A | #N/A | #N/A | #N/A | #N/A | #N/A | #N/A | 124 | BV | 0.40249 | 223.1468 | 5073997.3721 | 707333.7587 | #N/A | #N/A | #N/A | #N/A | #N/A | #N/A | #N/A | #N/A | #N/A | #N/A | #N/A | #N/A | #N/A | #N/A | #N/A | #N/A | #N/A | 124 | CH | 0.41652 | 222.1003 | 9726283.6289 | 719954.9121 | #N/A | #N/A | #N/A | #N/A | #N/A | #N/A | #N/A | #N/A | #N/A | #N/A
[8 empty] | 221 | [6 empty] | 248 | #N/A | #N/A | #N/A | #N/A | #N/A | 248 | #N/A | #N/A | #N/A | #N/A | #N/A | #N/A | #N/A | #N/A | #N/A | #N/A | #N/A | #N/A | 124 | BV | 0.40249 | 223.1468 | 5073997.3721 | 707333.7587 | #N/A | #N/A | #N/A | #N/A | #N/A | #N/A | #N/A | #N/A | #N/A | #N/A | #N/A | #N/A | #N/A | #N/A | #N/A | #N/A | #N/A | 124 | CH | 0.41652 | 222.1003 | 9726283.6289 | 719954.9121 | #N/A | #N/A | #N/A | #N/A | #N/A | #N/A | #N/A | #N/A | #N/A | #N/A
[8 empty] | 222 | [6 empty] | 249 | #N/A | #N/A | #N/A | #N/A | #N/A | 249 | #N/A | #N/A | #N/A | #N/A | #N/A | #N/A | #N/A | #N/A | #N/A | #N/A | #N/A | #N/A | 125 | B | 0.40458 | 223.3172 | 323118699.3932 | 1030452.4581 | #N/A | #N/A | #N/A | #N/A | #N/A | #N/A | #N/A | #N/A | #N/A | #N/A | #N/A | #N/A | #N/A | #N/A | #N/A | #N/A | #N/A | 125 | BW | 0.41491 | 222.3242 | 6622003.7869 | 726576.9158 | #N/A | #N/A | #N/A | #N/A | #N/A | #N/A | #N/A | #N/A | #N/A | #N/A
[8 empty] | 223 | [6 empty] | 250 | #N/A | #N/A | #N/A | #N/A | #N/A | 250 | #N/A | #N/A | #N/A | #N/A | #N/A | #N/A | #N/A | #N/A | #N/A | #N/A | #N/A | #N/A | 125 | B | 0.40458 | 223.3172 | 323118699.3932 | 1030452.4581 | #N/A | #N/A | #N/A | #N/A | #N/A | #N/A | #N/A | #N/A | #N/A | #N/A | #N/A | #N/A | #N/A | #N/A | #N/A | #N/A | #N/A | 125 | BW | 0.41491 | 222.3242 | 6622003.7869 | 726576.9158 | #N/A | #N/A | #N/A | #N/A | #N/A | #N/A | #N/A | #N/A | #N/A | #N/A
[8 empty] | 224 | [6 empty] | 251 | #N/A | #N/A | #N/A | #N/A | #N/A | 251 | #N/A | #N/A | #N/A | #N/A | #N/A | #N/A | #N/A | #N/A | #N/A | #N/A | #N/A | #N/A | 126 | U | 0.48367 | 223.3227 | 1742770.342 | 1032195.2285 | #N/A | #N/A | #N/A | #N/A | #N/A | #N/A | #N/A | #N/A | #N/A | #N/A | #N/A | #N/A | #N/A | #N/A | #N/A | #N/A | #N/A | 126 | DJ | 0.41364 | 222.2625 | 3218049.9074 | 729794.9658 | #N/A | #N/A | #N/A | #N/A | #N/A | #N/A | #N/A | #N/A | #N/A | #N/A
[8 empty] | 225 | [6 empty] | 252 | #N/A | #N/A | #N/A | #N/A | #N/A | 252 | #N/A | #N/A | #N/A | #N/A | #N/A | #N/A | #N/A | #N/A | #N/A | #N/A | #N/A | #N/A | 126 | U | 0.48367 | 223.3227 | 1742770.342 | 1032195.2285 | #N/A | #N/A | #N/A | #N/A | #N/A | #N/A | #N/A | #N/A | #N/A | #N/A | #N/A | #N/A | #N/A | #N/A | #N/A | #N/A | #N/A | 126 | DJ | 0.41364 | 222.2625 | 3218049.9074 | 729794.9658 | #N/A | #N/A | #N/A | #N/A | #N/A | #N/A | #N/A | #N/A | #N/A | #N/A
[8 empty] | 226 | [6 empty] | 253 | #N/A | #N/A | #N/A | #N/A | #N/A | 253 | #N/A | #N/A | #N/A | #N/A | #N/A | #N/A | #N/A | #N/A | #N/A | #N/A | #N/A | #N/A | 127 | FF | 0.39862 | 223.5552 | 2682365.2173 | 1034877.5937 | #N/A | #N/A | #N/A | #N/A | #N/A | #N/A | #N/A | #N/A | #N/A | #N/A | #N/A | #N/A | #N/A | #N/A | #N/A | #N/A | #N/A | 127 | EG | 0.41146 | 222.379 | 6560880.5415 | 736355.8463 | #N/A | #N/A | #N/A | #N/A | #N/A | #N/A | #N/A | #N/A | #N/A | #N/A
[8 empty] | 227 | [6 empty] | 254 | #N/A | #N/A | #N/A | #N/A | #N/A | 254 | #N/A | #N/A | #N/A | #N/A | #N/A | #N/A | #N/A | #N/A | #N/A | #N/A | #N/A | #N/A | 127 | FF | 0.39862 | 223.5552 | 2682365.2173 | 1034877.5937 | #N/A | #N/A | #N/A | #N/A | #N/A | #N/A | #N/A | #N/A | #N/A | #N/A | #N/A | #N/A | #N/A | #N/A | #N/A | #N/A | #N/A | 127 | EG | 0.41146 | 222.379 | 6560880.5415 | 736355.8463 | #N/A | #N/A | #N/A | #N/A | #N/A | #N/A | #N/A | #N/A | #N/A | #N/A
[8 empty] | 228 | [6 empty] | 255 | #N/A | #N/A | #N/A | #N/A | #N/A | 255 | #N/A | #N/A | #N/A | #N/A | #N/A | #N/A | #N/A | #N/A | #N/A | #N/A | #N/A | #N/A | 128 | FD | 0.40014 | 223.6008 | 1877268.1992 | 1036754.8619 | #N/A | #N/A | #N/A | #N/A | #N/A | #N/A | #N/A | #N/A | #N/A | #N/A | #N/A | #N/A | #N/A | #N/A | #N/A | #N/A | #N/A | 128 | BH | 0.40906 | 222.549 | 2150261.9999 | 738506.1083 | #N/A | #N/A | #N/A | #N/A | #N/A | #N/A | #N/A | #N/A | #N/A | #N/A
[8 empty] | 229 | [6 empty] | 256 | #N/A | #N/A | #N/A | #N/A | #N/A | 256 | #N/A | #N/A | #N/A | #N/A | #N/A | #N/A | #N/A | #N/A | #N/A | #N/A | #N/A | #N/A | 128 | FD | 0.40014 | 223.6008 | 1877268.1992 | 1036754.8619 | #N/A | #N/A | #N/A | #N/A | #N/A | #N/A | #N/A | #N/A | #N/A | #N/A | #N/A | #N/A | #N/A | #N/A | #N/A | #N/A | #N/A | 128 | BH | 0.40906 | 222.549 | 2150261.9999 | 738506.1083 | #N/A | #N/A | #N/A | #N/A | #N/A | #N/A | #N/A | #N/A | #N/A | #N/A
[8 empty] | 230 | [6 empty] | 257 | #N/A | #N/A | #N/A | #N/A | #N/A | 257 | #N/A | #N/A | #N/A | #N/A | #N/A | #N/A | #N/A | #N/A | #N/A | #N/A | #N/A | #N/A | 129 | CZ | 0.45158 | 223.6033 | 5749407.8477 | 1042504.2697 | #N/A | #N/A | #N/A | #N/A | #N/A | #N/A | #N/A | #N/A | #N/A | #N/A | #N/A | #N/A | #N/A | #N/A | #N/A | #N/A | #N/A | 129 | B | 0.40458 | 223.3172 | 323118699.3932 | 1061624.8077 | #N/A | #N/A | #N/A | #N/A | #N/A | #N/A | #N/A | #N/A | #N/A | #N/A
[8 empty] | 231 | [6 empty] | 258 | #N/A | #N/A | #N/A | #N/A | #N/A | 258 | #N/A | #N/A | #N/A | #N/A | #N/A | #N/A | #N/A | #N/A | #N/A | #N/A | #N/A | #N/A | 129 | CZ | 0.45158 | 223.6033 | 5749407.8477 | 1042504.2697 | #N/A | #N/A | #N/A | #N/A | #N/A | #N/A | #N/A | #N/A | #N/A | #N/A | #N/A | #N/A | #N/A | #N/A | #N/A | #N/A | #N/A | 129 | B | 0.40458 | 223.3172 | 323118699.3932 | 1061624.8077 | #N/A | #N/A | #N/A | #N/A | #N/A | #N/A | #N/A | #N/A | #N/A | #N/A
[8 empty] | 232 | [6 empty] | 259 | #N/A | #N/A | #N/A | #N/A | #N/A | 259 | #N/A | #N/A | #N/A | #N/A | #N/A | #N/A | #N/A | #N/A | #N/A | #N/A | #N/A | #N/A | 130 | EB | 0.39546 | 223.6465 | 6111360.8072 | 1048615.6305 | #N/A | #N/A | #N/A | #N/A | #N/A | #N/A | #N/A | #N/A | #N/A | #N/A | #N/A | #N/A | #N/A | #N/A | #N/A | #N/A | #N/A | 130 | AL | 0.40376 | 222.9767 | 1260304.7322 | 1062885.1124 | #N/A | #N/A | #N/A | #N/A | #N/A | #N/A | #N/A | #N/A | #N/A | #N/A
[8 empty] | 233 | [6 empty] | 260 | #N/A | #N/A | #N/A | #N/A | #N/A | 260 | #N/A | #N/A | #N/A | #N/A | #N/A | #N/A | #N/A | #N/A | #N/A | #N/A | #N/A | #N/A | 130 | EB | 0.39546 | 223.6465 | 6111360.8072 | 1048615.6305 | #N/A | #N/A | #N/A | #N/A | #N/A | #N/A | #N/A | #N/A | #N/A | #N/A | #N/A | #N/A | #N/A | #N/A | #N/A | #N/A | #N/A | 130 | AL | 0.40376 | 222.9767 | 1260304.7322 | 1062885.1124 | #N/A | #N/A | #N/A | #N/A | #N/A | #N/A | #N/A | #N/A | #N/A | #N/A
[8 empty] | 234 | [6 empty] | 261 | #N/A | #N/A | #N/A | #N/A | #N/A | 261 | #N/A | #N/A | #N/A | #N/A | #N/A | #N/A | #N/A | #N/A | #N/A | #N/A | #N/A | #N/A | 131 | S | 0.3927 | 223.7001 | 2546905.0612 | 1051162.5356 | #N/A | #N/A | #N/A | #N/A | #N/A | #N/A | #N/A | #N/A | #N/A | #N/A | #N/A | #N/A | #N/A | #N/A | #N/A | #N/A | #N/A | 131 | BV | 0.40249 | 223.1468 | 5073997.3721 | 1067959.1098 | #N/A | #N/A | #N/A | #N/A | #N/A | #N/A | #N/A | #N/A | #N/A | #N/A
[8 empty] | 235 | [6 empty] | 262 | #N/A | #N/A | #N/A | #N/A | #N/A | 262 | #N/A | #N/A | #N/A | #N/A | #N/A | #N/A | #N/A | #N/A | #N/A | #N/A | #N/A | #N/A | 131 | S | 0.3927 | 223.7001 | 2546905.0612 | 1051162.5356 | #N/A | #N/A | #N/A | #N/A | #N/A | #N/A | #N/A | #N/A | #N/A | #N/A | #N/A | #N/A | #N/A | #N/A | #N/A | #N/A | #N/A | 131 | BV | 0.40249 | 223.1468 | 5073997.3721 | 1067959.1098 | #N/A | #N/A | #N/A | #N/A | #N/A | #N/A | #N/A | #N/A | #N/A | #N/A
[8 empty] | 236 | [6 empty] | 263 | #N/A | #N/A | #N/A | #N/A | #N/A | 263 | #N/A | #N/A | #N/A | #N/A | #N/A | #N/A | #N/A | #N/A | #N/A | #N/A | #N/A | #N/A | 132 | FE | 0.40075 | 223.7281 | 1107228.5987 | 1052269.7642 | #N/A | #N/A | #N/A | #N/A | #N/A | #N/A | #N/A | #N/A | #N/A | #N/A | #N/A | #N/A | #N/A | #N/A | #N/A | #N/A | #N/A | 132 | FE | 0.40075 | 223.7281 | 1107228.5987 | 1069066.3384 | #N/A | #N/A | #N/A | #N/A | #N/A | #N/A | #N/A | #N/A | #N/A | #N/A
[8 empty] | 237 | [6 empty] | 264 | #N/A | #N/A | #N/A | #N/A | #N/A | 264 | #N/A | #N/A | #N/A | #N/A | #N/A | #N/A | #N/A | #N/A | #N/A | #N/A | #N/A | #N/A | 132 | FE | 0.40075 | 223.7281 | 1107228.5987 | 1052269.7642 | #N/A | #N/A | #N/A | #N/A | #N/A | #N/A | #N/A | #N/A | #N/A | #N/A | #N/A | #N/A | #N/A | #N/A | #N/A | #N/A | #N/A | 132 | FE | 0.40075 | 223.7281 | 1107228.5987 | 1069066.3384 | #N/A | #N/A | #N/A | #N/A | #N/A | #N/A | #N/A | #N/A | #N/A | #N/A
[8 empty] | 238 | [6 empty] | 265 | #N/A | #N/A | #N/A | #N/A | #N/A | 265 | #N/A | #N/A | #N/A | #N/A | #N/A | #N/A | #N/A | #N/A | #N/A | #N/A | #N/A | #N/A | 133 | BY | 0.39225 | 224.1637 | 6817095.9715 | 1059086.8602 | #N/A | #N/A | #N/A | #N/A | #N/A | #N/A | #N/A | #N/A | #N/A | #N/A | #N/A | #N/A | #N/A | #N/A | #N/A | #N/A | #N/A | 133 | FD | 0.40014 | 223.6008 | 1877268.1992 | 1070943.6066 | #N/A | #N/A | #N/A | #N/A | #N/A | #N/A | #N/A | #N/A | #N/A | #N/A
[8 empty] | 239 | [6 empty] | 266 | #N/A | #N/A | #N/A | #N/A | #N/A | 266 | #N/A | #N/A | #N/A | #N/A | #N/A | #N/A | #N/A | #N/A | #N/A | #N/A | #N/A | #N/A | 133 | BY | 0.39225 | 224.1637 | 6817095.9715 | 1059086.8602 | #N/A | #N/A | #N/A | #N/A | #N/A | #N/A | #N/A | #N/A | #N/A | #N/A | #N/A | #N/A | #N/A | #N/A | #N/A | #N/A | #N/A | 133 | FD | 0.40014 | 223.6008 | 1877268.1992 | 1070943.6066 | #N/A | #N/A | #N/A | #N/A | #N/A | #N/A | #N/A | #N/A | #N/A | #N/A
[8 empty] | 240 | [6 empty] | 267 | #N/A | #N/A | #N/A | #N/A | #N/A | 267 | #N/A | #N/A | #N/A | #N/A | #N/A | #N/A | #N/A | #N/A | #N/A | #N/A | #N/A | #N/A | 134 | CY | 0.43823 | 224.6509 | 7028269.1828 | 1066115.1293 | #N/A | #N/A | #N/A | #N/A | #N/A | #N/A | #N/A | #N/A | #N/A | #N/A | #N/A | #N/A | #N/A | #N/A | #N/A | #N/A | #N/A | 134 | FF | 0.39862 | 223.5552 | 2682365.2173 | 1073625.9718 | #N/A | #N/A | #N/A | #N/A | #N/A | #N/A | #N/A | #N/A | #N/A | #N/A
[8 empty] | 241 | [6 empty] | 268 | #N/A | #N/A | #N/A | #N/A | #N/A | 268 | #N/A | #N/A | #N/A | #N/A | #N/A | #N/A | #N/A | #N/A | #N/A | #N/A | #N/A | #N/A | 134 | CY | 0.43823 | 224.6509 | 7028269.1828 | 1066115.1293 | #N/A | #N/A | #N/A | #N/A | #N/A | #N/A | #N/A | #N/A | #N/A | #N/A | #N/A | #N/A | #N/A | #N/A | #N/A | #N/A | #N/A | 134 | FF | 0.39862 | 223.5552 | 2682365.2173 | 1073625.9718 | #N/A | #N/A | #N/A | #N/A | #N/A | #N/A | #N/A | #N/A | #N/A | #N/A
[8 empty] | 242 | [6 empty] | 269 | #N/A | #N/A | #N/A | #N/A | #N/A | 269 | #N/A | #N/A | #N/A | #N/A | #N/A | #N/A | #N/A | #N/A | #N/A | #N/A | #N/A | #N/A | 135 | BQ | 0.38222 | 224.9308 | 4194678.5751 | 1070309.8079 | #N/A | #N/A | #N/A | #N/A | #N/A | #N/A | #N/A | #N/A | #N/A | #N/A | #N/A | #N/A | #N/A | #N/A | #N/A | #N/A | #N/A | 135 | EB | 0.39546 | 223.6465 | 6111360.8072 | 1079737.3326 | #N/A | #N/A | #N/A | #N/A | #N/A | #N/A | #N/A | #N/A | #N/A | #N/A
[8 empty] | 243 | [6 empty] | 270 | #N/A | #N/A | #N/A | #N/A | #N/A | 270 | #N/A | #N/A | #N/A | #N/A | #N/A | #N/A | #N/A | #N/A | #N/A | #N/A | #N/A | #N/A | 135 | BQ | 0.38222 | 224.9308 | 4194678.5751 | 1070309.8079 | #N/A | #N/A | #N/A | #N/A | #N/A | #N/A | #N/A | #N/A | #N/A | #N/A | #N/A | #N/A | #N/A | #N/A | #N/A | #N/A | #N/A | 135 | EB | 0.39546 | 223.6465 | 6111360.8072 | 1079737.3326 | #N/A | #N/A | #N/A | #N/A | #N/A | #N/A | #N/A | #N/A | #N/A | #N/A
[8 empty] | 244 | [6 empty] | 271 | #N/A | #N/A | #N/A | #N/A | #N/A | 271 | #N/A | #N/A | #N/A | #N/A | #N/A | #N/A | #N/A | #N/A | #N/A | #N/A | #N/A | #N/A | 136 | AE | 0.38193 | 225.0887 | 1844556.6331 | 1072154.3646 | #N/A | #N/A | #N/A | #N/A | #N/A | #N/A | #N/A | #N/A | #N/A | #N/A | #N/A | #N/A | #N/A | #N/A | #N/A | #N/A | #N/A | 136 | S | 0.3927 | 223.7001 | 2546905.0612 | 1082284.2377 | #N/A | #N/A | #N/A | #N/A | #N/A | #N/A | #N/A | #N/A | #N/A | #N/A
[8 empty] | 245 | [6 empty] | 272 | #N/A | #N/A | #N/A | #N/A | #N/A | 272 | #N/A | #N/A | #N/A | #N/A | #N/A | #N/A | #N/A | #N/A | #N/A | #N/A | #N/A | #N/A | 136 | AE | 0.38193 | 225.0887 | 1844556.6331 | 1072154.3646 | #N/A | #N/A | #N/A | #N/A | #N/A | #N/A | #N/A | #N/A | #N/A | #N/A | #N/A | #N/A | #N/A | #N/A | #N/A | #N/A | #N/A | 136 | S | 0.3927 | 223.7001 | 2546905.0612 | 1082284.2377 | #N/A | #N/A | #N/A | #N/A | #N/A | #N/A | #N/A | #N/A | #N/A | #N/A
[8 empty] | 246 | [6 empty] | 273 | #N/A | #N/A | #N/A | #N/A | #N/A | 273 | #N/A | #N/A | #N/A | #N/A | #N/A | #N/A | #N/A | #N/A | #N/A | #N/A | #N/A | #N/A | 137 | CX | 0.43915 | 225.164 | 9301114.6002 | 1081455.4792 | #N/A | #N/A | #N/A | #N/A | #N/A | #N/A | #N/A | #N/A | #N/A | #N/A | #N/A | #N/A | #N/A | #N/A | #N/A | #N/A | #N/A | 137 | BY | 0.39225 | 224.1637 | 6817095.9715 | 1089101.3336 | #N/A | #N/A | #N/A | #N/A | #N/A | #N/A | #N/A | #N/A | #N/A | #N/A
[8 empty] | 247 | [6 empty] | 274 | #N/A | #N/A | #N/A | #N/A | #N/A | 274 | #N/A | #N/A | #N/A | #N/A | #N/A | #N/A | #N/A | #N/A | #N/A | #N/A | #N/A | #N/A | 137 | CX | 0.43915 | 225.164 | 9301114.6002 | 1081455.4792 | #N/A | #N/A | #N/A | #N/A | #N/A | #N/A | #N/A | #N/A | #N/A | #N/A | #N/A | #N/A | #N/A | #N/A | #N/A | #N/A | #N/A | 137 | BY | 0.39225 | 224.1637 | 6817095.9715 | 1089101.3336 | #N/A | #N/A | #N/A | #N/A | #N/A | #N/A | #N/A | #N/A | #N/A | #N/A
[8 empty] | 248 | [6 empty] | 275 | #N/A | #N/A | #N/A | #N/A | #N/A | 275 | #N/A | #N/A | #N/A | #N/A | #N/A | #N/A | #N/A | #N/A | #N/A | #N/A | #N/A | #N/A | 138 | CE | 0.37992 | 225.2414 | 6731170.7909 | 1088186.6499 | #N/A | #N/A | #N/A | #N/A | #N/A | #N/A | #N/A | #N/A | #N/A | #N/A | #N/A | #N/A | #N/A | #N/A | #N/A | #N/A | #N/A | 138 | CM | 0.38867 | 228.768 | 1904621.1698 | 1091005.9548 | #N/A | #N/A | #N/A | #N/A | #N/A | #N/A | #N/A | #N/A | #N/A | #N/A
[8 empty] | 249 | [6 empty] | 276 | #N/A | #N/A | #N/A | #N/A | #N/A | 276 | #N/A | #N/A | #N/A | #N/A | #N/A | #N/A | #N/A | #N/A | #N/A | #N/A | #N/A | #N/A | 138 | CE | 0.37992 | 225.2414 | 6731170.7909 | 1088186.6499 | #N/A | #N/A | #N/A | #N/A | #N/A | #N/A | #N/A | #N/A | #N/A | #N/A | #N/A | #N/A | #N/A | #N/A | #N/A | #N/A | #N/A | 138 | CM | 0.38867 | 228.768 | 1904621.1698 | 1091005.9548 | #N/A | #N/A | #N/A | #N/A | #N/A | #N/A | #N/A | #N/A | #N/A | #N/A
[8 empty] | 250 | [6 empty] | 277 | #N/A | #N/A | #N/A | #N/A | #N/A | 277 | #N/A | #N/A | #N/A | #N/A | #N/A | #N/A | #N/A | #N/A | #N/A | #N/A | #N/A | #N/A | 139 | BJ | 0.38574 | 225.3916 | 10133938.6248 | 1098320.5886 | #N/A | #N/A | #N/A | #N/A | #N/A | #N/A | #N/A | #N/A | #N/A | #N/A | #N/A | #N/A | #N/A | #N/A | #N/A | #N/A | #N/A | 139 | BJ | 0.38574 | 225.3916 | 10133938.6248 | 1101139.8934 | #N/A | #N/A | #N/A | #N/A | #N/A | #N/A | #N/A | #N/A | #N/A | #N/A
[8 empty] | 251 | [6 empty] | 278 | #N/A | #N/A | #N/A | #N/A | #N/A | 278 | #N/A | #N/A | #N/A | #N/A | #N/A | #N/A | #N/A | #N/A | #N/A | #N/A | #N/A | #N/A | 139 | BJ | 0.38574 | 225.3916 | 10133938.6248 | 1098320.5886 | #N/A | #N/A | #N/A | #N/A | #N/A | #N/A | #N/A | #N/A | #N/A | #N/A | #N/A | #N/A | #N/A | #N/A | #N/A | #N/A | #N/A | 139 | BJ | 0.38574 | 225.3916 | 10133938.6248 | 1101139.8934 | #N/A | #N/A | #N/A | #N/A | #N/A | #N/A | #N/A | #N/A | #N/A | #N/A
[8 empty] | 252 | [6 empty] | 279 | #N/A | #N/A | #N/A | #N/A | #N/A | 279 | #N/A | #N/A | #N/A | #N/A | #N/A | #N/A | #N/A | #N/A | #N/A | #N/A | #N/A | #N/A | 140 | CD | 0.37683 | 225.424 | 5795643.0893 | 1104116.2317 | #N/A | #N/A | #N/A | #N/A | #N/A | #N/A | #N/A | #N/A | #N/A | #N/A | #N/A | #N/A | #N/A | #N/A | #N/A | #N/A | #N/A | 140 | BQ | 0.38222 | 224.9308 | 4194678.5751 | 1105334.572 | #N/A | #N/A | #N/A | #N/A | #N/A | #N/A | #N/A | #N/A | #N/A | #N/A
[8 empty] | 253 | [6 empty] | 280 | #N/A | #N/A | #N/A | #N/A | #N/A | 280 | #N/A | #N/A | #N/A | #N/A | #N/A | #N/A | #N/A | #N/A | #N/A | #N/A | #N/A | #N/A | 140 | CD | 0.37683 | 225.424 | 5795643.0893 | 1104116.2317 | #N/A | #N/A | #N/A | #N/A | #N/A | #N/A | #N/A | #N/A | #N/A | #N/A | #N/A | #N/A | #N/A | #N/A | #N/A | #N/A | #N/A | 140 | BQ | 0.38222 | 224.9308 | 4194678.5751 | 1105334.572 | #N/A | #N/A | #N/A | #N/A | #N/A | #N/A | #N/A | #N/A | #N/A | #N/A
[8 empty] | 254 | [6 empty] | 281 | #N/A | #N/A | #N/A | #N/A | #N/A | 281 | #N/A | #N/A | #N/A | #N/A | #N/A | #N/A | #N/A | #N/A | #N/A | #N/A | #N/A | #N/A | 141 | EN | 0.36961 | 225.8416 | 6597726.8364 | 1110713.9585 | #N/A | #N/A | #N/A | #N/A | #N/A | #N/A | #N/A | #N/A | #N/A | #N/A | #N/A | #N/A | #N/A | #N/A | #N/A | #N/A | #N/A | 141 | AE | 0.38193 | 225.0887 | 1844556.6331 | 1107179.1286 | #N/A | #N/A | #N/A | #N/A | #N/A | #N/A | #N/A | #N/A | #N/A | #N/A
[8 empty] | 255 | [6 empty] | 282 | #N/A | #N/A | #N/A | #N/A | #N/A | 282 | #N/A | #N/A | #N/A | #N/A | #N/A | #N/A | #N/A | #N/A | #N/A | #N/A | #N/A | #N/A | 141 | EN | 0.36961 | 225.8416 | 6597726.8364 | 1110713.9585 | #N/A | #N/A | #N/A | #N/A | #N/A | #N/A | #N/A | #N/A | #N/A | #N/A | #N/A | #N/A | #N/A | #N/A | #N/A | #N/A | #N/A | 141 | AE | 0.38193 | 225.0887 | 1844556.6331 | 1107179.1286 | #N/A | #N/A | #N/A | #N/A | #N/A | #N/A | #N/A | #N/A | #N/A | #N/A
[8 empty] | 256 | [6 empty] | 283 | #N/A | #N/A | #N/A | #N/A | #N/A | 283 | #N/A | #N/A | #N/A | #N/A | #N/A | #N/A | #N/A | #N/A | #N/A | #N/A | #N/A | #N/A | 142 | CI | 0.3711 | 225.8564 | 8989628.6694 | 1119703.5872 | #N/A | #N/A | #N/A | #N/A | #N/A | #N/A | #N/A | #N/A | #N/A | #N/A | #N/A | #N/A | #N/A | #N/A | #N/A | #N/A | #N/A | 142 | CE | 0.37992 | 225.2414 | 6731170.7909 | 1113910.2994 | #N/A | #N/A | #N/A | #N/A | #N/A | #N/A | #N/A | #N/A | #N/A | #N/A
[8 empty] | 257 | [6 empty] | 284 | #N/A | #N/A | #N/A | #N/A | #N/A | 284 | #N/A | #N/A | #N/A | #N/A | #N/A | #N/A | #N/A | #N/A | #N/A | #N/A | #N/A | #N/A | 142 | CI | 0.3711 | 225.8564 | 8989628.6694 | 1119703.5872 | #N/A | #N/A | #N/A | #N/A | #N/A | #N/A | #N/A | #N/A | #N/A | #N/A | #N/A | #N/A | #N/A | #N/A | #N/A | #N/A | #N/A | 142 | CE | 0.37992 | 225.2414 | 6731170.7909 | 1113910.2994 | #N/A | #N/A | #N/A | #N/A | #N/A | #N/A | #N/A | #N/A | #N/A | #N/A
[8 empty] | 258 | [6 empty] | 285 | #N/A | #N/A | #N/A | #N/A | #N/A | 285 | #N/A | #N/A | #N/A | #N/A | #N/A | #N/A | #N/A | #N/A | #N/A | #N/A | #N/A | #N/A | 143 | ER | 0.36963 | 225.9704 | 7705321.919 | 1127408.9091 | #N/A | #N/A | #N/A | #N/A | #N/A | #N/A | #N/A | #N/A | #N/A | #N/A | #N/A | #N/A | #N/A | #N/A | #N/A | #N/A | #N/A | 143 | CV | 0.37802 | 229.8222 | 5215474.7013 | 1119125.7741 | #N/A | #N/A | #N/A | #N/A | #N/A | #N/A | #N/A | #N/A | #N/A | #N/A
[8 empty] | 259 | [6 empty] | 286 | #N/A | #N/A | #N/A | #N/A | #N/A | 286 | #N/A | #N/A | #N/A | #N/A | #N/A | #N/A | #N/A | #N/A | #N/A | #N/A | #N/A | #N/A | 143 | ER | 0.36963 | 225.9704 | 7705321.919 | 1127408.9091 | #N/A | #N/A | #N/A | #N/A | #N/A | #N/A | #N/A | #N/A | #N/A | #N/A | #N/A | #N/A | #N/A | #N/A | #N/A | #N/A | #N/A | 143 | CV | 0.37802 | 229.8222 | 5215474.7013 | 1119125.7741 | #N/A | #N/A | #N/A | #N/A | #N/A | #N/A | #N/A | #N/A | #N/A | #N/A
[8 empty] | 260 | [6 empty] | 287 | #N/A | #N/A | #N/A | #N/A | #N/A | 287 | #N/A | #N/A | #N/A | #N/A | #N/A | #N/A | #N/A | #N/A | #N/A | #N/A | #N/A | #N/A | 144 | BM | 0.4328 | 226.1097 | 8309311.6646 | 1135718.2207 | #N/A | #N/A | #N/A | #N/A | #N/A | #N/A | #N/A | #N/A | #N/A | #N/A | #N/A | #N/A | #N/A | #N/A | #N/A | #N/A | #N/A | 144 | CD | 0.37683 | 225.424 | 5795643.0893 | 1124921.4172 | #N/A | #N/A | #N/A | #N/A | #N/A | #N/A | #N/A | #N/A | #N/A | #N/A
[8 empty] | 261 | [6 empty] | 288 | #N/A | #N/A | #N/A | #N/A | #N/A | 288 | #N/A | #N/A | #N/A | #N/A | #N/A | #N/A | #N/A | #N/A | #N/A | #N/A | #N/A | #N/A | 144 | BM | 0.4328 | 226.1097 | 8309311.6646 | 1135718.2207 | #N/A | #N/A | #N/A | #N/A | #N/A | #N/A | #N/A | #N/A | #N/A | #N/A | #N/A | #N/A | #N/A | #N/A | #N/A | #N/A | #N/A | 144 | CD | 0.37683 | 225.424 | 5795643.0893 | 1124921.4172 | #N/A | #N/A | #N/A | #N/A | #N/A | #N/A | #N/A | #N/A | #N/A | #N/A
[8 empty] | 262 | [6 empty] | 289 | #N/A | #N/A | #N/A | #N/A | #N/A | 289 | #N/A | #N/A | #N/A | #N/A | #N/A | #N/A | #N/A | #N/A | #N/A | #N/A | #N/A | #N/A | 145 | DC | 0.41737 | 226.3008 | 5375778.0347 | 1141093.9988 | #N/A | #N/A | #N/A | #N/A | #N/A | #N/A | #N/A | #N/A | #N/A | #N/A | #N/A | #N/A | #N/A | #N/A | #N/A | #N/A | #N/A | 145 | CI | 0.3711 | 225.8564 | 8989628.6694 | 1133911.0459 | #N/A | #N/A | #N/A | #N/A | #N/A | #N/A | #N/A | #N/A | #N/A | #N/A
[8 empty] | 263 | [6 empty] | 290 | #N/A | #N/A | #N/A | #N/A | #N/A | 290 | #N/A | #N/A | #N/A | #N/A | #N/A | #N/A | #N/A | #N/A | #N/A | #N/A | #N/A | #N/A | 145 | DC | 0.41737 | 226.3008 | 5375778.0347 | 1141093.9988 | #N/A | #N/A | #N/A | #N/A | #N/A | #N/A | #N/A | #N/A | #N/A | #N/A | #N/A | #N/A | #N/A | #N/A | #N/A | #N/A | #N/A | 145 | CI | 0.3711 | 225.8564 | 8989628.6694 | 1133911.0459 | #N/A | #N/A | #N/A | #N/A | #N/A | #N/A | #N/A | #N/A | #N/A | #N/A
[8 empty] | 264 | [6 empty] | 291 | #N/A | #N/A | #N/A | #N/A | #N/A | 291 | #N/A | #N/A | #N/A | #N/A | #N/A | #N/A | #N/A | #N/A | #N/A | #N/A | #N/A | #N/A | 146 | FG | 0.36835 | 226.4648 | 2621974.236 | 1143715.973 | #N/A | #N/A | #N/A | #N/A | #N/A | #N/A | #N/A | #N/A | #N/A | #N/A | #N/A | #N/A | #N/A | #N/A | #N/A | #N/A | #N/A | 146 | DP | 0.37099 | 227.0466 | 3736315.5229 | 1137647.3614 | #N/A | #N/A | #N/A | #N/A | #N/A | #N/A | #N/A | #N/A | #N/A | #N/A
[8 empty] | 265 | [6 empty] | 292 | #N/A | #N/A | #N/A | #N/A | #N/A | 292 | #N/A | #N/A | #N/A | #N/A | #N/A | #N/A | #N/A | #N/A | #N/A | #N/A | #N/A | #N/A | 146 | FG | 0.36835 | 226.4648 | 2621974.236 | 1143715.973 | #N/A | #N/A | #N/A | #N/A | #N/A | #N/A | #N/A | #N/A | #N/A | #N/A | #N/A | #N/A | #N/A | #N/A | #N/A | #N/A | #N/A | 146 | DP | 0.37099 | 227.0466 | 3736315.5229 | 1137647.3614 | #N/A | #N/A | #N/A | #N/A | #N/A | #N/A | #N/A | #N/A | #N/A | #N/A
[8 empty] | 266 | [6 empty] | 293 | #N/A | #N/A | #N/A | #N/A | #N/A | 293 | #N/A | #N/A | #N/A | #N/A | #N/A | #N/A | #N/A | #N/A | #N/A | #N/A | #N/A | #N/A | 147 | DP | 0.37099 | 227.0466 | 3736315.5229 | 1147452.2885 | #N/A | #N/A | #N/A | #N/A | #N/A | #N/A | #N/A | #N/A | #N/A | #N/A | #N/A | #N/A | #N/A | #N/A | #N/A | #N/A | #N/A | 147 | ER | 0.36963 | 225.9704 | 7705321.919 | 1145352.6833 | #N/A | #N/A | #N/A | #N/A | #N/A | #N/A | #N/A | #N/A | #N/A | #N/A
[8 empty] | 267 | [6 empty] | 294 | #N/A | #N/A | #N/A | #N/A | #N/A | 294 | #N/A | #N/A | #N/A | #N/A | #N/A | #N/A | #N/A | #N/A | #N/A | #N/A | #N/A | #N/A | 147 | DP | 0.37099 | 227.0466 | 3736315.5229 | 1147452.2885 | #N/A | #N/A | #N/A | #N/A | #N/A | #N/A | #N/A | #N/A | #N/A | #N/A | #N/A | #N/A | #N/A | #N/A | #N/A | #N/A | #N/A | 147 | ER | 0.36963 | 225.9704 | 7705321.919 | 1145352.6833 | #N/A | #N/A | #N/A | #N/A | #N/A | #N/A | #N/A | #N/A | #N/A | #N/A
[8 empty] | 268 | [6 empty] | 295 | #N/A | #N/A | #N/A | #N/A | #N/A | 295 | #N/A | #N/A | #N/A | #N/A | #N/A | #N/A | #N/A | #N/A | #N/A | #N/A | #N/A | #N/A | 148 | C | 0.35873 | 227.5832 | 273992384.2267 | 1421444.6728 | #N/A | #N/A | #N/A | #N/A | #N/A | #N/A | #N/A | #N/A | #N/A | #N/A | #N/A | #N/A | #N/A | #N/A | #N/A | #N/A | #N/A | 148 | EN | 0.36961 | 225.8416 | 6597726.8364 | 1151950.4102 | #N/A | #N/A | #N/A | #N/A | #N/A | #N/A | #N/A | #N/A | #N/A | #N/A
[8 empty] | 269 | [6 empty] | 296 | #N/A | #N/A | #N/A | #N/A | #N/A | 296 | #N/A | #N/A | #N/A | #N/A | #N/A | #N/A | #N/A | #N/A | #N/A | #N/A | #N/A | #N/A | 148 | C | 0.35873 | 227.5832 | 273992384.2267 | 1421444.6728 | #N/A | #N/A | #N/A | #N/A | #N/A | #N/A | #N/A | #N/A | #N/A | #N/A | #N/A | #N/A | #N/A | #N/A | #N/A | #N/A | #N/A | 148 | EN | 0.36961 | 225.8416 | 6597726.8364 | 1151950.4102 | #N/A | #N/A | #N/A | #N/A | #N/A | #N/A | #N/A | #N/A | #N/A | #N/A
[8 empty] | 270 | [6 empty] | 297 | #N/A | #N/A | #N/A | #N/A | #N/A | 297 | #N/A | #N/A | #N/A | #N/A | #N/A | #N/A | #N/A | #N/A | #N/A | #N/A | #N/A | #N/A | 149 | E | 0.357 | 227.9107 | 77248400.3746 | 1498693.0731 | #N/A | #N/A | #N/A | #N/A | #N/A | #N/A | #N/A | #N/A | #N/A | #N/A | #N/A | #N/A | #N/A | #N/A | #N/A | #N/A | #N/A | 149 | FG | 0.36835 | 226.4648 | 2621974.236 | 1154572.3844 | #N/A | #N/A | #N/A | #N/A | #N/A | #N/A | #N/A | #N/A | #N/A | #N/A
[8 empty] | 271 | [6 empty] | 298 | #N/A | #N/A | #N/A | #N/A | #N/A | 298 | #N/A | #N/A | #N/A | #N/A | #N/A | #N/A | #N/A | #N/A | #N/A | #N/A | #N/A | #N/A | 149 | E | 0.357 | 227.9107 | 77248400.3746 | 1498693.0731 | #N/A | #N/A | #N/A | #N/A | #N/A | #N/A | #N/A | #N/A | #N/A | #N/A | #N/A | #N/A | #N/A | #N/A | #N/A | #N/A | #N/A | 149 | FG | 0.36835 | 226.4648 | 2621974.236 | 1154572.3844 | #N/A | #N/A | #N/A | #N/A | #N/A | #N/A | #N/A | #N/A | #N/A | #N/A
[8 empty] | 272 | [6 empty] | 299 | #N/A | #N/A | #N/A | #N/A | #N/A | 299 | #N/A | #N/A | #N/A | #N/A | #N/A | #N/A | #N/A | #N/A | #N/A | #N/A | #N/A | #N/A | 150 | CM | 0.38867 | 228.768 | 1904621.1698 | 1500597.6943 | #N/A | #N/A | #N/A | #N/A | #N/A | #N/A | #N/A | #N/A | #N/A | #N/A | #N/A | #N/A | #N/A | #N/A | #N/A | #N/A | #N/A | 150 | C | 0.35873 | 227.5832 | 273992384.2267 | 1428564.7686 | #N/A | #N/A | #N/A | #N/A | #N/A | #N/A | #N/A | #N/A | #N/A | #N/A
[8 empty] | 273 | [6 empty] | 300 | #N/A | #N/A | #N/A | #N/A | #N/A | 300 | #N/A | #N/A | #N/A | #N/A | #N/A | #N/A | #N/A | #N/A | #N/A | #N/A | #N/A | #N/A | 150 | CM | 0.38867 | 228.768 | 1904621.1698 | 1500597.6943 | #N/A | #N/A | #N/A | #N/A | #N/A | #N/A | #N/A | #N/A | #N/A | #N/A | #N/A | #N/A | #N/A | #N/A | #N/A | #N/A | #N/A | 150 | C | 0.35873 | 227.5832 | 273992384.2267 | 1428564.7686 | #N/A | #N/A | #N/A | #N/A | #N/A | #N/A | #N/A | #N/A | #N/A | #N/A
[8 empty] | 274 | [6 empty] | 301 | #N/A | #N/A | #N/A | #N/A | #N/A | 301 | #N/A | #N/A | #N/A | #N/A | #N/A | #N/A | #N/A | #N/A | #N/A | #N/A | #N/A | #N/A | 151 | CA | 0.33017 | 229.1785 | 5451346.135 | 1506049.0404 | #N/A | #N/A | #N/A | #N/A | #N/A | #N/A | #N/A | #N/A | #N/A | #N/A | #N/A | #N/A | #N/A | #N/A | #N/A | #N/A | #N/A | 151 | E | 0.357 | 227.9107 | 77248400.3746 | 1505813.169 | #N/A | #N/A | #N/A | #N/A | #N/A | #N/A | #N/A | #N/A | #N/A | #N/A
[8 empty] | 275 | [6 empty] | 302 | #N/A | #N/A | #N/A | #N/A | #N/A | 302 | #N/A | #N/A | #N/A | #N/A | #N/A | #N/A | #N/A | #N/A | #N/A | #N/A | #N/A | #N/A | 151 | CA | 0.33017 | 229.1785 | 5451346.135 | 1506049.0404 | #N/A | #N/A | #N/A | #N/A | #N/A | #N/A | #N/A | #N/A | #N/A | #N/A | #N/A | #N/A | #N/A | #N/A | #N/A | #N/A | #N/A | 151 | E | 0.357 | 227.9107 | 77248400.3746 | 1505813.169 | #N/A | #N/A | #N/A | #N/A | #N/A | #N/A | #N/A | #N/A | #N/A | #N/A
[8 empty] | 276 | [6 empty] | 303 | #N/A | #N/A | #N/A | #N/A | #N/A | 303 | #N/A | #N/A | #N/A | #N/A | #N/A | #N/A | #N/A | #N/A | #N/A | #N/A | #N/A | #N/A | 152 | F | 0.3275 | 229.5318 | 14942354.5735 | 1520991.395 | #N/A | #N/A | #N/A | #N/A | #N/A | #N/A | #N/A | #N/A | #N/A | #N/A | #N/A | #N/A | #N/A | #N/A | #N/A | #N/A | #N/A | 152 | CA | 0.33017 | 229.1785 | 5451346.135 | 1511264.5152 | #N/A | #N/A | #N/A | #N/A | #N/A | #N/A | #N/A | #N/A | #N/A | #N/A
[8 empty] | 277 | [6 empty] | 304 | #N/A | #N/A | #N/A | #N/A | #N/A | 304 | #N/A | #N/A | #N/A | #N/A | #N/A | #N/A | #N/A | #N/A | #N/A | #N/A | #N/A | #N/A | 152 | F | 0.3275 | 229.5318 | 14942354.5735 | 1520991.395 | #N/A | #N/A | #N/A | #N/A | #N/A | #N/A | #N/A | #N/A | #N/A | #N/A | #N/A | #N/A | #N/A | #N/A | #N/A | #N/A | #N/A | 152 | CA | 0.33017 | 229.1785 | 5451346.135 | 1511264.5152 | #N/A | #N/A | #N/A | #N/A | #N/A | #N/A | #N/A | #N/A | #N/A | #N/A
[8 empty] | 278 | [6 empty] | 305 | #N/A | #N/A | #N/A | #N/A | #N/A | 305 | #N/A | #N/A | #N/A | #N/A | #N/A | #N/A | #N/A | #N/A | #N/A | #N/A | #N/A | #N/A | 153 | M | 0.32155 | 229.7624 | 1141339.4435 | 1522132.7345 | #N/A | #N/A | #N/A | #N/A | #N/A | #N/A | #N/A | #N/A | #N/A | #N/A | #N/A | #N/A | #N/A | #N/A | #N/A | #N/A | #N/A | 153 | BX | 0.32774 | 229.8078 | 5489211.2397 | 1516753.7264 | #N/A | #N/A | #N/A | #N/A | #N/A | #N/A | #N/A | #N/A | #N/A | #N/A
[8 empty] | 279 | [6 empty] | 306 | #N/A | #N/A | #N/A | #N/A | #N/A | 306 | #N/A | #N/A | #N/A | #N/A | #N/A | #N/A | #N/A | #N/A | #N/A | #N/A | #N/A | #N/A | 153 | M | 0.32155 | 229.7624 | 1141339.4435 | 1522132.7345 | #N/A | #N/A | #N/A | #N/A | #N/A | #N/A | #N/A | #N/A | #N/A | #N/A | #N/A | #N/A | #N/A | #N/A | #N/A | #N/A | #N/A | 153 | BX | 0.32774 | 229.8078 | 5489211.2397 | 1516753.7264 | #N/A | #N/A | #N/A | #N/A | #N/A | #N/A | #N/A | #N/A | #N/A | #N/A
[8 empty] | 280 | [6 empty] | 307 | #N/A | #N/A | #N/A | #N/A | #N/A | 307 | #N/A | #N/A | #N/A | #N/A | #N/A | #N/A | #N/A | #N/A | #N/A | #N/A | #N/A | #N/A | 154 | BX | 0.32774 | 229.8078 | 5489211.2397 | 1527621.9457 | #N/A | #N/A | #N/A | #N/A | #N/A | #N/A | #N/A | #N/A | #N/A | #N/A | #N/A | #N/A | #N/A | #N/A | #N/A | #N/A | #N/A | 154 | F | 0.3275 | 229.5318 | 14942354.5735 | 1531696.081 | #N/A | #N/A | #N/A | #N/A | #N/A | #N/A | #N/A | #N/A | #N/A | #N/A
[8 empty] | 281 | [6 empty] | 308 | #N/A | #N/A | #N/A | #N/A | #N/A | 308 | #N/A | #N/A | #N/A | #N/A | #N/A | #N/A | #N/A | #N/A | #N/A | #N/A | #N/A | #N/A | 154 | BX | 0.32774 | 229.8078 | 5489211.2397 | 1527621.9457 | #N/A | #N/A | #N/A | #N/A | #N/A | #N/A | #N/A | #N/A | #N/A | #N/A | #N/A | #N/A | #N/A | #N/A | #N/A | #N/A | #N/A | 154 | F | 0.3275 | 229.5318 | 14942354.5735 | 1531696.081 | #N/A | #N/A | #N/A | #N/A | #N/A | #N/A | #N/A | #N/A | #N/A | #N/A
[8 empty] | 282 | [6 empty] | 309 | #N/A | #N/A | #N/A | #N/A | #N/A | 309 | #N/A | #N/A | #N/A | #N/A | #N/A | #N/A | #N/A | #N/A | #N/A | #N/A | #N/A | #N/A | 155 | CV | 0.37802 | 229.8222 | 5215474.7013 | 1532837.4204 | #N/A | #N/A | #N/A | #N/A | #N/A | #N/A | #N/A | #N/A | #N/A | #N/A | #N/A | #N/A | #N/A | #N/A | #N/A | #N/A | #N/A | 155 | M | 0.32155 | 229.7624 | 1141339.4435 | 1532837.4204 | #N/A | #N/A | #N/A | #N/A | #N/A | #N/A | #N/A | #N/A | #N/A | #N/A
[8 empty] | 283 | [6 empty] | 310 | #N/A | #N/A | #N/A | #N/A | #N/A | 310 | #N/A | #N/A | #N/A | #N/A | #N/A | #N/A | #N/A | #N/A | #N/A | #N/A | #N/A | #N/A | 155 | CV | 0.37802 | 229.8222 | 5215474.7013 | 1532837.4204 | #N/A | #N/A | #N/A | #N/A | #N/A | #N/A | #N/A | #N/A | #N/A | #N/A | #N/A | #N/A | #N/A | #N/A | #N/A | #N/A | #N/A | 155 | M | 0.32155 | 229.7624 | 1141339.4435 | 1532837.4204 | #N/A | #N/A | #N/A | #N/A | #N/A | #N/A | #N/A | #N/A | #N/A | #N/A
[8 empty] | 284 | [6 empty] | 311 | #N/A | #N/A | #N/A | #N/A | #N/A | 311 | #N/A | #N/A | #N/A | #N/A | #N/A | #N/A | #N/A | #N/A | #N/A | #N/A | #N/A | #N/A | 156 | BE | 0.31579 | 230.8007 | 6007307.6977 | 1538844.7281 | #N/A | #N/A | #N/A | #N/A | #N/A | #N/A | #N/A | #N/A | #N/A | #N/A | #N/A | #N/A | #N/A | #N/A | #N/A | #N/A | #N/A | 156 | BE | 0.31579 | 230.8007 | 6007307.6977 | 1538844.7281 | #N/A | #N/A | #N/A | #N/A | #N/A | #N/A | #N/A | #N/A | #N/A | #N/A
[8 empty] | 285 | [6 empty] | 312 | #N/A | #N/A | #N/A | #N/A | #N/A | 312 | #N/A | #N/A | #N/A | #N/A | #N/A | #N/A | #N/A | #N/A | #N/A | #N/A | #N/A | #N/A | 156 | BE | 0.31579 | 230.8007 | 6007307.6977 | 1538844.7281 | #N/A | #N/A | #N/A | #N/A | #N/A | #N/A | #N/A | #N/A | #N/A | #N/A | #N/A | #N/A | #N/A | #N/A | #N/A | #N/A | #N/A | 156 | BE | 0.31579 | 230.8007 | 6007307.6977 | 1538844.7281 | #N/A | #N/A | #N/A | #N/A | #N/A | #N/A | #N/A | #N/A | #N/A | #N/A
[8 empty] | 286 | [6 empty] | 313 | #N/A | #N/A | #N/A | #N/A | #N/A | 313 | #N/A | #N/A | #N/A | #N/A | #N/A | #N/A | #N/A | #N/A | #N/A | #N/A | #N/A | #N/A | 157 | N | 0.30563 | 230.8926 | 359195.8439 | 1539203.9239 | #N/A | #N/A | #N/A | #N/A | #N/A | #N/A | #N/A | #N/A | #N/A | #N/A | #N/A | #N/A | #N/A | #N/A | #N/A | #N/A | #N/A | 157 | N | 0.30563 | 230.8926 | 359195.8439 | 1539203.9239 | #N/A | #N/A | #N/A | #N/A | #N/A | #N/A | #N/A | #N/A | #N/A | #N/A
[8 empty] | 287 | [6 empty] | 314 | #N/A | #N/A | #N/A | #N/A | #N/A | 314 | #N/A | #N/A | #N/A | #N/A | #N/A | #N/A | #N/A | #N/A | #N/A | #N/A | #N/A | #N/A | 157 | N | 0.30563 | 230.8926 | 359195.8439 | 1539203.9239 | #N/A | #N/A | #N/A | #N/A | #N/A | #N/A | #N/A | #N/A | #N/A | #N/A | #N/A | #N/A | #N/A | #N/A | #N/A | #N/A | #N/A | 157 | N | 0.30563 | 230.8926 | 359195.8439 | 1539203.9239 | #N/A | #N/A | #N/A | #N/A | #N/A | #N/A | #N/A | #N/A | #N/A | #N/A
[8 empty] | 288 | [6 empty] | 315 | #N/A | #N/A | #N/A | #N/A | #N/A | 315 | #N/A | #N/A | #N/A | #N/A | #N/A | #N/A | #N/A | #N/A | #N/A | #N/A | #N/A | #N/A | 158 | O | 0.2942 | 231.6808 | 222047.8362 | 1539425.9718 | #N/A | #N/A | #N/A | #N/A | #N/A | #N/A | #N/A | #N/A | #N/A | #N/A | #N/A | #N/A | #N/A | #N/A | #N/A | #N/A | #N/A | 158 | AU | 0.2993 | 232.0832 | 10408784.8987 | 1549612.7088 | #N/A | #N/A | #N/A | #N/A | #N/A | #N/A | #N/A | #N/A | #N/A | #N/A
[8 empty] | 289 | [6 empty] | 316 | #N/A | #N/A | #N/A | #N/A | #N/A | 316 | #N/A | #N/A | #N/A | #N/A | #N/A | #N/A | #N/A | #N/A | #N/A | #N/A | #N/A | #N/A | 158 | O | 0.2942 | 231.6808 | 222047.8362 | 1539425.9718 | #N/A | #N/A | #N/A | #N/A | #N/A | #N/A | #N/A | #N/A | #N/A | #N/A | #N/A | #N/A | #N/A | #N/A | #N/A | #N/A | #N/A | 158 | AU | 0.2993 | 232.0832 | 10408784.8987 | 1549612.7088 | #N/A | #N/A | #N/A | #N/A | #N/A | #N/A | #N/A | #N/A | #N/A | #N/A
[8 empty] | 290 | [6 empty] | 317 | #N/A | #N/A | #N/A | #N/A | #N/A | 317 | #N/A | #N/A | #N/A | #N/A | #N/A | #N/A | #N/A | #N/A | #N/A | #N/A | #N/A | #N/A | 159 | AU | 0.2993 | 232.0832 | 10408784.8987 | 1549834.7567 | #N/A | #N/A | #N/A | #N/A | #N/A | #N/A | #N/A | #N/A | #N/A | #N/A | #N/A | #N/A | #N/A | #N/A | #N/A | #N/A | #N/A | 159 | O | 0.2942 | 231.6808 | 222047.8362 | 1549834.7567 | #N/A | #N/A | #N/A | #N/A | #N/A | #N/A | #N/A | #N/A | #N/A | #N/A
[8 empty] | 291 | [6 empty] | 318 | #N/A | #N/A | #N/A | #N/A | #N/A | 318 | #N/A | #N/A | #N/A | #N/A | #N/A | #N/A | #N/A | #N/A | #N/A | #N/A | #N/A | #N/A | 159 | AU | 0.2993 | 232.0832 | 10408784.8987 | 1549834.7567 | #N/A | #N/A | #N/A | #N/A | #N/A | #N/A | #N/A | #N/A | #N/A | #N/A | #N/A | #N/A | #N/A | #N/A | #N/A | #N/A | #N/A | 159 | O | 0.2942 | 231.6808 | 222047.8362 | 1549834.7567 | #N/A | #N/A | #N/A | #N/A | #N/A | #N/A | #N/A | #N/A | #N/A | #N/A
[8 empty] | 292 | [6 empty] | 319 | #N/A | #N/A | #N/A | #N/A | #N/A | 319 | #N/A | #N/A | #N/A | #N/A | #N/A | #N/A | #N/A | #N/A | #N/A | #N/A | #N/A | #N/A | 160 | G | 0.28133 | 232.83 | 15503187.367 | 1565337.9441 | #N/A | #N/A | #N/A | #N/A | #N/A | #N/A | #N/A | #N/A | #N/A | #N/A | #N/A | #N/A | #N/A | #N/A | #N/A | #N/A | #N/A | 160 | G | 0.28133 | 232.83 | 15503187.367 | 1565337.9441 | #N/A | #N/A | #N/A | #N/A | #N/A | #N/A | #N/A | #N/A | #N/A | #N/A
[8 empty] | 293 | [6 empty] | 320 | #N/A | #N/A | #N/A | #N/A | #N/A | 320 | #N/A | #N/A | #N/A | #N/A | #N/A | #N/A | #N/A | #N/A | #N/A | #N/A | #N/A | #N/A | 160 | G | 0.28133 | 232.83 | 15503187.367 | 1565337.9441 | #N/A | #N/A | #N/A | #N/A | #N/A | #N/A | #N/A | #N/A | #N/A | #N/A | #N/A | #N/A | #N/A | #N/A | #N/A | #N/A | #N/A | 160 | G | 0.28133 | 232.83 | 15503187.367 | 1565337.9441 | #N/A | #N/A | #N/A | #N/A | #N/A | #N/A | #N/A | #N/A | #N/A | #N/A
[8 empty] | 294 | [6 empty] | 321 | #N/A | #N/A | #N/A | #N/A | #N/A | 321 | #N/A | #N/A | #N/A | #N/A | #N/A | #N/A | #N/A | #N/A | #N/A | #N/A | #N/A | #N/A | 161 | AA | 0.27411 | 234.0752 | 2124214.526 | 1567462.1586 | #N/A | #N/A | #N/A | #N/A | #N/A | #N/A | #N/A | #N/A | #N/A | #N/A | #N/A | #N/A | #N/A | #N/A | #N/A | #N/A | #N/A | 161 | AA | 0.27411 | 234.0752 | 2124214.526 | 1567462.1586 | #N/A | #N/A | #N/A | #N/A | #N/A | #N/A | #N/A | #N/A | #N/A | #N/A
[8 empty] | 295 | [6 empty] | 322 | #N/A | #N/A | #N/A | #N/A | #N/A | 322 | #N/A | #N/A | #N/A | #N/A | #N/A | #N/A | #N/A | #N/A | #N/A | #N/A | #N/A | #N/A | 161 | AA | 0.27411 | 234.0752 | 2124214.526 | 1567462.1586 | #N/A | #N/A | #N/A | #N/A | #N/A | #N/A | #N/A | #N/A | #N/A | #N/A | #N/A | #N/A | #N/A | #N/A | #N/A | #N/A | #N/A | 161 | AA | 0.27411 | 234.0752 | 2124214.526 | 1567462.1586 | #N/A | #N/A | #N/A | #N/A | #N/A | #N/A | #N/A | #N/A | #N/A | #N/A
[8 empty] | 296 | [6 empty] | 323 | #N/A | #N/A | #N/A | #N/A | #N/A | 323 | #N/A | #N/A | #N/A | #N/A | #N/A | #N/A | #N/A | #N/A | #N/A | #N/A | #N/A | #N/A | 162 | H | 0.26165 | 235.0661 | 2956709.2552 | 1570418.8678 | #N/A | #N/A | #N/A | #N/A | #N/A | #N/A | #N/A | #N/A | #N/A | #N/A | #N/A | #N/A | #N/A | #N/A | #N/A | #N/A | #N/A | 162 | H | 0.26165 | 235.0661 | 2956709.2552 | 1570418.8678 | #N/A | #N/A | #N/A | #N/A | #N/A | #N/A | #N/A | #N/A | #N/A | #N/A
[8 empty] | 297 | [6 empty] | 324 | #N/A | #N/A | #N/A | #N/A | #N/A | 324 | #N/A | #N/A | #N/A | #N/A | #N/A | #N/A | #N/A | #N/A | #N/A | #N/A | #N/A | #N/A | 162 | H | 0.26165 | 235.0661 | 2956709.2552 | 1570418.8678 | #N/A | #N/A | #N/A | #N/A | #N/A | #N/A | #N/A | #N/A | #N/A | #N/A | #N/A | #N/A | #N/A | #N/A | #N/A | #N/A | #N/A | 162 | H | 0.26165 | 235.0661 | 2956709.2552 | 1570418.8678 | #N/A | #N/A | #N/A | #N/A | #N/A | #N/A | #N/A | #N/A | #N/A | #N/A
[8 empty] | 298 | [6 empty] | 325 | #N/A | #N/A | #N/A | #N/A | #N/A | 325 | #N/A | #N/A | #N/A | #N/A | #N/A | #N/A | #N/A | #N/A | #N/A | #N/A | #N/A | #N/A | 163 | P | 0.21155 | 238.7696 | 567059.7238 | 1570985.9276 | #N/A | #N/A | #N/A | #N/A | #N/A | #N/A | #N/A | #N/A | #N/A | #N/A | #N/A | #N/A | #N/A | #N/A | #N/A | #N/A | #N/A | 163 | P | 0.21155 | 238.7696 | 567059.7238 | 1570985.9276 | #N/A | #N/A | #N/A | #N/A | #N/A | #N/A | #N/A | #N/A | #N/A | #N/A
[8 empty] | 299 | [6 empty] | 326 | #N/A | #N/A | #N/A | #N/A | #N/A | 326 | #N/A | #N/A | #N/A | #N/A | #N/A | #N/A | #N/A | #N/A | #N/A | #N/A | #N/A | #N/A | 163 | P | 0.21155 | 238.7696 | 567059.7238 | 1570985.9276 | #N/A | #N/A | #N/A | #N/A | #N/A | #N/A | #N/A | #N/A | #N/A | #N/A | #N/A | #N/A | #N/A | #N/A | #N/A | #N/A | #N/A | 163 | P | 0.21155 | 238.7696 | 567059.7238 | 1570985.9276 | #N/A | #N/A | #N/A | #N/A | #N/A | #N/A | #N/A | #N/A | #N/A | #N/A
[8 empty] | 300 | [6 empty] | 327 | #N/A | #N/A | #N/A | #N/A | #N/A | 327 | #N/A | #N/A | #N/A | #N/A | #N/A | #N/A | #N/A | #N/A | #N/A | #N/A | #N/A | #N/A | 164 | #N/A | #N/A | #N/A | #N/A | #N/A | #N/A | #N/A | #N/A | #N/A | #N/A | #N/A | #N/A | #N/A | #N/A | #N/A | #N/A | #N/A | #N/A | #N/A | #N/A | #N/A | #N/A | 164 | #N/A | #N/A | #N/A | #N/A | #N/A | #N/A | #N/A | #N/A | #N/A | #N/A | #N/A | #N/A | #N/A | #N/A | #N/A
[8 empty] | 301 | [6 empty] | 328 | #N/A | #N/A | #N/A | #N/A | #N/A | 328 | #N/A | #N/A | #N/A | #N/A | #N/A | #N/A | #N/A | #N/A | #N/A | #N/A | #N/A | #N/A | 164 | #N/A | #N/A | #N/A | #N/A | #N/A | #N/A | #N/A | #N/A | #N/A | #N/A | #N/A | #N/A | #N/A | #N/A | #N/A | #N/A | #N/A | #N/A | #N/A | #N/A | #N/A | #N/A | 164 | #N/A | #N/A | #N/A | #N/A | #N/A | #N/A | #N/A | #N/A | #N/A | #N/A | #N/A | #N/A | #N/A | #N/A | #N/A
[8 empty] | 302 | [6 empty] | 329 | #N/A | #N/A | #N/A | #N/A | #N/A | 329 | #N/A | #N/A | #N/A | #N/A | #N/A | #N/A | #N/A | #N/A | #N/A | #N/A | #N/A | #N/A | 165 | #N/A | #N/A | #N/A | #N/A | #N/A | #N/A | #N/A | #N/A | #N/A | #N/A | #N/A | #N/A | #N/A | #N/A | #N/A | #N/A | #N/A | #N/A | #N/A | #N/A | #N/A | #N/A | 165 | #N/A | #N/A | #N/A | #N/A | #N/A | #N/A | #N/A | #N/A | #N/A | #N/A | #N/A | #N/A | #N/A | #N/A | #N/A
[8 empty] | 303 | [6 empty] | 330 | #N/A | #N/A | #N/A | #N/A | #N/A | 330 | #N/A | #N/A | #N/A | #N/A | #N/A | #N/A | #N/A | #N/A | #N/A | #N/A | #N/A | #N/A | 165 | #N/A | #N/A | #N/A | #N/A | #N/A | #N/A | #N/A | #N/A | #N/A | #N/A | #N/A | #N/A | #N/A | #N/A | #N/A | #N/A | #N/A | #N/A | #N/A | #N/A | #N/A | #N/A | 165 | #N/A | #N/A | #N/A | #N/A | #N/A | #N/A | #N/A | #N/A | #N/A | #N/A | #N/A | #N/A | #N/A | #N/A | #N/A
[8 empty] | 304 | [25 empty] | 166 | #N/A | #N/A | #N/A | #N/A | #N/A | #N/A | #N/A | #N/A | #N/A | #N/A | #N/A | #N/A | #N/A | #N/A | #N/A | #N/A | #N/A | #N/A | 0 | #N/A | #N/A | #N/A | 166 | #N/A | #N/A | #N/A | #N/A | #N/A | #N/A | #N/A | #N/A | #N/A | #N/A | #N/A | #N/A | #N/A | #N/A | #N/A
[8 empty] | 305 | [25 empty] | 166 | #N/A | #N/A | #N/A | #N/A | #N/A | #N/A | #N/A | #N/A | #N/A | #N/A | #N/A | #N/A | #N/A | #N/A | #N/A | [7 empty] | 166 | #N/A | #N/A | #N/A | #N/A | #N/A | #N/A | #N/A | #N/A | #N/A | #N/A | #N/A | #N/A | #N/A | #N/A | #N/A
[8 empty] | 306 | [25 empty] | 167 | #N/A | #N/A | #N/A | #N/A | #N/A | #N/A | #N/A | #N/A | #N/A | #N/A | #N/A | #N/A | #N/A | #N/A | #N/A | [7 empty] | 167 | #N/A | #N/A | #N/A | #N/A | #N/A | #N/A | #N/A | #N/A | #N/A | #N/A | #N/A | #N/A | #N/A | #N/A | #N/A
[8 empty] | 307 | [25 empty] | 167 | #N/A | #N/A | #N/A | #N/A | #N/A | #N/A | #N/A | #N/A | #N/A | #N/A | #N/A | #N/A | #N/A | #N/A | #N/A | [7 empty] | 167 | #N/A | #N/A | #N/A | #N/A | #N/A | #N/A | #N/A | #N/A | #N/A | #N/A | #N/A | #N/A | #N/A | #N/A | #N/A
[8 empty] | 308 | [25 empty] | 168 | #N/A | #N/A | #N/A | #N/A | #N/A | #N/A | #N/A | #N/A | #N/A | #N/A | #N/A | #N/A | #N/A | #N/A | #N/A | [7 empty] | 168 | #N/A | #N/A | #N/A | #N/A | #N/A | #N/A | #N/A | #N/A | #N/A | #N/A | #N/A | #N/A | #N/A | #N/A | #N/A
[8 empty] | 309 | [25 empty] | 168 | #N/A | #N/A | #N/A | #N/A | #N/A | #N/A | #N/A | #N/A | #N/A | #N/A | #N/A | #N/A | #N/A | #N/A | #N/A | [7 empty] | 168 | #N/A | #N/A | #N/A | #N/A | #N/A | #N/A | #N/A | #N/A | #N/A | #N/A | #N/A | #N/A | #N/A | #N/A | #N/A
[8 empty] | 310 | [25 empty] | 169 | #N/A | #N/A | #N/A | #N/A | #N/A | #N/A | #N/A | #N/A | #N/A | #N/A | #N/A | #N/A | #N/A | #N/A | #N/A | [7 empty] | 169 | #N/A | #N/A | #N/A | #N/A | #N/A | #N/A | #N/A | #N/A | #N/A | #N/A | #N/A | #N/A | #N/A | #N/A | #N/A
[8 empty] | 311 | [25 empty] | 169 | #N/A | #N/A | #N/A | #N/A | #N/A | #N/A | #N/A | #N/A | #N/A | #N/A | #N/A | #N/A | #N/A | #N/A | #N/A | [7 empty] | 169 | #N/A | #N/A | #N/A | #N/A | #N/A | #N/A | #N/A | #N/A | #N/A | #N/A | #N/A | #N/A | #N/A | #N/A | #N/A
[8 empty] | 312 | [25 empty] | 170 | #N/A | #N/A | #N/A | #N/A | #N/A | #N/A | #N/A | #N/A | #N/A | #N/A | #N/A | #N/A | #N/A | #N/A | #N/A | [7 empty] | 170 | #N/A | #N/A | #N/A | #N/A | #N/A | #N/A | #N/A | #N/A | #N/A | #N/A | #N/A | #N/A | #N/A | #N/A | #N/A
[8 empty] | 313 | [25 empty] | 170 | #N/A | #N/A | #N/A | #N/A | #N/A | #N/A | #N/A | #N/A | #N/A | #N/A | #N/A | #N/A | #N/A | #N/A | #N/A | [7 empty] | 170 | #N/A | #N/A | #N/A | #N/A | #N/A | #N/A | #N/A | #N/A | #N/A | #N/A | #N/A | #N/A | #N/A | #N/A | #N/A
[8 empty] | 314 | [25 empty] | 171 | #N/A | #N/A | #N/A | #N/A | #N/A | #N/A | #N/A | #N/A | #N/A | #N/A | #N/A | #N/A | #N/A | #N/A | #N/A | [7 empty] | 171 | #N/A | #N/A | #N/A | #N/A | #N/A | #N/A | #N/A | #N/A | #N/A | #N/A | #N/A | #N/A | #N/A | #N/A | #N/A
[8 empty] | 315 | [25 empty] | 171 | #N/A | #N/A | #N/A | #N/A | #N/A | #N/A | #N/A | #N/A | #N/A | #N/A | #N/A | #N/A | #N/A | #N/A | #N/A | [7 empty] | 171 | #N/A | #N/A | #N/A | #N/A | #N/A | #N/A | #N/A | #N/A | #N/A | #N/A | #N/A | #N/A | #N/A | #N/A | #N/A
[8 empty] | 316 | [25 empty] | 172 | #N/A | #N/A | #N/A | #N/A | #N/A | #N/A | #N/A | #N/A | #N/A | #N/A | #N/A | #N/A | #N/A | #N/A | #N/A | [7 empty] | 172 | #N/A | #N/A | #N/A | #N/A | #N/A | #N/A | #N/A | #N/A | #N/A | #N/A | #N/A | #N/A | #N/A | #N/A | #N/A
[8 empty] | 317 | [25 empty] | 172 | #N/A | #N/A | #N/A | #N/A | #N/A | #N/A | #N/A | #N/A | #N/A | #N/A | #N/A | #N/A | #N/A | #N/A | #N/A | [7 empty] | 172 | #N/A | #N/A | #N/A | #N/A | #N/A | #N/A | #N/A | #N/A | #N/A | #N/A | #N/A | #N/A | #N/A | #N/A | #N/A
[8 empty] | 318 | [25 empty] | 173 | #N/A | #N/A | #N/A | #N/A | #N/A | #N/A | #N/A | #N/A | #N/A | #N/A | #N/A | #N/A | #N/A | #N/A | #N/A | [7 empty] | 173 | #N/A | #N/A | #N/A | #N/A | #N/A | #N/A | #N/A | #N/A | #N/A | #N/A | #N/A | #N/A | #N/A | #N/A | #N/A
[8 empty] | 319 | [25 empty] | 173 | #N/A | #N/A | #N/A | #N/A | #N/A | #N/A | #N/A | #N/A | #N/A | #N/A | #N/A | #N/A | #N/A | #N/A | #N/A | [7 empty] | 173 | #N/A | #N/A | #N/A | #N/A | #N/A | #N/A | #N/A | #N/A | #N/A | #N/A | #N/A | #N/A | #N/A | #N/A | #N/A
[8 empty] | 320 | [25 empty] | 174 | #N/A | #N/A | #N/A | #N/A | #N/A | #N/A | #N/A | #N/A | #N/A | #N/A | #N/A | #N/A | #N/A | #N/A | #N/A | [7 empty] | 174 | #N/A | #N/A | #N/A | #N/A | #N/A | #N/A | #N/A | #N/A | #N/A | #N/A | #N/A | #N/A | #N/A | #N/A | #N/A
[8 empty] | 321 | [25 empty] | 174 | #N/A | #N/A | #N/A | #N/A | #N/A | #N/A | #N/A | #N/A | #N/A | #N/A | #N/A | #N/A | #N/A | #N/A | #N/A | [7 empty] | 174 | #N/A | #N/A | #N/A | #N/A | #N/A | #N/A | #N/A | #N/A | #N/A | #N/A | #N/A | #N/A | #N/A | #N/A | #N/A
[8 empty] | 322 | [25 empty] | 175 | #N/A | #N/A | #N/A | #N/A | #N/A | #N/A | #N/A | #N/A | #N/A | #N/A | #N/A | #N/A | #N/A | #N/A | #N/A | [7 empty] | 175 | #N/A | #N/A | #N/A | #N/A | #N/A | #N/A | #N/A | #N/A | #N/A | #N/A | #N/A | #N/A | #N/A | #N/A | #N/A
[8 empty] | 323 | [25 empty] | 175 | #N/A | #N/A | #N/A | #N/A | #N/A | #N/A | #N/A | #N/A | #N/A | #N/A | #N/A | #N/A | #N/A | #N/A | #N/A | [7 empty] | 175 | #N/A | #N/A | #N/A | #N/A | #N/A | #N/A | #N/A | #N/A | #N/A | #N/A | #N/A | #N/A | #N/A | #N/A | #N/A
[8 empty] | 324 | [25 empty] | 176 | #N/A | #N/A | #N/A | #N/A | #N/A | #N/A | #N/A | #N/A | #N/A | #N/A | #N/A | #N/A | #N/A | #N/A | #N/A | [7 empty] | 176 | #N/A | #N/A | #N/A | #N/A | #N/A | #N/A | #N/A | #N/A | #N/A | #N/A | #N/A | #N/A | #N/A | #N/A | #N/A
[8 empty] | 325 | [25 empty] | 176 | #N/A | #N/A | #N/A | #N/A | #N/A | #N/A | #N/A | #N/A | #N/A | #N/A | #N/A | #N/A | #N/A | #N/A | #N/A | [7 empty] | 176 | #N/A | #N/A | #N/A | #N/A | #N/A | #N/A | #N/A | #N/A | #N/A | #N/A | #N/A | #N/A | #N/A | #N/A | #N/A
[8 empty] | 326 | [25 empty] | 177 | #N/A | #N/A | #N/A | #N/A | #N/A | #N/A | #N/A | #N/A | #N/A | #N/A | #N/A | #N/A | #N/A | #N/A | #N/A | [7 empty] | 177 | #N/A | #N/A | #N/A | #N/A | #N/A | #N/A | #N/A | #N/A | #N/A | #N/A | #N/A | #N/A | #N/A | #N/A | #N/A
[8 empty] | 327 | [25 empty] | 177 | #N/A | #N/A | #N/A | #N/A | #N/A | #N/A | #N/A | #N/A | #N/A | #N/A | #N/A | #N/A | #N/A | #N/A | #N/A | [7 empty] | 177 | #N/A | #N/A | #N/A | #N/A | #N/A | #N/A | #N/A | #N/A | #N/A | #N/A | #N/A | #N/A | #N/A | #N/A | #N/A
[8 empty] | 328 | [25 empty] | 178 | #N/A | #N/A | #N/A | #N/A | #N/A | #N/A | #N/A | #N/A | #N/A | #N/A | #N/A | #N/A | #N/A | #N/A | #N/A | [7 empty] | 178 | #N/A | #N/A | #N/A | #N/A | #N/A | #N/A | #N/A | #N/A | #N/A | #N/A | #N/A | #N/A | #N/A | #N/A | #N/A
[8 empty] | 329 | [25 empty] | 178 | #N/A | #N/A | #N/A | #N/A | #N/A | #N/A | #N/A | #N/A | #N/A | #N/A | #N/A | #N/A | #N/A | #N/A | #N/A | [7 empty] | 178 | #N/A | #N/A | #N/A | #N/A | #N/A | #N/A | #N/A | #N/A | #N/A | #N/A | #N/A | #N/A | #N/A | #N/A | #N/A
[8 empty] | 330 | [25 empty] | 179 | #N/A | #N/A | #N/A | #N/A | #N/A | #N/A | #N/A | #N/A | #N/A | #N/A | #N/A | #N/A | #N/A | #N/A | #N/A | [7 empty] | 179 | #N/A | #N/A | #N/A | #N/A | #N/A | #N/A | #N/A | #N/A | #N/A | #N/A | #N/A | #N/A | #N/A | #N/A | #N/A
[34 empty] | 179 | #N/A | #N/A | #N/A | #N/A | #N/A | #N/A | #N/A | #N/A | #N/A | #N/A | #N/A | #N/A | #N/A | #N/A | #N/A | [7 empty] | 179 | #N/A | #N/A | #N/A | #N/A | #N/A | #N/A | #N/A | #N/A | #N/A | #N/A | #N/A | #N/A | #N/A | #N/A | #N/A
[34 empty] | 180 | #N/A | #N/A | #N/A | #N/A | #N/A | #N/A | #N/A | #N/A | #N/A | #N/A | #N/A | #N/A | #N/A | #N/A | #N/A | [7 empty] | 180 | #N/A | #N/A | #N/A | #N/A | #N/A | #N/A | #N/A | #N/A | #N/A | #N/A | #N/A | #N/A | #N/A | #N/A | #N/A
[34 empty] | 180 | #N/A | #N/A | #N/A | #N/A | #N/A | #N/A | #N/A | #N/A | #N/A | #N/A | #N/A | #N/A | #N/A | #N/A | #N/A | [7 empty] | 180 | #N/A | #N/A | #N/A | #N/A | #N/A | #N/A | #N/A | #N/A | #N/A | #N/A | #N/A | #N/A | #N/A | #N/A | #N/A
[34 empty] | 181 | #N/A | #N/A | #N/A | #N/A | #N/A | #N/A | #N/A | #N/A | #N/A | #N/A | #N/A | #N/A | #N/A | #N/A | #N/A | [7 empty] | 181 | #N/A | #N/A | #N/A | #N/A | #N/A | #N/A | #N/A | #N/A | #N/A | #N/A | #N/A | #N/A | #N/A | #N/A | #N/A
[34 empty] | 181 | #N/A | #N/A | #N/A | #N/A | #N/A | #N/A | #N/A | #N/A | #N/A | #N/A | #N/A | #N/A | #N/A | #N/A | #N/A | [7 empty] | 181 | #N/A | #N/A | #N/A | #N/A | #N/A | #N/A | #N/A | #N/A | #N/A | #N/A | #N/A | #N/A | #N/A | #N/A | #N/A
[34 empty] | 182 | #N/A | #N/A | #N/A | #N/A | #N/A | #N/A | #N/A | #N/A | #N/A | #N/A | #N/A | #N/A | #N/A | #N/A | #N/A | [7 empty] | 182 | #N/A | #N/A | #N/A | #N/A | #N/A | #N/A | #N/A | #N/A | #N/A | #N/A | #N/A | #N/A | #N/A | #N/A | #N/A
[34 empty] | 182 | #N/A | #N/A | #N/A | #N/A | #N/A | #N/A | #N/A | #N/A | #N/A | #N/A | #N/A | #N/A | #N/A | #N/A | #N/A | [7 empty] | 182 | #N/A | #N/A | #N/A | #N/A | #N/A | #N/A | #N/A | #N/A | #N/A | #N/A | #N/A | #N/A | #N/A | #N/A | #N/A
[34 empty] | 183 | #N/A | #N/A | #N/A | #N/A | #N/A | #N/A | #N/A | #N/A | #N/A | #N/A | #N/A | #N/A | #N/A | #N/A | #N/A | [7 empty] | 183 | #N/A | #N/A | #N/A | #N/A | #N/A | #N/A | #N/A | #N/A | #N/A | #N/A | #N/A | #N/A | #N/A | #N/A | #N/A
[34 empty] | 183 | #N/A | #N/A | #N/A | #N/A | #N/A | #N/A | #N/A | #N/A | #N/A | #N/A | #N/A | #N/A | #N/A | #N/A | #N/A | [7 empty] | 183 | #N/A | #N/A | #N/A | #N/A | #N/A | #N/A | #N/A | #N/A | #N/A | #N/A | #N/A | #N/A | #N/A | #N/A | #N/A
[34 empty] | 184 | #N/A | #N/A | #N/A | #N/A | #N/A | #N/A | #N/A | #N/A | #N/A | #N/A | #N/A | #N/A | #N/A | #N/A | #N/A | [7 empty] | 184 | #N/A | #N/A | #N/A | #N/A | #N/A | #N/A | #N/A | #N/A | #N/A | #N/A | #N/A | #N/A | #N/A | #N/A | #N/A
[34 empty] | 184 | #N/A | #N/A | #N/A | #N/A | #N/A | #N/A | #N/A | #N/A | #N/A | #N/A | #N/A | #N/A | #N/A | #N/A | #N/A | [7 empty] | 184 | #N/A | #N/A | #N/A | #N/A | #N/A | #N/A | #N/A | #N/A | #N/A | #N/A | #N/A | #N/A | #N/A | #N/A | #N/A
[34 empty] | 185 | #N/A | #N/A | #N/A | #N/A | #N/A | #N/A | #N/A | #N/A | #N/A | #N/A | #N/A | #N/A | #N/A | #N/A | #N/A | [7 empty] | 185 | #N/A | #N/A | #N/A | #N/A | #N/A | #N/A | #N/A | #N/A | #N/A | #N/A | #N/A | #N/A | #N/A | #N/A | #N/A
[34 empty] | 185 | #N/A | #N/A | #N/A | #N/A | #N/A | #N/A | #N/A | #N/A | #N/A | #N/A | #N/A | #N/A | #N/A | #N/A | #N/A | [7 empty] | 185 | #N/A | #N/A | #N/A | #N/A | #N/A | #N/A | #N/A | #N/A | #N/A | #N/A | #N/A | #N/A | #N/A | #N/A | #N/A
[34 empty] | 186 | #N/A | #N/A | #N/A | #N/A | #N/A | #N/A | #N/A | #N/A | #N/A | #N/A | #N/A | #N/A | #N/A | #N/A | #N/A | [7 empty] | 186 | #N/A | #N/A | #N/A | #N/A | #N/A | #N/A | #N/A | #N/A | #N/A | #N/A | #N/A | #N/A | #N/A | #N/A | #N/A
[34 empty] | 186 | #N/A | #N/A | #N/A | #N/A | #N/A | #N/A | #N/A | #N/A | #N/A | #N/A | #N/A | #N/A | #N/A | #N/A | #N/A | [7 empty] | 186 | #N/A | #N/A | #N/A | #N/A | #N/A | #N/A | #N/A | #N/A | #N/A | #N/A | #N/A | #N/A | #N/A | #N/A | #N/A
[34 empty] | 187 | #N/A | #N/A | #N/A | #N/A | #N/A | #N/A | #N/A | #N/A | #N/A | #N/A | #N/A | #N/A | #N/A | #N/A | #N/A | [7 empty] | 187 | #N/A | #N/A | #N/A | #N/A | #N/A | #N/A | #N/A | #N/A | #N/A | #N/A | #N/A | #N/A | #N/A | #N/A | #N/A
[34 empty] | 187 | #N/A | #N/A | #N/A | #N/A | #N/A | #N/A | #N/A | #N/A | #N/A | #N/A | #N/A | #N/A | #N/A | #N/A | #N/A | [7 empty] | 187 | #N/A | #N/A | #N/A | #N/A | #N/A | #N/A | #N/A | #N/A | #N/A | #N/A | #N/A | #N/A | #N/A | #N/A | #N/A
[34 empty] | 188 | #N/A | #N/A | #N/A | #N/A | #N/A | #N/A | #N/A | #N/A | #N/A | #N/A | #N/A | #N/A | #N/A | #N/A | #N/A | [7 empty] | 188 | #N/A | #N/A | #N/A | #N/A | #N/A | #N/A | #N/A | #N/A | #N/A | #N/A | #N/A | #N/A | #N/A | #N/A | #N/A
[34 empty] | 188 | #N/A | #N/A | #N/A | #N/A | #N/A | #N/A | #N/A | #N/A | #N/A | #N/A | #N/A | #N/A | #N/A | #N/A | #N/A | [7 empty] | 188 | #N/A | #N/A | #N/A | #N/A | #N/A | #N/A | #N/A | #N/A | #N/A | #N/A | #N/A | #N/A | #N/A | #N/A | #N/A
[34 empty] | 189 | #N/A | #N/A | #N/A | #N/A | #N/A | #N/A | #N/A | #N/A | #N/A | #N/A | #N/A | #N/A | #N/A | #N/A | #N/A | [7 empty] | 189 | #N/A | #N/A | #N/A | #N/A | #N/A | #N/A | #N/A | #N/A | #N/A | #N/A | #N/A | #N/A | #N/A | #N/A | #N/A
[34 empty] | 189 | #N/A | #N/A | #N/A | #N/A | #N/A | #N/A | #N/A | #N/A | #N/A | #N/A | #N/A | #N/A | #N/A | #N/A | #N/A | [7 empty] | 189 | #N/A | #N/A | #N/A | #N/A | #N/A | #N/A | #N/A | #N/A | #N/A | #N/A | #N/A | #N/A | #N/A | #N/A | #N/A
[34 empty] | 190 | #N/A | #N/A | #N/A | #N/A | #N/A | #N/A | #N/A | #N/A | #N/A | #N/A | #N/A | #N/A | #N/A | #N/A | #N/A | [7 empty] | 190 | #N/A | #N/A | #N/A | #N/A | #N/A | #N/A | #N/A | #N/A | #N/A | #N/A | #N/A | #N/A | #N/A | #N/A | #N/A
[34 empty] | 190 | #N/A | #N/A | #N/A | #N/A | #N/A | #N/A | #N/A | #N/A | #N/A | #N/A | #N/A | #N/A | #N/A | #N/A | #N/A | [7 empty] | 190 | #N/A | #N/A | #N/A | #N/A | #N/A | #N/A | #N/A | #N/A | #N/A | #N/A | #N/A | #N/A | #N/A | #N/A | #N/A
[34 empty] | 191 | #N/A | #N/A | #N/A | #N/A | #N/A | #N/A | #N/A | #N/A | #N/A | #N/A | #N/A | #N/A | #N/A | #N/A | #N/A | [7 empty] | 191 | #N/A | #N/A | #N/A | #N/A | #N/A | #N/A | #N/A | #N/A | #N/A | #N/A | #N/A | #N/A | #N/A | #N/A | #N/A
[34 empty] | 191 | #N/A | #N/A | #N/A | #N/A | #N/A | #N/A | #N/A | #N/A | #N/A | #N/A | #N/A | #N/A | #N/A | #N/A | #N/A | [7 empty] | 191 | #N/A | #N/A | #N/A | #N/A | #N/A | #N/A | #N/A | #N/A | #N/A | #N/A | #N/A | #N/A | #N/A | #N/A | #N/A
[34 empty] | 192 | #N/A | #N/A | #N/A | #N/A | #N/A | #N/A | #N/A | #N/A | #N/A | #N/A | #N/A | #N/A | #N/A | #N/A | #N/A | [7 empty] | 192 | #N/A | #N/A | #N/A | #N/A | #N/A | #N/A | #N/A | #N/A | #N/A | #N/A | #N/A | #N/A | #N/A | #N/A | #N/A
[34 empty] | 192 | #N/A | #N/A | #N/A | #N/A | #N/A | #N/A | #N/A | #N/A | #N/A | #N/A | #N/A | #N/A | #N/A | #N/A | #N/A | [7 empty] | 192 | #N/A | #N/A | #N/A | #N/A | #N/A | #N/A | #N/A | #N/A | #N/A | #N/A | #N/A | #N/A | #N/A | #N/A | #N/A
[34 empty] | 193 | #N/A | #N/A | #N/A | #N/A | #N/A | #N/A | #N/A | #N/A | #N/A | #N/A | #N/A | #N/A | #N/A | #N/A | #N/A | [7 empty] | 193 | #N/A | #N/A | #N/A | #N/A | #N/A | #N/A | #N/A | #N/A | #N/A | #N/A | #N/A | #N/A | #N/A | #N/A | #N/A
[34 empty] | 193 | #N/A | #N/A | #N/A | #N/A | #N/A | #N/A | #N/A | #N/A | #N/A | #N/A | #N/A | #N/A | #N/A | #N/A | #N/A | [7 empty] | 193 | #N/A | #N/A | #N/A | #N/A | #N/A | #N/A | #N/A | #N/A | #N/A | #N/A | #N/A | #N/A | #N/A | #N/A | #N/A
[34 empty] | 194 | #N/A | #N/A | #N/A | #N/A | #N/A | #N/A | #N/A | #N/A | #N/A | #N/A | #N/A | #N/A | #N/A | #N/A | #N/A | [7 empty] | 194 | #N/A | #N/A | #N/A | #N/A | #N/A | #N/A | #N/A | #N/A | #N/A | #N/A | #N/A | #N/A | #N/A | #N/A | #N/A
[34 empty] | 194 | #N/A | #N/A | #N/A | #N/A | #N/A | #N/A | #N/A | #N/A | #N/A | #N/A | #N/A | #N/A | #N/A | #N/A | #N/A | [7 empty] | 194 | #N/A | #N/A | #N/A | #N/A | #N/A | #N/A | #N/A | #N/A | #N/A | #N/A | #N/A | #N/A | #N/A | #N/A | #N/A
[34 empty] | 195 | #N/A | #N/A | #N/A | #N/A | #N/A | #N/A | #N/A | #N/A | #N/A | #N/A | #N/A | #N/A | #N/A | #N/A | #N/A | [7 empty] | 195 | #N/A | #N/A | #N/A | #N/A | #N/A | #N/A | #N/A | #N/A | #N/A | #N/A | #N/A | #N/A | #N/A | #N/A | #N/A
[34 empty] | 195 | #N/A | #N/A | #N/A | #N/A | #N/A | #N/A | #N/A | #N/A | #N/A | #N/A | #N/A | #N/A | #N/A | #N/A | #N/A | [7 empty] | 195 | #N/A | #N/A | #N/A | #N/A | #N/A | #N/A | #N/A | #N/A | #N/A | #N/A | #N/A | #N/A | #N/A | #N/A | #N/A
[34 empty] | 196 | #N/A | #N/A | #N/A | #N/A | #N/A | #N/A | #N/A | #N/A | #N/A | #N/A | #N/A | #N/A | #N/A | #N/A | #N/A | [7 empty] | 196 | #N/A | #N/A | #N/A | #N/A | #N/A | #N/A | #N/A | #N/A | #N/A | #N/A | #N/A | #N/A | #N/A | #N/A | #N/A
[34 empty] | 196 | #N/A | #N/A | #N/A | #N/A | #N/A | #N/A | #N/A | #N/A | #N/A | #N/A | #N/A | #N/A | #N/A | #N/A | #N/A | [7 empty] | 196 | #N/A | #N/A | #N/A | #N/A | #N/A | #N/A | #N/A | #N/A | #N/A | #N/A | #N/A | #N/A | #N/A | #N/A | #N/A
[34 empty] | 197 | #N/A | #N/A | #N/A | #N/A | #N/A | #N/A | #N/A | #N/A | #N/A | #N/A | #N/A | #N/A | #N/A | #N/A | #N/A | [7 empty] | 197 | #N/A | #N/A | #N/A | #N/A | #N/A | #N/A | #N/A | #N/A | #N/A | #N/A | #N/A | #N/A | #N/A | #N/A | #N/A
[34 empty] | 197 | #N/A | #N/A | #N/A | #N/A | #N/A | #N/A | #N/A | #N/A | #N/A | #N/A | #N/A | #N/A | #N/A | #N/A | #N/A | [7 empty] | 197 | #N/A | #N/A | #N/A | #N/A | #N/A | #N/A | #N/A | #N/A | #N/A | #N/A | #N/A | #N/A | #N/A | #N/A | #N/A
[34 empty] | 198 | #N/A | #N/A | #N/A | #N/A | #N/A | #N/A | #N/A | #N/A | #N/A | #N/A | #N/A | #N/A | #N/A | #N/A | #N/A | [7 empty] | 198 | #N/A | #N/A | #N/A | #N/A | #N/A | #N/A | #N/A | #N/A | #N/A | #N/A | #N/A | #N/A | #N/A | #N/A | #N/A
[34 empty] | 198 | #N/A | #N/A | #N/A | #N/A | #N/A | #N/A | #N/A | #N/A | #N/A | #N/A | #N/A | #N/A | #N/A | #N/A | #N/A | [7 empty] | 198 | #N/A | #N/A | #N/A | #N/A | #N/A | #N/A | #N/A | #N/A | #N/A | #N/A | #N/A | #N/A | #N/A | #N/A | #N/A
[34 empty] | 199 | #N/A | #N/A | #N/A | #N/A | #N/A | #N/A | #N/A | #N/A | #N/A | #N/A | #N/A | #N/A | #N/A | #N/A | #N/A | [7 empty] | 199 | #N/A | #N/A | #N/A | #N/A | #N/A | #N/A | #N/A | #N/A | #N/A | #N/A | #N/A | #N/A | #N/A | #N/A | #N/A
[34 empty] | 199 | #N/A | #N/A | #N/A | #N/A | #N/A | #N/A | #N/A | #N/A | #N/A | #N/A | #N/A | #N/A | #N/A | #N/A | #N/A | [7 empty] | 199 | #N/A | #N/A | #N/A | #N/A | #N/A | #N/A | #N/A | #N/A | #N/A | #N/A | #N/A | #N/A | #N/A | #N/A | #N/A
[34 empty] | 200 | #N/A | #N/A | #N/A | #N/A | #N/A | #N/A | #N/A | #N/A | #N/A | #N/A | #N/A | #N/A | #N/A | #N/A | #N/A | [7 empty] | 200 | #N/A | #N/A | #N/A | #N/A | #N/A | #N/A | #N/A | #N/A | #N/A | #N/A | #N/A | #N/A | #N/A | #N/A | #N/A
[34 empty] | 200 | #N/A | #N/A | #N/A | #N/A | #N/A | #N/A | #N/A | #N/A | #N/A | #N/A | #N/A | #N/A | #N/A | #N/A | #N/A | [7 empty] | 200 | #N/A | #N/A | #N/A | #N/A | #N/A | #N/A | #N/A | #N/A | #N/A | #N/A | #N/A | #N/A | #N/A | #N/A | #N/A
[34 empty] | 201 | #N/A | #N/A | #N/A | #N/A | #N/A | #N/A | #N/A | #N/A | #N/A | #N/A | #N/A | #N/A | #N/A | #N/A | #N/A | [7 empty] | 201 | #N/A | #N/A | #N/A | #N/A | #N/A | #N/A | #N/A | #N/A | #N/A | #N/A | #N/A | #N/A | #N/A | #N/A | #N/A
[34 empty] | 201 | #N/A | #N/A | #N/A | #N/A | #N/A | #N/A | #N/A | #N/A | #N/A | #N/A | #N/A | #N/A | #N/A | #N/A | #N/A | [7 empty] | 201 | #N/A | #N/A | #N/A | #N/A | #N/A | #N/A | #N/A | #N/A | #N/A | #N/A | #N/A | #N/A | #N/A | #N/A | #N/A
[34 empty] | 202 | #N/A | #N/A | #N/A | #N/A | #N/A | #N/A | #N/A | #N/A | #N/A | #N/A | #N/A | #N/A | #N/A | #N/A | #N/A | [7 empty] | 202 | #N/A | #N/A | #N/A | #N/A | #N/A | #N/A | #N/A | #N/A | #N/A | #N/A | #N/A | #N/A | #N/A | #N/A | #N/A
[34 empty] | 202 | #N/A | #N/A | #N/A | #N/A | #N/A | #N/A | #N/A | #N/A | #N/A | #N/A | #N/A | #N/A | #N/A | #N/A | #N/A | [7 empty] | 202 | #N/A | #N/A | #N/A | #N/A | #N/A | #N/A | #N/A | #N/A | #N/A | #N/A | #N/A | #N/A | #N/A | #N/A | #N/A
[34 empty] | 203 | #N/A | #N/A | #N/A | #N/A | #N/A | #N/A | #N/A | #N/A | #N/A | #N/A | #N/A | #N/A | #N/A | #N/A | #N/A | [7 empty] | 203 | #N/A | #N/A | #N/A | #N/A | #N/A | #N/A | #N/A | #N/A | #N/A | #N/A | #N/A | #N/A | #N/A | #N/A | #N/A
[34 empty] | 203 | #N/A | #N/A | #N/A | #N/A | #N/A | #N/A | #N/A | #N/A | #N/A | #N/A | #N/A | #N/A | #N/A | #N/A | #N/A | [7 empty] | 203 | #N/A | #N/A | #N/A | #N/A | #N/A | #N/A | #N/A | #N/A | #N/A | #N/A | #N/A | #N/A | #N/A | #N/A | #N/A
[34 empty] | 204 | #N/A | #N/A | #N/A | #N/A | #N/A | #N/A | #N/A | #N/A | #N/A | #N/A | #N/A | #N/A | #N/A | #N/A | #N/A | [7 empty] | 204 | #N/A | #N/A | #N/A | #N/A | #N/A | #N/A | #N/A | #N/A | #N/A | #N/A | #N/A | #N/A | #N/A | #N/A | #N/A
[34 empty] | 204 | #N/A | #N/A | #N/A | #N/A | #N/A | #N/A | #N/A | #N/A | #N/A | #N/A | #N/A | #N/A | #N/A | #N/A | #N/A | [7 empty] | 204 | #N/A | #N/A | #N/A | #N/A | #N/A | #N/A | #N/A | #N/A | #N/A | #N/A | #N/A | #N/A | #N/A | #N/A | #N/A
[34 empty] | 205 | #N/A | #N/A | #N/A | #N/A | #N/A | #N/A | #N/A | #N/A | #N/A | #N/A | #N/A | #N/A | #N/A | #N/A | #N/A | [7 empty] | 205 | #N/A | #N/A | #N/A | #N/A | #N/A | #N/A | #N/A | #N/A | #N/A | #N/A | #N/A | #N/A | #N/A | #N/A | #N/A
[34 empty] | 205 | #N/A | #N/A | #N/A | #N/A | #N/A | #N/A | #N/A | #N/A | #N/A | #N/A | #N/A | #N/A | #N/A | #N/A | #N/A | [7 empty] | 205 | #N/A | #N/A | #N/A | #N/A | #N/A | #N/A | #N/A | #N/A | #N/A | #N/A | #N/A | #N/A | #N/A | #N/A | #N/A
[34 empty] | 206 | #N/A | #N/A | #N/A | #N/A | #N/A | #N/A | #N/A | #N/A | #N/A | #N/A | #N/A | #N/A | #N/A | #N/A | #N/A | [7 empty] | 206 | #N/A | #N/A | #N/A | #N/A | #N/A | #N/A | #N/A | #N/A | #N/A | #N/A | #N/A | #N/A | #N/A | #N/A | #N/A
[34 empty] | 206 | #N/A | #N/A | #N/A | #N/A | #N/A | #N/A | #N/A | #N/A | #N/A | #N/A | #N/A | #N/A | #N/A | #N/A | #N/A | [7 empty] | 206 | #N/A | #N/A | #N/A | #N/A | #N/A | #N/A | #N/A | #N/A | #N/A | #N/A | #N/A | #N/A | #N/A | #N/A | #N/A
[34 empty] | 207 | #N/A | #N/A | #N/A | #N/A | #N/A | #N/A | #N/A | #N/A | #N/A | #N/A | #N/A | #N/A | #N/A | #N/A | #N/A | [7 empty] | 207 | #N/A | #N/A | #N/A | #N/A | #N/A | #N/A | #N/A | #N/A | #N/A | #N/A | #N/A | #N/A | #N/A | #N/A | #N/A
[34 empty] | 207 | #N/A | #N/A | #N/A | #N/A | #N/A | #N/A | #N/A | #N/A | #N/A | #N/A | #N/A | #N/A | #N/A | #N/A | #N/A | [7 empty] | 207 | #N/A | #N/A | #N/A | #N/A | #N/A | #N/A | #N/A | #N/A | #N/A | #N/A | #N/A | #N/A | #N/A | #N/A | #N/A
[34 empty] | 208 | #N/A | #N/A | #N/A | #N/A | #N/A | #N/A | #N/A | #N/A | #N/A | #N/A | #N/A | #N/A | #N/A | #N/A | #N/A | [7 empty] | 208 | #N/A | #N/A | #N/A | #N/A | #N/A | #N/A | #N/A | #N/A | #N/A | #N/A | #N/A | #N/A | #N/A | #N/A | #N/A
[34 empty] | 208 | #N/A | #N/A | #N/A | #N/A | #N/A | #N/A | #N/A | #N/A | #N/A | #N/A | #N/A | #N/A | #N/A | #N/A | #N/A | [7 empty] | 208 | #N/A | #N/A | #N/A | #N/A | #N/A | #N/A | #N/A | #N/A | #N/A | #N/A | #N/A | #N/A | #N/A | #N/A | #N/A
[34 empty] | 209 | #N/A | #N/A | #N/A | #N/A | #N/A | #N/A | #N/A | #N/A | #N/A | #N/A | #N/A | #N/A | #N/A | #N/A | #N/A | [7 empty] | 209 | #N/A | #N/A | #N/A | #N/A | #N/A | #N/A | #N/A | #N/A | #N/A | #N/A | #N/A | #N/A | #N/A | #N/A | #N/A
[34 empty] | 209 | #N/A | #N/A | #N/A | #N/A | #N/A | #N/A | #N/A | #N/A | #N/A | #N/A | #N/A | #N/A | #N/A | #N/A | #N/A | [7 empty] | 209 | #N/A | #N/A | #N/A | #N/A | #N/A | #N/A | #N/A | #N/A | #N/A | #N/A | #N/A | #N/A | #N/A | #N/A | #N/A
[34 empty] | 210 | #N/A | #N/A | #N/A | #N/A | #N/A | #N/A | #N/A | #N/A | #N/A | #N/A | #N/A | #N/A | #N/A | #N/A | #N/A | [7 empty] | 210 | #N/A | #N/A | #N/A | #N/A | #N/A | #N/A | #N/A | #N/A | #N/A | #N/A | #N/A | #N/A | #N/A | #N/A | #N/A
[34 empty] | 210 | #N/A | #N/A | #N/A | #N/A | #N/A | #N/A | #N/A | #N/A | #N/A | #N/A | #N/A | #N/A | #N/A | #N/A | #N/A | [7 empty] | 210 | #N/A | #N/A | #N/A | #N/A | #N/A | #N/A | #N/A | #N/A | #N/A | #N/A | #N/A | #N/A | #N/A | #N/A | #N/A
[34 empty] | 211 | #N/A | #N/A | #N/A | #N/A | #N/A | #N/A | #N/A | #N/A | #N/A | #N/A | #N/A | #N/A | #N/A | #N/A | #N/A | [7 empty] | 211 | #N/A | #N/A | #N/A | #N/A | #N/A | #N/A | #N/A | #N/A | #N/A | #N/A | #N/A | #N/A | #N/A | #N/A | #N/A
[34 empty] | 211 | #N/A | #N/A | #N/A | #N/A | #N/A | #N/A | #N/A | #N/A | #N/A | #N/A | #N/A | #N/A | #N/A | #N/A | #N/A | [7 empty] | 211 | #N/A | #N/A | #N/A | #N/A | #N/A | #N/A | #N/A | #N/A | #N/A | #N/A | #N/A | #N/A | #N/A | #N/A | #N/A
[34 empty] | 212 | #N/A | #N/A | #N/A | #N/A | #N/A | #N/A | #N/A | #N/A | #N/A | #N/A | #N/A | #N/A | #N/A | #N/A | #N/A | [7 empty] | 212 | #N/A | #N/A | #N/A | #N/A | #N/A | #N/A | #N/A | #N/A | #N/A | #N/A | #N/A | #N/A | #N/A | #N/A | #N/A
[34 empty] | 212 | #N/A | #N/A | #N/A | #N/A | #N/A | #N/A | #N/A | #N/A | #N/A | #N/A | #N/A | #N/A | #N/A | #N/A | #N/A | [7 empty] | 212 | #N/A | #N/A | #N/A | #N/A | #N/A | #N/A | #N/A | #N/A | #N/A | #N/A | #N/A | #N/A | #N/A | #N/A | #N/A
[34 empty] | 213 | #N/A | #N/A | #N/A | #N/A | #N/A | #N/A | #N/A | #N/A | #N/A | #N/A | #N/A | #N/A | #N/A | #N/A | #N/A | [7 empty] | 213 | #N/A | #N/A | #N/A | #N/A | #N/A | #N/A | #N/A | #N/A | #N/A | #N/A | #N/A | #N/A | #N/A | #N/A | #N/A
[34 empty] | 213 | #N/A | #N/A | #N/A | #N/A | #N/A | #N/A | #N/A | #N/A | #N/A | #N/A | #N/A | #N/A | #N/A | #N/A | #N/A | [7 empty] | 213 | #N/A | #N/A | #N/A | #N/A | #N/A | #N/A | #N/A | #N/A | #N/A | #N/A | #N/A | #N/A | #N/A | #N/A | #N/A
[34 empty] | 214 | #N/A | #N/A | #N/A | #N/A | #N/A | #N/A | #N/A | #N/A | #N/A | #N/A | #N/A | #N/A | #N/A | #N/A | #N/A | [7 empty] | 214 | #N/A | #N/A | #N/A | #N/A | #N/A | #N/A | #N/A | #N/A | #N/A | #N/A | #N/A | #N/A | #N/A | #N/A | #N/A
[34 empty] | 214 | #N/A | #N/A | #N/A | #N/A | #N/A | #N/A | #N/A | #N/A | #N/A | #N/A | #N/A | #N/A | #N/A | #N/A | #N/A | [7 empty] | 214 | #N/A | #N/A | #N/A | #N/A | #N/A | #N/A | #N/A | #N/A | #N/A | #N/A | #N/A | #N/A | #N/A | #N/A | #N/A
[34 empty] | 215 | #N/A | #N/A | #N/A | #N/A | #N/A | #N/A | #N/A | #N/A | #N/A | #N/A | #N/A | #N/A | #N/A | #N/A | #N/A | [7 empty] | 215 | #N/A | #N/A | #N/A | #N/A | #N/A | #N/A | #N/A | #N/A | #N/A | #N/A | #N/A | #N/A | #N/A | #N/A | #N/A
[34 empty] | 215 | #N/A | #N/A | #N/A | #N/A | #N/A | #N/A | #N/A | #N/A | #N/A | #N/A | #N/A | #N/A | #N/A | #N/A | #N/A | [7 empty] | 215 | #N/A | #N/A | #N/A | #N/A | #N/A | #N/A | #N/A | #N/A | #N/A | #N/A | #N/A | #N/A | #N/A | #N/A | #N/A
[34 empty] | 216 | #N/A | #N/A | #N/A | #N/A | #N/A | #N/A | #N/A | #N/A | #N/A | #N/A | #N/A | #N/A | #N/A | #N/A | #N/A | [7 empty] | 216 | #N/A | #N/A | #N/A | #N/A | #N/A | #N/A | #N/A | #N/A | #N/A | #N/A | #N/A | #N/A | #N/A | #N/A | #N/A
[34 empty] | 216 | #N/A | #N/A | #N/A | #N/A | #N/A | #N/A | #N/A | #N/A | #N/A | #N/A | #N/A | #N/A | #N/A | #N/A | #N/A | [7 empty] | 216 | #N/A | #N/A | #N/A | #N/A | #N/A | #N/A | #N/A | #N/A | #N/A | #N/A | #N/A | #N/A | #N/A | #N/A | #N/A
[34 empty] | 217 | #N/A | #N/A | #N/A | #N/A | #N/A | #N/A | #N/A | #N/A | #N/A | #N/A | #N/A | #N/A | #N/A | #N/A | #N/A | [7 empty] | 217 | #N/A | #N/A | #N/A | #N/A | #N/A | #N/A | #N/A | #N/A | #N/A | #N/A | #N/A | #N/A | #N/A | #N/A | #N/A
[34 empty] | 217 | #N/A | #N/A | #N/A | #N/A | #N/A | #N/A | #N/A | #N/A | #N/A | #N/A | #N/A | #N/A | #N/A | #N/A | #N/A | [7 empty] | 217 | #N/A | #N/A | #N/A | #N/A | #N/A | #N/A | #N/A | #N/A | #N/A | #N/A | #N/A | #N/A | #N/A | #N/A | #N/A
[34 empty] | 218 | #N/A | #N/A | #N/A | #N/A | #N/A | #N/A | #N/A | #N/A | #N/A | #N/A | #N/A | #N/A | #N/A | #N/A | #N/A | [7 empty] | 218 | #N/A | #N/A | #N/A | #N/A | #N/A | #N/A | #N/A | #N/A | #N/A | #N/A | #N/A | #N/A | #N/A | #N/A | #N/A
[34 empty] | 218 | #N/A | #N/A | #N/A | #N/A | #N/A | #N/A | #N/A | #N/A | #N/A | #N/A | #N/A | #N/A | #N/A | #N/A | #N/A | [7 empty] | 218 | #N/A | #N/A | #N/A | #N/A | #N/A | #N/A | #N/A | #N/A | #N/A | #N/A | #N/A | #N/A | #N/A | #N/A | #N/A
[34 empty] | 219 | #N/A | #N/A | #N/A | #N/A | #N/A | #N/A | #N/A | #N/A | #N/A | #N/A | #N/A | #N/A | #N/A | #N/A | #N/A | [7 empty] | 219 | #N/A | #N/A | #N/A | #N/A | #N/A | #N/A | #N/A | #N/A | #N/A | #N/A | #N/A | #N/A | #N/A | #N/A | #N/A
[34 empty] | 219 | #N/A | #N/A | #N/A | #N/A | #N/A | #N/A | #N/A | #N/A | #N/A | #N/A | #N/A | #N/A | #N/A | #N/A | #N/A | [7 empty] | 219 | #N/A | #N/A | #N/A | #N/A | #N/A | #N/A | #N/A | #N/A | #N/A | #N/A | #N/A | #N/A | #N/A | #N/A | #N/A
[34 empty] | 220 | #N/A | #N/A | #N/A | #N/A | #N/A | #N/A | #N/A | #N/A | #N/A | #N/A | #N/A | #N/A | #N/A | #N/A | #N/A | [7 empty] | 220 | #N/A | #N/A | #N/A | #N/A | #N/A | #N/A | #N/A | #N/A | #N/A | #N/A | #N/A | #N/A | #N/A | #N/A | #N/A
[34 empty] | 220 | #N/A | #N/A | #N/A | #N/A | #N/A | #N/A | #N/A | #N/A | #N/A | #N/A | #N/A | #N/A | #N/A | #N/A | #N/A | [7 empty] | 220 | #N/A | #N/A | #N/A | #N/A | #N/A | #N/A | #N/A | #N/A | #N/A | #N/A | #N/A | #N/A | #N/A | #N/A | #N/A
[34 empty] | 221 | #N/A | #N/A | #N/A | #N/A | #N/A | #N/A | #N/A | #N/A | #N/A | #N/A | #N/A | #N/A | #N/A | #N/A | #N/A | [7 empty] | 221 | #N/A | #N/A | #N/A | #N/A | #N/A | #N/A | #N/A | #N/A | #N/A | #N/A | #N/A | #N/A | #N/A | #N/A | #N/A
[34 empty] | 221 | #N/A | #N/A | #N/A | #N/A | #N/A | #N/A | #N/A | #N/A | #N/A | #N/A | #N/A | #N/A | #N/A | #N/A | #N/A | [7 empty] | 221 | #N/A | #N/A | #N/A | #N/A | #N/A | #N/A | #N/A | #N/A | #N/A | #N/A | #N/A | #N/A | #N/A | #N/A | #N/A
[34 empty] | 222 | #N/A | #N/A | #N/A | #N/A | #N/A | #N/A | #N/A | #N/A | #N/A | #N/A | #N/A | #N/A | #N/A | #N/A | #N/A | [7 empty] | 222 | #N/A | #N/A | #N/A | #N/A | #N/A | #N/A | #N/A | #N/A | #N/A | #N/A | #N/A | #N/A | #N/A | #N/A | #N/A
[34 empty] | 222 | #N/A | #N/A | #N/A | #N/A | #N/A | #N/A | #N/A | #N/A | #N/A | #N/A | #N/A | #N/A | #N/A | #N/A | #N/A | [7 empty] | 222 | #N/A | #N/A | #N/A | #N/A | #N/A | #N/A | #N/A | #N/A | #N/A | #N/A | #N/A | #N/A | #N/A | #N/A | #N/A
[34 empty] | 223 | #N/A | #N/A | #N/A | #N/A | #N/A | #N/A | #N/A | #N/A | #N/A | #N/A | #N/A | #N/A | #N/A | #N/A | #N/A | [7 empty] | 223 | #N/A | #N/A | #N/A | #N/A | #N/A | #N/A | #N/A | #N/A | #N/A | #N/A | #N/A | #N/A | #N/A | #N/A | #N/A
[34 empty] | 223 | #N/A | #N/A | #N/A | #N/A | #N/A | #N/A | #N/A | #N/A | #N/A | #N/A | #N/A | #N/A | #N/A | #N/A | #N/A | [7 empty] | 223 | #N/A | #N/A | #N/A | #N/A | #N/A | #N/A | #N/A | #N/A | #N/A | #N/A | #N/A | #N/A | #N/A | #N/A | #N/A
[34 empty] | 224 | #N/A | #N/A | #N/A | #N/A | #N/A | #N/A | #N/A | #N/A | #N/A | #N/A | #N/A | #N/A | #N/A | #N/A | #N/A | [7 empty] | 224 | #N/A | #N/A | #N/A | #N/A | #N/A | #N/A | #N/A | #N/A | #N/A | #N/A | #N/A | #N/A | #N/A | #N/A | #N/A
[34 empty] | 224 | #N/A | #N/A | #N/A | #N/A | #N/A | #N/A | #N/A | #N/A | #N/A | #N/A | #N/A | #N/A | #N/A | #N/A | #N/A | [7 empty] | 224 | #N/A | #N/A | #N/A | #N/A | #N/A | #N/A | #N/A | #N/A | #N/A | #N/A | #N/A | #N/A | #N/A | #N/A | #N/A
[34 empty] | 225 | #N/A | #N/A | #N/A | #N/A | #N/A | #N/A | #N/A | #N/A | #N/A | #N/A | #N/A | #N/A | #N/A | #N/A | #N/A | [7 empty] | 225 | #N/A | #N/A | #N/A | #N/A | #N/A | #N/A | #N/A | #N/A | #N/A | #N/A | #N/A | #N/A | #N/A | #N/A | #N/A
[34 empty] | 225 | #N/A | #N/A | #N/A | #N/A | #N/A | #N/A | #N/A | #N/A | #N/A | #N/A | #N/A | #N/A | #N/A | #N/A | #N/A | [7 empty] | 225 | #N/A | #N/A | #N/A | #N/A | #N/A | #N/A | #N/A | #N/A | #N/A | #N/A | #N/A | #N/A | #N/A | #N/A | #N/A
[34 empty] | 226 | #N/A | #N/A | #N/A | #N/A | #N/A | #N/A | #N/A | #N/A | #N/A | #N/A | #N/A | #N/A | #N/A | #N/A | #N/A | [7 empty] | 226 | #N/A | #N/A | #N/A | #N/A | #N/A | #N/A | #N/A | #N/A | #N/A | #N/A | #N/A | #N/A | #N/A | #N/A | #N/A
[34 empty] | 226 | #N/A | #N/A | #N/A | #N/A | #N/A | #N/A | #N/A | #N/A | #N/A | #N/A | #N/A | #N/A | #N/A | #N/A | #N/A | [7 empty] | 226 | #N/A | #N/A | #N/A | #N/A | #N/A | #N/A | #N/A | #N/A | #N/A | #N/A | #N/A | #N/A | #N/A | #N/A | #N/A
[34 empty] | 227 | #N/A | #N/A | #N/A | #N/A | #N/A | #N/A | #N/A | #N/A | #N/A | #N/A | #N/A | #N/A | #N/A | #N/A | #N/A | [7 empty] | 227 | #N/A | #N/A | #N/A | #N/A | #N/A | #N/A | #N/A | #N/A | #N/A | #N/A | #N/A | #N/A | #N/A | #N/A | #N/A
[34 empty] | 227 | #N/A | #N/A | #N/A | #N/A | #N/A | #N/A | #N/A | #N/A | #N/A | #N/A | #N/A | #N/A | #N/A | #N/A | #N/A | [7 empty] | 227 | #N/A | #N/A | #N/A | #N/A | #N/A | #N/A | #N/A | #N/A | #N/A | #N/A | #N/A | #N/A | #N/A | #N/A | #N/A
[34 empty] | 228 | #N/A | #N/A | #N/A | #N/A | #N/A | #N/A | #N/A | #N/A | #N/A | #N/A | #N/A | #N/A | #N/A | #N/A | #N/A | [7 empty] | 228 | #N/A | #N/A | #N/A | #N/A | #N/A | #N/A | #N/A | #N/A | #N/A | #N/A | #N/A | #N/A | #N/A | #N/A | #N/A
[34 empty] | 228 | #N/A | #N/A | #N/A | #N/A | #N/A | #N/A | #N/A | #N/A | #N/A | #N/A | #N/A | #N/A | #N/A | #N/A | #N/A | [7 empty] | 228 | #N/A | #N/A | #N/A | #N/A | #N/A | #N/A | #N/A | #N/A | #N/A | #N/A | #N/A | #N/A | #N/A | #N/A | #N/A
[34 empty] | 229 | #N/A | #N/A | #N/A | #N/A | #N/A | #N/A | #N/A | #N/A | #N/A | #N/A | #N/A | #N/A | #N/A | #N/A | #N/A | [7 empty] | 229 | #N/A | #N/A | #N/A | #N/A | #N/A | #N/A | #N/A | #N/A | #N/A | #N/A | #N/A | #N/A | #N/A | #N/A | #N/A
[34 empty] | 229 | #N/A | #N/A | #N/A | #N/A | #N/A | #N/A | #N/A | #N/A | #N/A | #N/A | #N/A | #N/A | #N/A | #N/A | #N/A | [7 empty] | 229 | #N/A | #N/A | #N/A | #N/A | #N/A | #N/A | #N/A | #N/A | #N/A | #N/A | #N/A | #N/A | #N/A | #N/A | #N/A
[34 empty] | 230 | #N/A | #N/A | #N/A | #N/A | #N/A | #N/A | #N/A | #N/A | #N/A | #N/A | #N/A | #N/A | #N/A | #N/A | #N/A | [7 empty] | 230 | #N/A | #N/A | #N/A | #N/A | #N/A | #N/A | #N/A | #N/A | #N/A | #N/A | #N/A | #N/A | #N/A | #N/A | #N/A
[34 empty] | 230 | #N/A | #N/A | #N/A | #N/A | #N/A | #N/A | #N/A | #N/A | #N/A | #N/A | #N/A | #N/A | #N/A | #N/A | #N/A | [7 empty] | 230 | #N/A | #N/A | #N/A | #N/A | #N/A | #N/A | #N/A | #N/A | #N/A | #N/A | #N/A | #N/A | #N/A | #N/A | #N/A
[34 empty] | 231 | #N/A | #N/A | #N/A | #N/A | #N/A | #N/A | #N/A | #N/A | #N/A | #N/A | #N/A | #N/A | #N/A | #N/A | #N/A | [7 empty] | 231 | #N/A | #N/A | #N/A | #N/A | #N/A | #N/A | #N/A | #N/A | #N/A | #N/A | #N/A | #N/A | #N/A | #N/A | #N/A
[34 empty] | 231 | #N/A | #N/A | #N/A | #N/A | #N/A | #N/A | #N/A | #N/A | #N/A | #N/A | #N/A | #N/A | #N/A | #N/A | #N/A | [7 empty] | 231 | #N/A | #N/A | #N/A | #N/A | #N/A | #N/A | #N/A | #N/A | #N/A | #N/A | #N/A | #N/A | #N/A | #N/A | #N/A
[34 empty] | 232 | #N/A | #N/A | #N/A | #N/A | #N/A | #N/A | #N/A | #N/A | #N/A | #N/A | #N/A | #N/A | #N/A | #N/A | #N/A | [7 empty] | 232 | #N/A | #N/A | #N/A | #N/A | #N/A | #N/A | #N/A | #N/A | #N/A | #N/A | #N/A | #N/A | #N/A | #N/A | #N/A
[34 empty] | 232 | #N/A | #N/A | #N/A | #N/A | #N/A | #N/A | #N/A | #N/A | #N/A | #N/A | #N/A | #N/A | #N/A | #N/A | #N/A | [7 empty] | 232 | #N/A | #N/A | #N/A | #N/A | #N/A | #N/A | #N/A | #N/A | #N/A | #N/A | #N/A | #N/A | #N/A | #N/A | #N/A
[34 empty] | 233 | #N/A | #N/A | #N/A | #N/A | #N/A | #N/A | #N/A | #N/A | #N/A | #N/A | #N/A | #N/A | #N/A | #N/A | #N/A | [7 empty] | 233 | #N/A | #N/A | #N/A | #N/A | #N/A | #N/A | #N/A | #N/A | #N/A | #N/A | #N/A | #N/A | #N/A | #N/A | #N/A
[34 empty] | 233 | #N/A | #N/A | #N/A | #N/A | #N/A | #N/A | #N/A | #N/A | #N/A | #N/A | #N/A | #N/A | #N/A | #N/A | #N/A | [7 empty] | 233 | #N/A | #N/A | #N/A | #N/A | #N/A | #N/A | #N/A | #N/A | #N/A | #N/A | #N/A | #N/A | #N/A | #N/A | #N/A
[34 empty] | 234 | #N/A | #N/A | #N/A | #N/A | #N/A | #N/A | #N/A | #N/A | #N/A | #N/A | #N/A | #N/A | #N/A | #N/A | #N/A | [7 empty] | 234 | #N/A | #N/A | #N/A | #N/A | #N/A | #N/A | #N/A | #N/A | #N/A | #N/A | #N/A | #N/A | #N/A | #N/A | #N/A
[34 empty] | 234 | #N/A | #N/A | #N/A | #N/A | #N/A | #N/A | #N/A | #N/A | #N/A | #N/A | #N/A | #N/A | #N/A | #N/A | #N/A | [7 empty] | 234 | #N/A | #N/A | #N/A | #N/A | #N/A | #N/A | #N/A | #N/A | #N/A | #N/A | #N/A | #N/A | #N/A | #N/A | #N/A
[34 empty] | 235 | #N/A | #N/A | #N/A | #N/A | #N/A | #N/A | #N/A | #N/A | #N/A | #N/A | #N/A | #N/A | #N/A | #N/A | #N/A | [7 empty] | 235 | #N/A | #N/A | #N/A | #N/A | #N/A | #N/A | #N/A | #N/A | #N/A | #N/A | #N/A | #N/A | #N/A | #N/A | #N/A
[34 empty] | 235 | #N/A | #N/A | #N/A | #N/A | #N/A | #N/A | #N/A | #N/A | #N/A | #N/A | #N/A | #N/A | #N/A | #N/A | #N/A | [7 empty] | 235 | #N/A | #N/A | #N/A | #N/A | #N/A | #N/A | #N/A | #N/A | #N/A | #N/A | #N/A | #N/A | #N/A | #N/A | #N/A
[34 empty] | 236 | #N/A | #N/A | #N/A | #N/A | #N/A | #N/A | #N/A | #N/A | #N/A | #N/A | #N/A | #N/A | #N/A | #N/A | #N/A | [7 empty] | 236 | #N/A | #N/A | #N/A | #N/A | #N/A | #N/A | #N/A | #N/A | #N/A | #N/A | #N/A | #N/A | #N/A | #N/A | #N/A
[34 empty] | 236 | #N/A | #N/A | #N/A | #N/A | #N/A | #N/A | #N/A | #N/A | #N/A | #N/A | #N/A | #N/A | #N/A | #N/A | #N/A | [7 empty] | 236 | #N/A | #N/A | #N/A | #N/A | #N/A | #N/A | #N/A | #N/A | #N/A | #N/A | #N/A | #N/A | #N/A | #N/A | #N/A
[34 empty] | 237 | #N/A | #N/A | #N/A | #N/A | #N/A | #N/A | #N/A | #N/A | #N/A | #N/A | #N/A | #N/A | #N/A | #N/A | #N/A | [7 empty] | 237 | #N/A | #N/A | #N/A | #N/A | #N/A | #N/A | #N/A | #N/A | #N/A | #N/A | #N/A | #N/A | #N/A | #N/A | #N/A
[34 empty] | 237 | #N/A | #N/A | #N/A | #N/A | #N/A | #N/A | #N/A | #N/A | #N/A | #N/A | #N/A | #N/A | #N/A | #N/A | #N/A | [7 empty] | 237 | #N/A | #N/A | #N/A | #N/A | #N/A | #N/A | #N/A | #N/A | #N/A | #N/A | #N/A | #N/A | #N/A | #N/A | #N/A
[34 empty] | 238 | #N/A | #N/A | #N/A | #N/A | #N/A | #N/A | #N/A | #N/A | #N/A | #N/A | #N/A | #N/A | #N/A | #N/A | #N/A | [7 empty] | 238 | #N/A | #N/A | #N/A | #N/A | #N/A | #N/A | #N/A | #N/A | #N/A | #N/A | #N/A | #N/A | #N/A | #N/A | #N/A
[34 empty] | 238 | #N/A | #N/A | #N/A | #N/A | #N/A | #N/A | #N/A | #N/A | #N/A | #N/A | #N/A | #N/A | #N/A | #N/A | #N/A | [7 empty] | 238 | #N/A | #N/A | #N/A | #N/A | #N/A | #N/A | #N/A | #N/A | #N/A | #N/A | #N/A | #N/A | #N/A | #N/A | #N/A
[34 empty] | 239 | #N/A | #N/A | #N/A | #N/A | #N/A | #N/A | #N/A | #N/A | #N/A | #N/A | #N/A | #N/A | #N/A | #N/A | #N/A | [7 empty] | 239 | #N/A | #N/A | #N/A | #N/A | #N/A | #N/A | #N/A | #N/A | #N/A | #N/A | #N/A | #N/A | #N/A | #N/A | #N/A
[34 empty] | 239 | #N/A | #N/A | #N/A | #N/A | #N/A | #N/A | #N/A | #N/A | #N/A | #N/A | #N/A | #N/A | #N/A | #N/A | #N/A | [7 empty] | 239 | #N/A | #N/A | #N/A | #N/A | #N/A | #N/A | #N/A | #N/A | #N/A | #N/A | #N/A | #N/A | #N/A | #N/A | #N/A
[34 empty] | 240 | #N/A | #N/A | #N/A | #N/A | #N/A | #N/A | #N/A | #N/A | #N/A | #N/A | #N/A | #N/A | #N/A | #N/A | #N/A | [7 empty] | 240 | #N/A | #N/A | #N/A | #N/A | #N/A | #N/A | #N/A | #N/A | #N/A | #N/A | #N/A | #N/A | #N/A | #N/A | #N/A
[34 empty] | 240 | #N/A | #N/A | #N/A | #N/A | #N/A | #N/A | #N/A | #N/A | #N/A | #N/A | #N/A | #N/A | #N/A | #N/A | #N/A | [7 empty] | 240 | #N/A | #N/A | #N/A | #N/A | #N/A | #N/A | #N/A | #N/A | #N/A | #N/A | #N/A | #N/A | #N/A | #N/A | #N/A
[34 empty] | 241 | #N/A | #N/A | #N/A | #N/A | #N/A | #N/A | #N/A | #N/A | #N/A | #N/A | #N/A | #N/A | #N/A | #N/A | #N/A | [7 empty] | 241 | #N/A | #N/A | #N/A | #N/A | #N/A | #N/A | #N/A | #N/A | #N/A | #N/A | #N/A | #N/A | #N/A | #N/A | #N/A
[34 empty] | 241 | #N/A | #N/A | #N/A | #N/A | #N/A | #N/A | #N/A | #N/A | #N/A | #N/A | #N/A | #N/A | #N/A | #N/A | #N/A | [7 empty] | 241 | #N/A | #N/A | #N/A | #N/A | #N/A | #N/A | #N/A | #N/A | #N/A | #N/A | #N/A | #N/A | #N/A | #N/A | #N/A
[34 empty] | 242 | #N/A | #N/A | #N/A | #N/A | #N/A | #N/A | #N/A | #N/A | #N/A | #N/A | #N/A | #N/A | #N/A | #N/A | #N/A | [7 empty] | 242 | #N/A | #N/A | #N/A | #N/A | #N/A | #N/A | #N/A | #N/A | #N/A | #N/A | #N/A | #N/A | #N/A | #N/A | #N/A
[34 empty] | 242 | #N/A | #N/A | #N/A | #N/A | #N/A | #N/A | #N/A | #N/A | #N/A | #N/A | #N/A | #N/A | #N/A | #N/A | #N/A | [7 empty] | 242 | #N/A | #N/A | #N/A | #N/A | #N/A | #N/A | #N/A | #N/A | #N/A | #N/A | #N/A | #N/A | #N/A | #N/A | #N/A
[34 empty] | 243 | #N/A | #N/A | #N/A | #N/A | #N/A | #N/A | #N/A | #N/A | #N/A | #N/A | #N/A | #N/A | #N/A | #N/A | #N/A | [7 empty] | 243 | #N/A | #N/A | #N/A | #N/A | #N/A | #N/A | #N/A | #N/A | #N/A | #N/A | #N/A | #N/A | #N/A | #N/A | #N/A
[34 empty] | 243 | #N/A | #N/A | #N/A | #N/A | #N/A | #N/A | #N/A | #N/A | #N/A | #N/A | #N/A | #N/A | #N/A | #N/A | #N/A | [7 empty] | 243 | #N/A | #N/A | #N/A | #N/A | #N/A | #N/A | #N/A | #N/A | #N/A | #N/A | #N/A | #N/A | #N/A | #N/A | #N/A
[34 empty] | 244 | #N/A | #N/A | #N/A | #N/A | #N/A | #N/A | #N/A | #N/A | #N/A | #N/A | #N/A | #N/A | #N/A | #N/A | #N/A | [7 empty] | 244 | #N/A | #N/A | #N/A | #N/A | #N/A | #N/A | #N/A | #N/A | #N/A | #N/A | #N/A | #N/A | #N/A | #N/A | #N/A
[34 empty] | 244 | #N/A | #N/A | #N/A | #N/A | #N/A | #N/A | #N/A | #N/A | #N/A | #N/A | #N/A | #N/A | #N/A | #N/A | #N/A | [7 empty] | 244 | #N/A | #N/A | #N/A | #N/A | #N/A | #N/A | #N/A | #N/A | #N/A | #N/A | #N/A | #N/A | #N/A | #N/A | #N/A
[34 empty] | 245 | #N/A | #N/A | #N/A | #N/A | #N/A | #N/A | #N/A | #N/A | #N/A | #N/A | #N/A | #N/A | #N/A | #N/A | #N/A | [7 empty] | 245 | #N/A | #N/A | #N/A | #N/A | #N/A | #N/A | #N/A | #N/A | #N/A | #N/A | #N/A | #N/A | #N/A | #N/A | #N/A
[34 empty] | 245 | #N/A | #N/A | #N/A | #N/A | #N/A | #N/A | #N/A | #N/A | #N/A | #N/A | #N/A | #N/A | #N/A | #N/A | #N/A | [7 empty] | 245 | #N/A | #N/A | #N/A | #N/A | #N/A | #N/A | #N/A | #N/A | #N/A | #N/A | #N/A | #N/A | #N/A | #N/A | #N/A
[34 empty] | 246 | #N/A | #N/A | #N/A | #N/A | #N/A | #N/A | #N/A | #N/A | #N/A | #N/A | #N/A | #N/A | #N/A | #N/A | #N/A | [7 empty] | 246 | #N/A | #N/A | #N/A | #N/A | #N/A | #N/A | #N/A | #N/A | #N/A | #N/A | #N/A | #N/A | #N/A | #N/A | #N/A
[34 empty] | 246 | #N/A | #N/A | #N/A | #N/A | #N/A | #N/A | #N/A | #N/A | #N/A | #N/A | #N/A | #N/A | #N/A | #N/A | #N/A | [7 empty] | 246 | #N/A | #N/A | #N/A | #N/A | #N/A | #N/A | #N/A | #N/A | #N/A | #N/A | #N/A | #N/A | #N/A | #N/A | #N/A
[34 empty] | 247 | #N/A | #N/A | #N/A | #N/A | #N/A | #N/A | #N/A | #N/A | #N/A | #N/A | #N/A | #N/A | #N/A | #N/A | #N/A | [7 empty] | 247 | #N/A | #N/A | #N/A | #N/A | #N/A | #N/A | #N/A | #N/A | #N/A | #N/A | #N/A | #N/A | #N/A | #N/A | #N/A
[34 empty] | 247 | #N/A | #N/A | #N/A | #N/A | #N/A | #N/A | #N/A | #N/A | #N/A | #N/A | #N/A | #N/A | #N/A | #N/A | #N/A | [7 empty] | 247 | #N/A | #N/A | #N/A | #N/A | #N/A | #N/A | #N/A | #N/A | #N/A | #N/A | #N/A | #N/A | #N/A | #N/A | #N/A
[34 empty] | 248 | #N/A | #N/A | #N/A | #N/A | #N/A | #N/A | #N/A | #N/A | #N/A | #N/A | #N/A | #N/A | #N/A | #N/A | #N/A | [7 empty] | 248 | #N/A | #N/A | #N/A | #N/A | #N/A | #N/A | #N/A | #N/A | #N/A | #N/A | #N/A | #N/A | #N/A | #N/A | #N/A
[34 empty] | 248 | #N/A | #N/A | #N/A | #N/A | #N/A | #N/A | #N/A | #N/A | #N/A | #N/A | #N/A | #N/A | #N/A | #N/A | #N/A | [7 empty] | 248 | #N/A | #N/A | #N/A | #N/A | #N/A | #N/A | #N/A | #N/A | #N/A | #N/A | #N/A | #N/A | #N/A | #N/A | #N/A
[34 empty] | 249 | #N/A | #N/A | #N/A | #N/A | #N/A | #N/A | #N/A | #N/A | #N/A | #N/A | #N/A | #N/A | #N/A | #N/A | #N/A | [7 empty] | 249 | #N/A | #N/A | #N/A | #N/A | #N/A | #N/A | #N/A | #N/A | #N/A | #N/A | #N/A | #N/A | #N/A | #N/A | #N/A
[34 empty] | 249 | #N/A | #N/A | #N/A | #N/A | #N/A | #N/A | #N/A | #N/A | #N/A | #N/A | #N/A | #N/A | #N/A | #N/A | #N/A | [7 empty] | 249 | #N/A | #N/A | #N/A | #N/A | #N/A | #N/A | #N/A | #N/A | #N/A | #N/A | #N/A | #N/A | #N/A | #N/A | #N/A
[34 empty] | 250 | #N/A | #N/A | #N/A | #N/A | #N/A | #N/A | #N/A | #N/A | #N/A | #N/A | #N/A | #N/A | #N/A | #N/A | #N/A | [7 empty] | 250 | #N/A | #N/A | #N/A | #N/A | #N/A | #N/A | #N/A | #N/A | #N/A | #N/A | #N/A | #N/A | #N/A | #N/A | #N/A
[34 empty] | 250 | #N/A | #N/A | #N/A | #N/A | #N/A | #N/A | #N/A | #N/A | #N/A | #N/A | #N/A | #N/A | #N/A | #N/A | #N/A | [7 empty] | 250 | #N/A | #N/A | #N/A | #N/A | #N/A | #N/A | #N/A | #N/A | #N/A | #N/A | #N/A | #N/A | #N/A | #N/A | #N/A
[34 empty] | 251 | #N/A | #N/A | #N/A | #N/A | #N/A | #N/A | #N/A | #N/A | #N/A | #N/A | #N/A | #N/A | #N/A | #N/A | #N/A | [7 empty] | 251 | #N/A | #N/A | #N/A | #N/A | #N/A | #N/A | #N/A | #N/A | #N/A | #N/A | #N/A | #N/A | #N/A | #N/A | #N/A
[34 empty] | 251 | #N/A | #N/A | #N/A | #N/A | #N/A | #N/A | #N/A | #N/A | #N/A | #N/A | #N/A | #N/A | #N/A | #N/A | #N/A | [7 empty] | 251 | #N/A | #N/A | #N/A | #N/A | #N/A | #N/A | #N/A | #N/A | #N/A | #N/A | #N/A | #N/A | #N/A | #N/A | #N/A
[34 empty] | 252 | #N/A | #N/A | #N/A | #N/A | #N/A | #N/A | #N/A | #N/A | #N/A | #N/A | #N/A | #N/A | #N/A | #N/A | #N/A | [7 empty] | 252 | #N/A | #N/A | #N/A | #N/A | #N/A | #N/A | #N/A | #N/A | #N/A | #N/A | #N/A | #N/A | #N/A | #N/A | #N/A
[34 empty] | 252 | #N/A | #N/A | #N/A | #N/A | #N/A | #N/A | #N/A | #N/A | #N/A | #N/A | #N/A | #N/A | #N/A | #N/A | #N/A | [7 empty] | 252 | #N/A | #N/A | #N/A | #N/A | #N/A | #N/A | #N/A | #N/A | #N/A | #N/A | #N/A | #N/A | #N/A | #N/A | #N/A
[34 empty] | 253 | #N/A | #N/A | #N/A | #N/A | #N/A | #N/A | #N/A | #N/A | #N/A | #N/A | #N/A | #N/A | #N/A | #N/A | #N/A | [7 empty] | 253 | #N/A | #N/A | #N/A | #N/A | #N/A | #N/A | #N/A | #N/A | #N/A | #N/A | #N/A | #N/A | #N/A | #N/A | #N/A
[34 empty] | 253 | #N/A | #N/A | #N/A | #N/A | #N/A | #N/A | #N/A | #N/A | #N/A | #N/A | #N/A | #N/A | #N/A | #N/A | #N/A | [7 empty] | 253 | #N/A | #N/A | #N/A | #N/A | #N/A | #N/A | #N/A | #N/A | #N/A | #N/A | #N/A | #N/A | #N/A | #N/A | #N/A
[34 empty] | 254 | #N/A | #N/A | #N/A | #N/A | #N/A | #N/A | #N/A | #N/A | #N/A | #N/A | #N/A | #N/A | #N/A | #N/A | #N/A | [7 empty] | 254 | #N/A | #N/A | #N/A | #N/A | #N/A | #N/A | #N/A | #N/A | #N/A | #N/A | #N/A | #N/A | #N/A | #N/A | #N/A
[34 empty] | 254 | #N/A | #N/A | #N/A | #N/A | #N/A | #N/A | #N/A | #N/A | #N/A | #N/A | #N/A | #N/A | #N/A | #N/A | #N/A | [7 empty] | 254 | #N/A | #N/A | #N/A | #N/A | #N/A | #N/A | #N/A | #N/A | #N/A | #N/A | #N/A | #N/A | #N/A | #N/A | #N/A
[34 empty] | 255 | #N/A | #N/A | #N/A | #N/A | #N/A | #N/A | #N/A | #N/A | #N/A | #N/A | #N/A | #N/A | #N/A | #N/A | #N/A | [7 empty] | 255 | #N/A | #N/A | #N/A | #N/A | #N/A | #N/A | #N/A | #N/A | #N/A | #N/A | #N/A | #N/A | #N/A | #N/A | #N/A
[34 empty] | 255 | #N/A | #N/A | #N/A | #N/A | #N/A | #N/A | #N/A | #N/A | #N/A | #N/A | #N/A | #N/A | #N/A | #N/A | #N/A | [7 empty] | 255 | #N/A | #N/A | #N/A | #N/A | #N/A | #N/A | #N/A | #N/A | #N/A | #N/A | #N/A | #N/A | #N/A | #N/A | #N/A
[34 empty] | 256 | #N/A | #N/A | #N/A | #N/A | #N/A | #N/A | #N/A | #N/A | #N/A | #N/A | #N/A | #N/A | #N/A | #N/A | #N/A | [7 empty] | 256 | #N/A | #N/A | #N/A | #N/A | #N/A | #N/A | #N/A | #N/A | #N/A | #N/A | #N/A | #N/A | #N/A | #N/A | #N/A
[34 empty] | 256 | #N/A | #N/A | #N/A | #N/A | #N/A | #N/A | #N/A | #N/A | #N/A | #N/A | #N/A | #N/A | #N/A | #N/A | #N/A | [7 empty] | 256 | #N/A | #N/A | #N/A | #N/A | #N/A | #N/A | #N/A | #N/A | #N/A | #N/A | #N/A | #N/A | #N/A | #N/A | #N/A
[34 empty] | 257 | #N/A | #N/A | #N/A | #N/A | #N/A | #N/A | #N/A | #N/A | #N/A | #N/A | #N/A | #N/A | #N/A | #N/A | #N/A | [7 empty] | 257 | #N/A | #N/A | #N/A | #N/A | #N/A | #N/A | #N/A | #N/A | #N/A | #N/A | #N/A | #N/A | #N/A | #N/A | #N/A
[34 empty] | 257 | #N/A | #N/A | #N/A | #N/A | #N/A | #N/A | #N/A | #N/A | #N/A | #N/A | #N/A | #N/A | #N/A | #N/A | #N/A | [7 empty] | 257 | #N/A | #N/A | #N/A | #N/A | #N/A | #N/A | #N/A | #N/A | #N/A | #N/A | #N/A | #N/A | #N/A | #N/A | #N/A
[34 empty] | 258 | #N/A | #N/A | #N/A | #N/A | #N/A | #N/A | #N/A | #N/A | #N/A | #N/A | #N/A | #N/A | #N/A | #N/A | #N/A | [7 empty] | 258 | #N/A | #N/A | #N/A | #N/A | #N/A | #N/A | #N/A | #N/A | #N/A | #N/A | #N/A | #N/A | #N/A | #N/A | #N/A
[34 empty] | 258 | #N/A | #N/A | #N/A | #N/A | #N/A | #N/A | #N/A | #N/A | #N/A | #N/A | #N/A | #N/A | #N/A | #N/A | #N/A | [7 empty] | 258 | #N/A | #N/A | #N/A | #N/A | #N/A | #N/A | #N/A | #N/A | #N/A | #N/A | #N/A | #N/A | #N/A | #N/A | #N/A
[34 empty] | 259 | #N/A | #N/A | #N/A | #N/A | #N/A | #N/A | #N/A | #N/A | #N/A | #N/A | #N/A | #N/A | #N/A | #N/A | #N/A | [7 empty] | 259 | #N/A | #N/A | #N/A | #N/A | #N/A | #N/A | #N/A | #N/A | #N/A | #N/A | #N/A | #N/A | #N/A | #N/A | #N/A
[34 empty] | 259 | #N/A | #N/A | #N/A | #N/A | #N/A | #N/A | #N/A | #N/A | #N/A | #N/A | #N/A | #N/A | #N/A | #N/A | #N/A | [7 empty] | 259 | #N/A | #N/A | #N/A | #N/A | #N/A | #N/A | #N/A | #N/A | #N/A | #N/A | #N/A | #N/A | #N/A | #N/A | #N/A
[34 empty] | 260 | #N/A | #N/A | #N/A | #N/A | #N/A | #N/A | #N/A | #N/A | #N/A | #N/A | #N/A | #N/A | #N/A | #N/A | #N/A | [7 empty] | 260 | #N/A | #N/A | #N/A | #N/A | #N/A | #N/A | #N/A | #N/A | #N/A | #N/A | #N/A | #N/A | #N/A | #N/A | #N/A
[34 empty] | 260 | #N/A | #N/A | #N/A | #N/A | #N/A | #N/A | #N/A | #N/A | #N/A | #N/A | #N/A | #N/A | #N/A | #N/A | #N/A | [7 empty] | 260 | #N/A | #N/A | #N/A | #N/A | #N/A | #N/A | #N/A | #N/A | #N/A | #N/A | #N/A | #N/A | #N/A | #N/A | #N/A
[34 empty] | 261 | #N/A | #N/A | #N/A | #N/A | #N/A | #N/A | #N/A | #N/A | #N/A | #N/A | #N/A | #N/A | #N/A | #N/A | #N/A | [7 empty] | 261 | #N/A | #N/A | #N/A | #N/A | #N/A | #N/A | #N/A | #N/A | #N/A | #N/A | #N/A | #N/A | #N/A | #N/A | #N/A
[34 empty] | 261 | #N/A | #N/A | #N/A | #N/A | #N/A | #N/A | #N/A | #N/A | #N/A | #N/A | #N/A | #N/A | #N/A | #N/A | #N/A | [7 empty] | 261 | #N/A | #N/A | #N/A | #N/A | #N/A | #N/A | #N/A | #N/A | #N/A | #N/A | #N/A | #N/A | #N/A | #N/A | #N/A
[34 empty] | 262 | #N/A | #N/A | #N/A | #N/A | #N/A | #N/A | #N/A | #N/A | #N/A | #N/A | #N/A | #N/A | #N/A | #N/A | #N/A | [7 empty] | 262 | #N/A | #N/A | #N/A | #N/A | #N/A | #N/A | #N/A | #N/A | #N/A | #N/A | #N/A | #N/A | #N/A | #N/A | #N/A
[34 empty] | 262 | #N/A | #N/A | #N/A | #N/A | #N/A | #N/A | #N/A | #N/A | #N/A | #N/A | #N/A | #N/A | #N/A | #N/A | #N/A | [7 empty] | 262 | #N/A | #N/A | #N/A | #N/A | #N/A | #N/A | #N/A | #N/A | #N/A | #N/A | #N/A | #N/A | #N/A | #N/A | #N/A
[34 empty] | 263 | #N/A | #N/A | #N/A | #N/A | #N/A | #N/A | #N/A | #N/A | #N/A | #N/A | #N/A | #N/A | #N/A | #N/A | #N/A | [7 empty] | 263 | #N/A | #N/A | #N/A | #N/A | #N/A | #N/A | #N/A | #N/A | #N/A | #N/A | #N/A | #N/A | #N/A | #N/A | #N/A
[34 empty] | 263 | #N/A | #N/A | #N/A | #N/A | #N/A | #N/A | #N/A | #N/A | #N/A | #N/A | #N/A | #N/A | #N/A | #N/A | #N/A | [7 empty] | 263 | #N/A | #N/A | #N/A | #N/A | #N/A | #N/A | #N/A | #N/A | #N/A | #N/A | #N/A | #N/A | #N/A | #N/A | #N/A
[34 empty] | 264 | #N/A | #N/A | #N/A | #N/A | #N/A | #N/A | #N/A | #N/A | #N/A | #N/A | #N/A | #N/A | #N/A | #N/A | #N/A | [7 empty] | 264 | #N/A | #N/A | #N/A | #N/A | #N/A | #N/A | #N/A | #N/A | #N/A | #N/A | #N/A | #N/A | #N/A | #N/A | #N/A
[34 empty] | 264 | #N/A | #N/A | #N/A | #N/A | #N/A | #N/A | #N/A | #N/A | #N/A | #N/A | #N/A | #N/A | #N/A | #N/A | #N/A | [7 empty] | 264 | #N/A | #N/A | #N/A | #N/A | #N/A | #N/A | #N/A | #N/A | #N/A | #N/A | #N/A | #N/A | #N/A | #N/A | #N/A
[34 empty] | 265 | #N/A | #N/A | #N/A | #N/A | #N/A | #N/A | #N/A | #N/A | #N/A | #N/A | #N/A | #N/A | #N/A | #N/A | #N/A | [7 empty] | 265 | #N/A | #N/A | #N/A | #N/A | #N/A | #N/A | #N/A | #N/A | #N/A | #N/A | #N/A | #N/A | #N/A | #N/A | #N/A
[34 empty] | 265 | #N/A | #N/A | #N/A | #N/A | #N/A | #N/A | #N/A | #N/A | #N/A | #N/A | #N/A | #N/A | #N/A | #N/A | #N/A | [7 empty] | 265 | #N/A | #N/A | #N/A | #N/A | #N/A | #N/A | #N/A | #N/A | #N/A | #N/A | #N/A | #N/A | #N/A | #N/A | #N/A
[34 empty] | 266 | #N/A | #N/A | #N/A | #N/A | #N/A | #N/A | #N/A | #N/A | #N/A | #N/A | #N/A | #N/A | #N/A | #N/A | #N/A | [7 empty] | 266 | #N/A | #N/A | #N/A | #N/A | #N/A | #N/A | #N/A | #N/A | #N/A | #N/A | #N/A | #N/A | #N/A | #N/A | #N/A
[34 empty] | 266 | #N/A | #N/A | #N/A | #N/A | #N/A | #N/A | #N/A | #N/A | #N/A | #N/A | #N/A | #N/A | #N/A | #N/A | #N/A | [7 empty] | 266 | #N/A | #N/A | #N/A | #N/A | #N/A | #N/A | #N/A | #N/A | #N/A | #N/A | #N/A | #N/A | #N/A | #N/A | #N/A
[34 empty] | 267 | #N/A | #N/A | #N/A | #N/A | #N/A | #N/A | #N/A | #N/A | #N/A | #N/A | #N/A | #N/A | #N/A | #N/A | #N/A | [7 empty] | 267 | #N/A | #N/A | #N/A | #N/A | #N/A | #N/A | #N/A | #N/A | #N/A | #N/A | #N/A | #N/A | #N/A | #N/A | #N/A
[34 empty] | 267 | #N/A | #N/A | #N/A | #N/A | #N/A | #N/A | #N/A | #N/A | #N/A | #N/A | #N/A | #N/A | #N/A | #N/A | #N/A | [7 empty] | 267 | #N/A | #N/A | #N/A | #N/A | #N/A | #N/A | #N/A | #N/A | #N/A | #N/A | #N/A | #N/A | #N/A | #N/A | #N/A
[34 empty] | 268 | #N/A | #N/A | #N/A | #N/A | #N/A | #N/A | #N/A | #N/A | #N/A | #N/A | #N/A | #N/A | #N/A | #N/A | #N/A | [7 empty] | 268 | #N/A | #N/A | #N/A | #N/A | #N/A | #N/A | #N/A | #N/A | #N/A | #N/A | #N/A | #N/A | #N/A | #N/A | #N/A
[34 empty] | 268 | #N/A | #N/A | #N/A | #N/A | #N/A | #N/A | #N/A | #N/A | #N/A | #N/A | #N/A | #N/A | #N/A | #N/A | #N/A | [7 empty] | 268 | #N/A | #N/A | #N/A | #N/A | #N/A | #N/A | #N/A | #N/A | #N/A | #N/A | #N/A | #N/A | #N/A | #N/A | #N/A
[34 empty] | 269 | #N/A | #N/A | #N/A | #N/A | #N/A | #N/A | #N/A | #N/A | #N/A | #N/A | #N/A | #N/A | #N/A | #N/A | #N/A | [7 empty] | 269 | #N/A | #N/A | #N/A | #N/A | #N/A | #N/A | #N/A | #N/A | #N/A | #N/A | #N/A | #N/A | #N/A | #N/A | #N/A
[34 empty] | 269 | #N/A | #N/A | #N/A | #N/A | #N/A | #N/A | #N/A | #N/A | #N/A | #N/A | #N/A | #N/A | #N/A | #N/A | #N/A | [7 empty] | 269 | #N/A | #N/A | #N/A | #N/A | #N/A | #N/A | #N/A | #N/A | #N/A | #N/A | #N/A | #N/A | #N/A | #N/A | #N/A
[34 empty] | 270 | #N/A | #N/A | #N/A | #N/A | #N/A | #N/A | #N/A | #N/A | #N/A | #N/A | #N/A | #N/A | #N/A | #N/A | #N/A | [7 empty] | 270 | #N/A | #N/A | #N/A | #N/A | #N/A | #N/A | #N/A | #N/A | #N/A | #N/A | #N/A | #N/A | #N/A | #N/A | #N/A
[34 empty] | 270 | #N/A | #N/A | #N/A | #N/A | #N/A | #N/A | #N/A | #N/A | #N/A | #N/A | #N/A | #N/A | #N/A | #N/A | #N/A | [7 empty] | 270 | #N/A | #N/A | #N/A | #N/A | #N/A | #N/A | #N/A | #N/A | #N/A | #N/A | #N/A | #N/A | #N/A | #N/A | #N/A
[34 empty] | 271 | #N/A | #N/A | #N/A | #N/A | #N/A | #N/A | #N/A | #N/A | #N/A | #N/A | #N/A | #N/A | #N/A | #N/A | #N/A | [7 empty] | 271 | #N/A | #N/A | #N/A | #N/A | #N/A | #N/A | #N/A | #N/A | #N/A | #N/A | #N/A | #N/A | #N/A | #N/A | #N/A
[34 empty] | 271 | #N/A | #N/A | #N/A | #N/A | #N/A | #N/A | #N/A | #N/A | #N/A | #N/A | #N/A | #N/A | #N/A | #N/A | #N/A | [7 empty] | 271 | #N/A | #N/A | #N/A | #N/A | #N/A | #N/A | #N/A | #N/A | #N/A | #N/A | #N/A | #N/A | #N/A | #N/A | #N/A
[34 empty] | 272 | #N/A | #N/A | #N/A | #N/A | #N/A | #N/A | #N/A | #N/A | #N/A | #N/A | #N/A | #N/A | #N/A | #N/A | #N/A | [7 empty] | 272 | #N/A | #N/A | #N/A | #N/A | #N/A | #N/A | #N/A | #N/A | #N/A | #N/A | #N/A | #N/A | #N/A | #N/A | #N/A
[34 empty] | 272 | #N/A | #N/A | #N/A | #N/A | #N/A | #N/A | #N/A | #N/A | #N/A | #N/A | #N/A | #N/A | #N/A | #N/A | #N/A | [7 empty] | 272 | #N/A | #N/A | #N/A | #N/A | #N/A | #N/A | #N/A | #N/A | #N/A | #N/A | #N/A | #N/A | #N/A | #N/A | #N/A
[34 empty] | 273 | #N/A | #N/A | #N/A | #N/A | #N/A | #N/A | #N/A | #N/A | #N/A | #N/A | #N/A | #N/A | #N/A | #N/A | #N/A | [7 empty] | 273 | #N/A | #N/A | #N/A | #N/A | #N/A | #N/A | #N/A | #N/A | #N/A | #N/A | #N/A | #N/A | #N/A | #N/A | #N/A
[34 empty] | 273 | #N/A | #N/A | #N/A | #N/A | #N/A | #N/A | #N/A | #N/A | #N/A | #N/A | #N/A | #N/A | #N/A | #N/A | #N/A | [7 empty] | 273 | #N/A | #N/A | #N/A | #N/A | #N/A | #N/A | #N/A | #N/A | #N/A | #N/A | #N/A | #N/A | #N/A | #N/A | #N/A
[34 empty] | 274 | #N/A | #N/A | #N/A | #N/A | #N/A | #N/A | #N/A | #N/A | #N/A | #N/A | #N/A | #N/A | #N/A | #N/A | #N/A | [7 empty] | 274 | #N/A | #N/A | #N/A | #N/A | #N/A | #N/A | #N/A | #N/A | #N/A | #N/A | #N/A | #N/A | #N/A | #N/A | #N/A
[34 empty] | 274 | #N/A | #N/A | #N/A | #N/A | #N/A | #N/A | #N/A | #N/A | #N/A | #N/A | #N/A | #N/A | #N/A | #N/A | #N/A | [7 empty] | 274 | #N/A | #N/A | #N/A | #N/A | #N/A | #N/A | #N/A | #N/A | #N/A | #N/A | #N/A | #N/A | #N/A | #N/A | #N/A
[34 empty] | 275 | #N/A | #N/A | #N/A | #N/A | #N/A | #N/A | #N/A | #N/A | #N/A | #N/A | #N/A | #N/A | #N/A | #N/A | #N/A | [7 empty] | 275 | #N/A | #N/A | #N/A | #N/A | #N/A | #N/A | #N/A | #N/A | #N/A | #N/A | #N/A | #N/A | #N/A | #N/A | #N/A
[34 empty] | 275 | #N/A | #N/A | #N/A | #N/A | #N/A | #N/A | #N/A | #N/A | #N/A | #N/A | #N/A | #N/A | #N/A | #N/A | #N/A | [7 empty] | 275 | #N/A | #N/A | #N/A | #N/A | #N/A | #N/A | #N/A | #N/A | #N/A | #N/A | #N/A | #N/A | #N/A | #N/A | #N/A
[34 empty] | 276 | #N/A | #N/A | #N/A | #N/A | #N/A | #N/A | #N/A | #N/A | #N/A | #N/A | #N/A | #N/A | #N/A | #N/A | #N/A | [7 empty] | 276 | #N/A | #N/A | #N/A | #N/A | #N/A | #N/A | #N/A | #N/A | #N/A | #N/A | #N/A | #N/A | #N/A | #N/A | #N/A
[34 empty] | 276 | #N/A | #N/A | #N/A | #N/A | #N/A | #N/A | #N/A | #N/A | #N/A | #N/A | #N/A | #N/A | #N/A | #N/A | #N/A | [7 empty] | 276 | #N/A | #N/A | #N/A | #N/A | #N/A | #N/A | #N/A | #N/A | #N/A | #N/A | #N/A | #N/A | #N/A | #N/A | #N/A
[34 empty] | 277 | #N/A | #N/A | #N/A | #N/A | #N/A | #N/A | #N/A | #N/A | #N/A | #N/A | #N/A | #N/A | #N/A | #N/A | #N/A | [7 empty] | 277 | #N/A | #N/A | #N/A | #N/A | #N/A | #N/A | #N/A | #N/A | #N/A | #N/A | #N/A | #N/A | #N/A | #N/A | #N/A
[34 empty] | 277 | #N/A | #N/A | #N/A | #N/A | #N/A | #N/A | #N/A | #N/A | #N/A | #N/A | #N/A | #N/A | #N/A | #N/A | #N/A | [7 empty] | 277 | #N/A | #N/A | #N/A | #N/A | #N/A | #N/A | #N/A | #N/A | #N/A | #N/A | #N/A | #N/A | #N/A | #N/A | #N/A
[34 empty] | 278 | #N/A | #N/A | #N/A | #N/A | #N/A | #N/A | #N/A | #N/A | #N/A | #N/A | #N/A | #N/A | #N/A | #N/A | #N/A | [7 empty] | 278 | #N/A | #N/A | #N/A | #N/A | #N/A | #N/A | #N/A | #N/A | #N/A | #N/A | #N/A | #N/A | #N/A | #N/A | #N/A
[34 empty] | 278 | #N/A | #N/A | #N/A | #N/A | #N/A | #N/A | #N/A | #N/A | #N/A | #N/A | #N/A | #N/A | #N/A | #N/A | #N/A | [7 empty] | 278 | #N/A | #N/A | #N/A | #N/A | #N/A | #N/A | #N/A | #N/A | #N/A | #N/A | #N/A | #N/A | #N/A | #N/A | #N/A
[34 empty] | 279 | #N/A | #N/A | #N/A | #N/A | #N/A | #N/A | #N/A | #N/A | #N/A | #N/A | #N/A | #N/A | #N/A | #N/A | #N/A | [7 empty] | 279 | #N/A | #N/A | #N/A | #N/A | #N/A | #N/A | #N/A | #N/A | #N/A | #N/A | #N/A | #N/A | #N/A | #N/A | #N/A
[34 empty] | 279 | #N/A | #N/A | #N/A | #N/A | #N/A | #N/A | #N/A | #N/A | #N/A | #N/A | #N/A | #N/A | #N/A | #N/A | #N/A | [7 empty] | 279 | #N/A | #N/A | #N/A | #N/A | #N/A | #N/A | #N/A | #N/A | #N/A | #N/A | #N/A | #N/A | #N/A | #N/A | #N/A
[34 empty] | 280 | #N/A | #N/A | #N/A | #N/A | #N/A | #N/A | #N/A | #N/A | #N/A | #N/A | #N/A | #N/A | #N/A | #N/A | #N/A | [7 empty] | 280 | #N/A | #N/A | #N/A | #N/A | #N/A | #N/A | #N/A | #N/A | #N/A | #N/A | #N/A | #N/A | #N/A | #N/A | #N/A
[34 empty] | 280 | #N/A | #N/A | #N/A | #N/A | #N/A | #N/A | #N/A | #N/A | #N/A | #N/A | #N/A | #N/A | #N/A | #N/A | #N/A | [7 empty] | 280 | #N/A | #N/A | #N/A | #N/A | #N/A | #N/A | #N/A | #N/A | #N/A | #N/A | #N/A | #N/A | #N/A | #N/A | #N/A
[34 empty] | 281 | #N/A | #N/A | #N/A | #N/A | #N/A | #N/A | #N/A | #N/A | #N/A | #N/A | #N/A | #N/A | #N/A | #N/A | #N/A | [7 empty] | 281 | #N/A | #N/A | #N/A | #N/A | #N/A | #N/A | #N/A | #N/A | #N/A | #N/A | #N/A | #N/A | #N/A | #N/A | #N/A
[34 empty] | 281 | #N/A | #N/A | #N/A | #N/A | #N/A | #N/A | #N/A | #N/A | #N/A | #N/A | #N/A | #N/A | #N/A | #N/A | #N/A | [7 empty] | 281 | #N/A | #N/A | #N/A | #N/A | #N/A | #N/A | #N/A | #N/A | #N/A | #N/A | #N/A | #N/A | #N/A | #N/A | #N/A
[34 empty] | 282 | #N/A | #N/A | #N/A | #N/A | #N/A | #N/A | #N/A | #N/A | #N/A | #N/A | #N/A | #N/A | #N/A | #N/A | #N/A | [7 empty] | 282 | #N/A | #N/A | #N/A | #N/A | #N/A | #N/A | #N/A | #N/A | #N/A | #N/A | #N/A | #N/A | #N/A | #N/A | #N/A
[34 empty] | 282 | #N/A | #N/A | #N/A | #N/A | #N/A | #N/A | #N/A | #N/A | #N/A | #N/A | #N/A | #N/A | #N/A | #N/A | #N/A | [7 empty] | 282 | #N/A | #N/A | #N/A | #N/A | #N/A | #N/A | #N/A | #N/A | #N/A | #N/A | #N/A | #N/A | #N/A | #N/A | #N/A
[34 empty] | 283 | #N/A | #N/A | #N/A | #N/A | #N/A | #N/A | #N/A | #N/A | #N/A | #N/A | #N/A | #N/A | #N/A | #N/A | #N/A | [7 empty] | 283 | #N/A | #N/A | #N/A | #N/A | #N/A | #N/A | #N/A | #N/A | #N/A | #N/A | #N/A | #N/A | #N/A | #N/A | #N/A
[34 empty] | 283 | #N/A | #N/A | #N/A | #N/A | #N/A | #N/A | #N/A | #N/A | #N/A | #N/A | #N/A | #N/A | #N/A | #N/A | #N/A | [7 empty] | 283 | #N/A | #N/A | #N/A | #N/A | #N/A | #N/A | #N/A | #N/A | #N/A | #N/A | #N/A | #N/A | #N/A | #N/A | #N/A
[34 empty] | 284 | #N/A | #N/A | #N/A | #N/A | #N/A | #N/A | #N/A | #N/A | #N/A | #N/A | #N/A | #N/A | #N/A | #N/A | #N/A | [7 empty] | 284 | #N/A | #N/A | #N/A | #N/A | #N/A | #N/A | #N/A | #N/A | #N/A | #N/A | #N/A | #N/A | #N/A | #N/A | #N/A
[34 empty] | 284 | #N/A | #N/A | #N/A | #N/A | #N/A | #N/A | #N/A | #N/A | #N/A | #N/A | #N/A | #N/A | #N/A | #N/A | #N/A | [7 empty] | 284 | #N/A | #N/A | #N/A | #N/A | #N/A | #N/A | #N/A | #N/A | #N/A | #N/A | #N/A | #N/A | #N/A | #N/A | #N/A
[34 empty] | 285 | #N/A | #N/A | #N/A | #N/A | #N/A | #N/A | #N/A | #N/A | #N/A | #N/A | #N/A | #N/A | #N/A | #N/A | #N/A | [7 empty] | 285 | #N/A | #N/A | #N/A | #N/A | #N/A | #N/A | #N/A | #N/A | #N/A | #N/A | #N/A | #N/A | #N/A | #N/A | #N/A
[34 empty] | 285 | #N/A | #N/A | #N/A | #N/A | #N/A | #N/A | #N/A | #N/A | #N/A | #N/A | #N/A | #N/A | #N/A | #N/A | #N/A | [7 empty] | 285 | #N/A | #N/A | #N/A | #N/A | #N/A | #N/A | #N/A | #N/A | #N/A | #N/A | #N/A | #N/A | #N/A | #N/A | #N/A
[34 empty] | 286 | #N/A | #N/A | #N/A | #N/A | #N/A | #N/A | #N/A | #N/A | #N/A | #N/A | #N/A | #N/A | #N/A | #N/A | #N/A | [7 empty] | 286 | #N/A | #N/A | #N/A | #N/A | #N/A | #N/A | #N/A | #N/A | #N/A | #N/A | #N/A | #N/A | #N/A | #N/A | #N/A
[34 empty] | 286 | #N/A | #N/A | #N/A | #N/A | #N/A | #N/A | #N/A | #N/A | #N/A | #N/A | #N/A | #N/A | #N/A | #N/A | #N/A | [7 empty] | 286 | #N/A | #N/A | #N/A | #N/A | #N/A | #N/A | #N/A | #N/A | #N/A | #N/A | #N/A | #N/A | #N/A | #N/A | #N/A
[34 empty] | 287 | #N/A | #N/A | #N/A | #N/A | #N/A | #N/A | #N/A | #N/A | #N/A | #N/A | #N/A | #N/A | #N/A | #N/A | #N/A | [7 empty] | 287 | #N/A | #N/A | #N/A | #N/A | #N/A | #N/A | #N/A | #N/A | #N/A | #N/A | #N/A | #N/A | #N/A | #N/A | #N/A
[34 empty] | 287 | #N/A | #N/A | #N/A | #N/A | #N/A | #N/A | #N/A | #N/A | #N/A | #N/A | #N/A | #N/A | #N/A | #N/A | #N/A | [7 empty] | 287 | #N/A | #N/A | #N/A | #N/A | #N/A | #N/A | #N/A | #N/A | #N/A | #N/A | #N/A | #N/A | #N/A | #N/A | #N/A
[34 empty] | 288 | #N/A | #N/A | #N/A | #N/A | #N/A | #N/A | #N/A | #N/A | #N/A | #N/A | #N/A | #N/A | #N/A | #N/A | #N/A | [7 empty] | 288 | #N/A | #N/A | #N/A | #N/A | #N/A | #N/A | #N/A | #N/A | #N/A | #N/A | #N/A | #N/A | #N/A | #N/A | #N/A
[34 empty] | 288 | #N/A | #N/A | #N/A | #N/A | #N/A | #N/A | #N/A | #N/A | #N/A | #N/A | #N/A | #N/A | #N/A | #N/A | #N/A | [7 empty] | 288 | #N/A | #N/A | #N/A | #N/A | #N/A | #N/A | #N/A | #N/A | #N/A | #N/A | #N/A | #N/A | #N/A | #N/A | #N/A
[34 empty] | 289 | #N/A | #N/A | #N/A | #N/A | #N/A | #N/A | #N/A | #N/A | #N/A | #N/A | #N/A | #N/A | #N/A | #N/A | #N/A | [7 empty] | 289 | #N/A | #N/A | #N/A | #N/A | #N/A | #N/A | #N/A | #N/A | #N/A | #N/A | #N/A | #N/A | #N/A | #N/A | #N/A
[34 empty] | 289 | #N/A | #N/A | #N/A | #N/A | #N/A | #N/A | #N/A | #N/A | #N/A | #N/A | #N/A | #N/A | #N/A | #N/A | #N/A | [7 empty] | 289 | #N/A | #N/A | #N/A | #N/A | #N/A | #N/A | #N/A | #N/A | #N/A | #N/A | #N/A | #N/A | #N/A | #N/A | #N/A
[34 empty] | 290 | #N/A | #N/A | #N/A | #N/A | #N/A | #N/A | #N/A | #N/A | #N/A | #N/A | #N/A | #N/A | #N/A | #N/A | #N/A | [7 empty] | 290 | #N/A | #N/A | #N/A | #N/A | #N/A | #N/A | #N/A | #N/A | #N/A | #N/A | #N/A | #N/A | #N/A | #N/A | #N/A
[34 empty] | 290 | #N/A | #N/A | #N/A | #N/A | #N/A | #N/A | #N/A | #N/A | #N/A | #N/A | #N/A | #N/A | #N/A | #N/A | #N/A | [7 empty] | 290 | #N/A | #N/A | #N/A | #N/A | #N/A | #N/A | #N/A | #N/A | #N/A | #N/A | #N/A | #N/A | #N/A | #N/A | #N/A
[34 empty] | 291 | #N/A | #N/A | #N/A | #N/A | #N/A | #N/A | #N/A | #N/A | #N/A | #N/A | #N/A | #N/A | #N/A | #N/A | #N/A | [7 empty] | 291 | #N/A | #N/A | #N/A | #N/A | #N/A | #N/A | #N/A | #N/A | #N/A | #N/A | #N/A | #N/A | #N/A | #N/A | #N/A
[34 empty] | 291 | #N/A | #N/A | #N/A | #N/A | #N/A | #N/A | #N/A | #N/A | #N/A | #N/A | #N/A | #N/A | #N/A | #N/A | #N/A | [7 empty] | 291 | #N/A | #N/A | #N/A | #N/A | #N/A | #N/A | #N/A | #N/A | #N/A | #N/A | #N/A | #N/A | #N/A | #N/A | #N/A
[34 empty] | 292 | #N/A | #N/A | #N/A | #N/A | #N/A | #N/A | #N/A | #N/A | #N/A | #N/A | #N/A | #N/A | #N/A | #N/A | #N/A | [7 empty] | 292 | #N/A | #N/A | #N/A | #N/A | #N/A | #N/A | #N/A | #N/A | #N/A | #N/A | #N/A | #N/A | #N/A | #N/A | #N/A
[34 empty] | 292 | #N/A | #N/A | #N/A | #N/A | #N/A | #N/A | #N/A | #N/A | #N/A | #N/A | #N/A | #N/A | #N/A | #N/A | #N/A | [7 empty] | 292 | #N/A | #N/A | #N/A | #N/A | #N/A | #N/A | #N/A | #N/A | #N/A | #N/A | #N/A | #N/A | #N/A | #N/A | #N/A
[34 empty] | 293 | #N/A | #N/A | #N/A | #N/A | #N/A | #N/A | #N/A | #N/A | #N/A | #N/A | #N/A | #N/A | #N/A | #N/A | #N/A | [7 empty] | 293 | #N/A | #N/A | #N/A | #N/A | #N/A | #N/A | #N/A | #N/A | #N/A | #N/A | #N/A | #N/A | #N/A | #N/A | #N/A
[34 empty] | 293 | #N/A | #N/A | #N/A | #N/A | #N/A | #N/A | #N/A | #N/A | #N/A | #N/A | #N/A | #N/A | #N/A | #N/A | #N/A | [7 empty] | 293 | #N/A | #N/A | #N/A | #N/A | #N/A | #N/A | #N/A | #N/A | #N/A | #N/A | #N/A | #N/A | #N/A | #N/A | #N/A
[34 empty] | 294 | #N/A | #N/A | #N/A | #N/A | #N/A | #N/A | #N/A | #N/A | #N/A | #N/A | #N/A | #N/A | #N/A | #N/A | #N/A | [7 empty] | 294 | #N/A | #N/A | #N/A | #N/A | #N/A | #N/A | #N/A | #N/A | #N/A | #N/A | #N/A | #N/A | #N/A | #N/A | #N/A
[34 empty] | 294 | #N/A | #N/A | #N/A | #N/A | #N/A | #N/A | #N/A | #N/A | #N/A | #N/A | #N/A | #N/A | #N/A | #N/A | #N/A | [7 empty] | 294 | #N/A | #N/A | #N/A | #N/A | #N/A | #N/A | #N/A | #N/A | #N/A | #N/A | #N/A | #N/A | #N/A | #N/A | #N/A
[34 empty] | 295 | #N/A | #N/A | #N/A | #N/A | #N/A | #N/A | #N/A | #N/A | #N/A | #N/A | #N/A | #N/A | #N/A | #N/A | #N/A | [7 empty] | 295 | #N/A | #N/A | #N/A | #N/A | #N/A | #N/A | #N/A | #N/A | #N/A | #N/A | #N/A | #N/A | #N/A | #N/A | #N/A
[34 empty] | 295 | #N/A | #N/A | #N/A | #N/A | #N/A | #N/A | #N/A | #N/A | #N/A | #N/A | #N/A | #N/A | #N/A | #N/A | #N/A | [7 empty] | 295 | #N/A | #N/A | #N/A | #N/A | #N/A | #N/A | #N/A | #N/A | #N/A | #N/A | #N/A | #N/A | #N/A | #N/A | #N/A
[34 empty] | 296 | #N/A | #N/A | #N/A | #N/A | #N/A | #N/A | #N/A | #N/A | #N/A | #N/A | #N/A | #N/A | #N/A | #N/A | #N/A | [7 empty] | 296 | #N/A | #N/A | #N/A | #N/A | #N/A | #N/A | #N/A | #N/A | #N/A | #N/A | #N/A | #N/A | #N/A | #N/A | #N/A
[34 empty] | 296 | #N/A | #N/A | #N/A | #N/A | #N/A | #N/A | #N/A | #N/A | #N/A | #N/A | #N/A | #N/A | #N/A | #N/A | #N/A | [7 empty] | 296 | #N/A | #N/A | #N/A | #N/A | #N/A | #N/A | #N/A | #N/A | #N/A | #N/A | #N/A | #N/A | #N/A | #N/A | #N/A
[34 empty] | 297 | #N/A | #N/A | #N/A | #N/A | #N/A | #N/A | #N/A | #N/A | #N/A | #N/A | #N/A | #N/A | #N/A | #N/A | #N/A | [7 empty] | 297 | #N/A | #N/A | #N/A | #N/A | #N/A | #N/A | #N/A | #N/A | #N/A | #N/A | #N/A | #N/A | #N/A | #N/A | #N/A
[34 empty] | 297 | #N/A | #N/A | #N/A | #N/A | #N/A | #N/A | #N/A | #N/A | #N/A | #N/A | #N/A | #N/A | #N/A | #N/A | #N/A | [7 empty] | 297 | #N/A | #N/A | #N/A | #N/A | #N/A | #N/A | #N/A | #N/A | #N/A | #N/A | #N/A | #N/A | #N/A | #N/A | #N/A
[34 empty] | 298 | #N/A | #N/A | #N/A | #N/A | #N/A | #N/A | #N/A | #N/A | #N/A | #N/A | #N/A | #N/A | #N/A | #N/A | #N/A | [7 empty] | 298 | #N/A | #N/A | #N/A | #N/A | #N/A | #N/A | #N/A | #N/A | #N/A | #N/A | #N/A | #N/A | #N/A | #N/A | #N/A
[34 empty] | 298 | #N/A | #N/A | #N/A | #N/A | #N/A | #N/A | #N/A | #N/A | #N/A | #N/A | #N/A | #N/A | #N/A | #N/A | #N/A | [7 empty] | 298 | #N/A | #N/A | #N/A | #N/A | #N/A | #N/A | #N/A | #N/A | #N/A | #N/A | #N/A | #N/A | #N/A | #N/A | #N/A
[34 empty] | 299 | #N/A | #N/A | #N/A | #N/A | #N/A | #N/A | #N/A | #N/A | #N/A | #N/A | #N/A | #N/A | #N/A | #N/A | #N/A | [7 empty] | 299 | #N/A | #N/A | #N/A | #N/A | #N/A | #N/A | #N/A | #N/A | #N/A | #N/A | #N/A | #N/A | #N/A | #N/A | #N/A
[34 empty] | 299 | #N/A | #N/A | #N/A | #N/A | #N/A | #N/A | #N/A | #N/A | #N/A | #N/A | #N/A | #N/A | #N/A | #N/A | #N/A | [7 empty] | 299 | #N/A | #N/A | #N/A | #N/A | #N/A | #N/A | #N/A | #N/A | #N/A | #N/A | #N/A | #N/A | #N/A | #N/A | #N/A
[34 empty] | 300 | #N/A | #N/A | #N/A | #N/A | #N/A | #N/A | #N/A | #N/A | #N/A | #N/A | #N/A | #N/A | #N/A | #N/A | #N/A | [7 empty] | 300 | #N/A | #N/A | #N/A | #N/A | #N/A | #N/A | #N/A | #N/A | #N/A | #N/A | #N/A | #N/A | #N/A | #N/A | #N/A
[34 empty] | 300 | #N/A | #N/A | #N/A | #N/A | #N/A | #N/A | #N/A | #N/A | #N/A | #N/A | #N/A | #N/A | #N/A | #N/A | #N/A | [7 empty] | 300 | #N/A | #N/A | #N/A | #N/A | #N/A | #N/A | #N/A | #N/A | #N/A | #N/A | #N/A | #N/A | #N/A | #N/A | #N/A
[34 empty] | 301 | #N/A | #N/A | #N/A | #N/A | #N/A | #N/A | #N/A | #N/A | #N/A | #N/A | #N/A | #N/A | #N/A | #N/A | #N/A | [7 empty] | 301 | #N/A | #N/A | #N/A | #N/A | #N/A | #N/A | #N/A | #N/A | #N/A | #N/A | #N/A | #N/A | #N/A | #N/A | #N/A
[34 empty] | 301 | #N/A | #N/A | #N/A | #N/A | #N/A | #N/A | #N/A | #N/A | #N/A | #N/A | #N/A | #N/A | #N/A | #N/A | #N/A | [7 empty] | 301 | #N/A | #N/A | #N/A | #N/A | #N/A | #N/A | #N/A | #N/A | #N/A | #N/A | #N/A | #N/A | #N/A | #N/A | #N/A
[34 empty] | 302 | #N/A | #N/A | #N/A | #N/A | #N/A | #N/A | #N/A | #N/A | #N/A | #N/A | #N/A | #N/A | #N/A | #N/A | #N/A | [7 empty] | 302 | #N/A | #N/A | #N/A | #N/A | #N/A | #N/A | #N/A | #N/A | #N/A | #N/A | #N/A | #N/A | #N/A | #N/A | #N/A
[34 empty] | 302 | #N/A | #N/A | #N/A | #N/A | #N/A | #N/A | #N/A | #N/A | #N/A | #N/A | #N/A | #N/A | #N/A | #N/A | #N/A | [7 empty] | 302 | #N/A | #N/A | #N/A | #N/A | #N/A | #N/A | #N/A | #N/A | #N/A | #N/A | #N/A | #N/A | #N/A | #N/A | #N/A
[34 empty] | 303 | #N/A | #N/A | #N/A | #N/A | #N/A | #N/A | #N/A | #N/A | #N/A | #N/A | #N/A | #N/A | #N/A | #N/A | #N/A | [7 empty] | 303 | #N/A | #N/A | #N/A | #N/A | #N/A | #N/A | #N/A | #N/A | #N/A | #N/A | #N/A | #N/A | #N/A | #N/A | #N/A
[34 empty] | 303 | #N/A | #N/A | #N/A | #N/A | #N/A | #N/A | #N/A | #N/A | #N/A | #N/A | #N/A | #N/A | #N/A | #N/A | #N/A | [7 empty] | 303 | #N/A | #N/A | #N/A | #N/A | #N/A | #N/A | #N/A | #N/A | #N/A | #N/A | #N/A | #N/A | #N/A | #N/A | #N/A
[34 empty] | 304 | #N/A | #N/A | #N/A | #N/A | #N/A | #N/A | #N/A | #N/A | #N/A | #N/A | #N/A | #N/A | #N/A | #N/A | #N/A | [7 empty] | 304 | #N/A | #N/A | #N/A | #N/A | #N/A | #N/A | #N/A | #N/A | #N/A | #N/A | #N/A | #N/A | #N/A | #N/A | #N/A
[34 empty] | 304 | #N/A | #N/A | #N/A | #N/A | #N/A | #N/A | #N/A | #N/A | #N/A | #N/A | #N/A | #N/A | #N/A | #N/A | #N/A | [7 empty] | 304 | #N/A | #N/A | #N/A | #N/A | #N/A | #N/A | #N/A | #N/A | #N/A | #N/A | #N/A | #N/A | #N/A | #N/A | #N/A
[34 empty] | 305 | #N/A | #N/A | #N/A | #N/A | #N/A | #N/A | #N/A | #N/A | #N/A | #N/A | #N/A | #N/A | #N/A | #N/A | #N/A | [7 empty] | 305 | #N/A | #N/A | #N/A | #N/A | #N/A | #N/A | #N/A | #N/A | #N/A | #N/A | #N/A | #N/A | #N/A | #N/A | #N/A
[34 empty] | 305 | #N/A | #N/A | #N/A | #N/A | #N/A | #N/A | #N/A | #N/A | #N/A | #N/A | #N/A | #N/A | #N/A | #N/A | #N/A | [7 empty] | 305 | #N/A | #N/A | #N/A | #N/A | #N/A | #N/A | #N/A | #N/A | #N/A | #N/A | #N/A | #N/A | #N/A | #N/A | #N/A
[34 empty] | 306 | #N/A | #N/A | #N/A | #N/A | #N/A | #N/A | #N/A | #N/A | #N/A | #N/A | #N/A | #N/A | #N/A | #N/A | #N/A | [7 empty] | 306 | #N/A | #N/A | #N/A | #N/A | #N/A | #N/A | #N/A | #N/A | #N/A | #N/A | #N/A | #N/A | #N/A | #N/A | #N/A
[34 empty] | 306 | #N/A | #N/A | #N/A | #N/A | #N/A | #N/A | #N/A | #N/A | #N/A | #N/A | #N/A | #N/A | #N/A | #N/A | #N/A | [7 empty] | 306 | #N/A | #N/A | #N/A | #N/A | #N/A | #N/A | #N/A | #N/A | #N/A | #N/A | #N/A | #N/A | #N/A | #N/A | #N/A
[34 empty] | 307 | #N/A | #N/A | #N/A | #N/A | #N/A | #N/A | #N/A | #N/A | #N/A | #N/A | #N/A | #N/A | #N/A | #N/A | #N/A | [7 empty] | 307 | #N/A | #N/A | #N/A | #N/A | #N/A | #N/A | #N/A | #N/A | #N/A | #N/A | #N/A | #N/A | #N/A | #N/A | #N/A
[34 empty] | 307 | #N/A | #N/A | #N/A | #N/A | #N/A | #N/A | #N/A | #N/A | #N/A | #N/A | #N/A | #N/A | #N/A | #N/A | #N/A | [7 empty] | 307 | #N/A | #N/A | #N/A | #N/A | #N/A | #N/A | #N/A | #N/A | #N/A | #N/A | #N/A | #N/A | #N/A | #N/A | #N/A
[34 empty] | 308 | #N/A | #N/A | #N/A | #N/A | #N/A | #N/A | #N/A | #N/A | #N/A | #N/A | #N/A | #N/A | #N/A | #N/A | #N/A | [7 empty] | 308 | #N/A | #N/A | #N/A | #N/A | #N/A | #N/A | #N/A | #N/A | #N/A | #N/A | #N/A | #N/A | #N/A | #N/A | #N/A
[34 empty] | 308 | #N/A | #N/A | #N/A | #N/A | #N/A | #N/A | #N/A | #N/A | #N/A | #N/A | #N/A | #N/A | #N/A | #N/A | #N/A | [7 empty] | 308 | #N/A | #N/A | #N/A | #N/A | #N/A | #N/A | #N/A | #N/A | #N/A | #N/A | #N/A | #N/A | #N/A | #N/A | #N/A
[34 empty] | 309 | #N/A | #N/A | #N/A | #N/A | #N/A | #N/A | #N/A | #N/A | #N/A | #N/A | #N/A | #N/A | #N/A | #N/A | #N/A | [7 empty] | 309 | #N/A | #N/A | #N/A | #N/A | #N/A | #N/A | #N/A | #N/A | #N/A | #N/A | #N/A | #N/A | #N/A | #N/A | #N/A
[34 empty] | 309 | #N/A | #N/A | #N/A | #N/A | #N/A | #N/A | #N/A | #N/A | #N/A | #N/A | #N/A | #N/A | #N/A | #N/A | #N/A | [7 empty] | 309 | #N/A | #N/A | #N/A | #N/A | #N/A | #N/A | #N/A | #N/A | #N/A | #N/A | #N/A | #N/A | #N/A | #N/A | #N/A
[34 empty] | 310 | #N/A | #N/A | #N/A | #N/A | #N/A | #N/A | #N/A | #N/A | #N/A | #N/A | #N/A | #N/A | #N/A | #N/A | #N/A | [7 empty] | 310 | #N/A | #N/A | #N/A | #N/A | #N/A | #N/A | #N/A | #N/A | #N/A | #N/A | #N/A | #N/A | #N/A | #N/A | #N/A
[34 empty] | 310 | #N/A | #N/A | #N/A | #N/A | #N/A | #N/A | #N/A | #N/A | #N/A | #N/A | #N/A | #N/A | #N/A | #N/A | #N/A | [7 empty] | 310 | #N/A | #N/A | #N/A | #N/A | #N/A | #N/A | #N/A | #N/A | #N/A | #N/A | #N/A | #N/A | #N/A | #N/A | #N/A
[34 empty] | 311 | #N/A | #N/A | #N/A | #N/A | #N/A | #N/A | #N/A | #N/A | #N/A | #N/A | #N/A | #N/A | #N/A | #N/A | #N/A | [7 empty] | 311 | #N/A | #N/A | #N/A | #N/A | #N/A | #N/A | #N/A | #N/A | #N/A | #N/A | #N/A | #N/A | #N/A | #N/A | #N/A
[34 empty] | 311 | #N/A | #N/A | #N/A | #N/A | #N/A | #N/A | #N/A | #N/A | #N/A | #N/A | #N/A | #N/A | #N/A | #N/A | #N/A | [7 empty] | 311 | #N/A | #N/A | #N/A | #N/A | #N/A | #N/A | #N/A | #N/A | #N/A | #N/A | #N/A | #N/A | #N/A | #N/A | #N/A
[34 empty] | 312 | #N/A | #N/A | #N/A | #N/A | #N/A | #N/A | #N/A | #N/A | #N/A | #N/A | #N/A | #N/A | #N/A | #N/A | #N/A | [7 empty] | 312 | #N/A | #N/A | #N/A | #N/A | #N/A | #N/A | #N/A | #N/A | #N/A | #N/A | #N/A | #N/A | #N/A | #N/A | #N/A
[34 empty] | 312 | #N/A | #N/A | #N/A | #N/A | #N/A | #N/A | #N/A | #N/A | #N/A | #N/A | #N/A | #N/A | #N/A | #N/A | #N/A | [7 empty] | 312 | #N/A | #N/A | #N/A | #N/A | #N/A | #N/A | #N/A | #N/A | #N/A | #N/A | #N/A | #N/A | #N/A | #N/A | #N/A
[34 empty] | 313 | #N/A | #N/A | #N/A | #N/A | #N/A | #N/A | #N/A | #N/A | #N/A | #N/A | #N/A | #N/A | #N/A | #N/A | #N/A | [7 empty] | 313 | #N/A | #N/A | #N/A | #N/A | #N/A | #N/A | #N/A | #N/A | #N/A | #N/A | #N/A | #N/A | #N/A | #N/A | #N/A
[34 empty] | 313 | #N/A | #N/A | #N/A | #N/A | #N/A | #N/A | #N/A | #N/A | #N/A | #N/A | #N/A | #N/A | #N/A | #N/A | #N/A | [7 empty] | 313 | #N/A | #N/A | #N/A | #N/A | #N/A | #N/A | #N/A | #N/A | #N/A | #N/A | #N/A | #N/A | #N/A | #N/A | #N/A
[34 empty] | 314 | #N/A | #N/A | #N/A | #N/A | #N/A | #N/A | #N/A | #N/A | #N/A | #N/A | #N/A | #N/A | #N/A | #N/A | #N/A | [7 empty] | 314 | #N/A | #N/A | #N/A | #N/A | #N/A | #N/A | #N/A | #N/A | #N/A | #N/A | #N/A | #N/A | #N/A | #N/A | #N/A
[34 empty] | 314 | #N/A | #N/A | #N/A | #N/A | #N/A | #N/A | #N/A | #N/A | #N/A | #N/A | #N/A | #N/A | #N/A | #N/A | #N/A | [7 empty] | 314 | #N/A | #N/A | #N/A | #N/A | #N/A | #N/A | #N/A | #N/A | #N/A | #N/A | #N/A | #N/A | #N/A | #N/A | #N/A
[34 empty] | 315 | #N/A | #N/A | #N/A | #N/A | #N/A | #N/A | #N/A | #N/A | #N/A | #N/A | #N/A | #N/A | #N/A | #N/A | #N/A | [7 empty] | 315 | #N/A | #N/A | #N/A | #N/A | #N/A | #N/A | #N/A | #N/A | #N/A | #N/A | #N/A | #N/A | #N/A | #N/A | #N/A
[34 empty] | 315 | #N/A | #N/A | #N/A | #N/A | #N/A | #N/A | #N/A | #N/A | #N/A | #N/A | #N/A | #N/A | #N/A | #N/A | #N/A | [7 empty] | 315 | #N/A | #N/A | #N/A | #N/A | #N/A | #N/A | #N/A | #N/A | #N/A | #N/A | #N/A | #N/A | #N/A | #N/A | #N/A
[34 empty] | 316 | #N/A | #N/A | #N/A | #N/A | #N/A | #N/A | #N/A | #N/A | #N/A | #N/A | #N/A | #N/A | #N/A | #N/A | #N/A | [7 empty] | 316 | #N/A | #N/A | #N/A | #N/A | #N/A | #N/A | #N/A | #N/A | #N/A | #N/A | #N/A | #N/A | #N/A | #N/A | #N/A
[34 empty] | 316 | #N/A | #N/A | #N/A | #N/A | #N/A | #N/A | #N/A | #N/A | #N/A | #N/A | #N/A | #N/A | #N/A | #N/A | #N/A | [7 empty] | 316 | #N/A | #N/A | #N/A | #N/A | #N/A | #N/A | #N/A | #N/A | #N/A | #N/A | #N/A | #N/A | #N/A | #N/A | #N/A
[34 empty] | 317 | #N/A | #N/A | #N/A | #N/A | #N/A | #N/A | #N/A | #N/A | #N/A | #N/A | #N/A | #N/A | #N/A | #N/A | #N/A | [7 empty] | 317 | #N/A | #N/A | #N/A | #N/A | #N/A | #N/A | #N/A | #N/A | #N/A | #N/A | #N/A | #N/A | #N/A | #N/A | #N/A
[34 empty] | 317 | #N/A | #N/A | #N/A | #N/A | #N/A | #N/A | #N/A | #N/A | #N/A | #N/A | #N/A | #N/A | #N/A | #N/A | #N/A | [7 empty] | 317 | #N/A | #N/A | #N/A | #N/A | #N/A | #N/A | #N/A | #N/A | #N/A | #N/A | #N/A | #N/A | #N/A | #N/A | #N/A
[34 empty] | 318 | #N/A | #N/A | #N/A | #N/A | #N/A | #N/A | #N/A | #N/A | #N/A | #N/A | #N/A | #N/A | #N/A | #N/A | #N/A | [7 empty] | 318 | #N/A | #N/A | #N/A | #N/A | #N/A | #N/A | #N/A | #N/A | #N/A | #N/A | #N/A | #N/A | #N/A | #N/A | #N/A
[34 empty] | 318 | #N/A | #N/A | #N/A | #N/A | #N/A | #N/A | #N/A | #N/A | #N/A | #N/A | #N/A | #N/A | #N/A | #N/A | #N/A | [7 empty] | 318 | #N/A | #N/A | #N/A | #N/A | #N/A | #N/A | #N/A | #N/A | #N/A | #N/A | #N/A | #N/A | #N/A | #N/A | #N/A
[34 empty] | 319 | #N/A | #N/A | #N/A | #N/A | #N/A | #N/A | #N/A | #N/A | #N/A | #N/A | #N/A | #N/A | #N/A | #N/A | #N/A | [7 empty] | 319 | #N/A | #N/A | #N/A | #N/A | #N/A | #N/A | #N/A | #N/A | #N/A | #N/A | #N/A | #N/A | #N/A | #N/A | #N/A
[34 empty] | 319 | #N/A | #N/A | #N/A | #N/A | #N/A | #N/A | #N/A | #N/A | #N/A | #N/A | #N/A | #N/A | #N/A | #N/A | #N/A | [7 empty] | 319 | #N/A | #N/A | #N/A | #N/A | #N/A | #N/A | #N/A | #N/A | #N/A | #N/A | #N/A | #N/A | #N/A | #N/A | #N/A
[34 empty] | 320 | #N/A | #N/A | #N/A | #N/A | #N/A | #N/A | #N/A | #N/A | #N/A | #N/A | #N/A | #N/A | #N/A | #N/A | #N/A | [7 empty] | 320 | #N/A | #N/A | #N/A | #N/A | #N/A | #N/A | #N/A | #N/A | #N/A | #N/A | #N/A | #N/A | #N/A | #N/A | #N/A
[34 empty] | 320 | #N/A | #N/A | #N/A | #N/A | #N/A | #N/A | #N/A | #N/A | #N/A | #N/A | #N/A | #N/A | #N/A | #N/A | #N/A | [7 empty] | 320 | #N/A | #N/A | #N/A | #N/A | #N/A | #N/A | #N/A | #N/A | #N/A | #N/A | #N/A | #N/A | #N/A | #N/A | #N/A
[34 empty] | 321 | #N/A | #N/A | #N/A | #N/A | #N/A | #N/A | #N/A | #N/A | #N/A | #N/A | #N/A | #N/A | #N/A | #N/A | #N/A | [7 empty] | 321 | #N/A | #N/A | #N/A | #N/A | #N/A | #N/A | #N/A | #N/A | #N/A | #N/A | #N/A | #N/A | #N/A | #N/A | #N/A
[34 empty] | 321 | #N/A | #N/A | #N/A | #N/A | #N/A | #N/A | #N/A | #N/A | #N/A | #N/A | #N/A | #N/A | #N/A | #N/A | #N/A | [7 empty] | 321 | #N/A | #N/A | #N/A | #N/A | #N/A | #N/A | #N/A | #N/A | #N/A | #N/A | #N/A | #N/A | #N/A | #N/A | #N/A
[34 empty] | 322 | #N/A | #N/A | #N/A | #N/A | #N/A | #N/A | #N/A | #N/A | #N/A | #N/A | #N/A | #N/A | #N/A | #N/A | #N/A | [7 empty] | 322 | #N/A | #N/A | #N/A | #N/A | #N/A | #N/A | #N/A | #N/A | #N/A | #N/A | #N/A | #N/A | #N/A | #N/A | #N/A
[34 empty] | 322 | #N/A | #N/A | #N/A | #N/A | #N/A | #N/A | #N/A | #N/A | #N/A | #N/A | #N/A | #N/A | #N/A | #N/A | #N/A | [7 empty] | 322 | #N/A | #N/A | #N/A | #N/A | #N/A | #N/A | #N/A | #N/A | #N/A | #N/A | #N/A | #N/A | #N/A | #N/A | #N/A
[34 empty] | 323 | #N/A | #N/A | #N/A | #N/A | #N/A | #N/A | #N/A | #N/A | #N/A | #N/A | #N/A | #N/A | #N/A | #N/A | #N/A | [7 empty] | 323 | #N/A | #N/A | #N/A | #N/A | #N/A | #N/A | #N/A | #N/A | #N/A | #N/A | #N/A | #N/A | #N/A | #N/A | #N/A
[34 empty] | 323 | #N/A | #N/A | #N/A | #N/A | #N/A | #N/A | #N/A | #N/A | #N/A | #N/A | #N/A | #N/A | #N/A | #N/A | #N/A | [7 empty] | 323 | #N/A | #N/A | #N/A | #N/A | #N/A | #N/A | #N/A | #N/A | #N/A | #N/A | #N/A | #N/A | #N/A | #N/A | #N/A
[34 empty] | 324 | #N/A | #N/A | #N/A | #N/A | #N/A | #N/A | #N/A | #N/A | #N/A | #N/A | #N/A | #N/A | #N/A | #N/A | #N/A | [7 empty] | 324 | #N/A | #N/A | #N/A | #N/A | #N/A | #N/A | #N/A | #N/A | #N/A | #N/A | #N/A | #N/A | #N/A | #N/A | #N/A
[34 empty] | 324 | #N/A | #N/A | #N/A | #N/A | #N/A | #N/A | #N/A | #N/A | #N/A | #N/A | #N/A | #N/A | #N/A | #N/A | #N/A | [7 empty] | 324 | #N/A | #N/A | #N/A | #N/A | #N/A | #N/A | #N/A | #N/A | #N/A | #N/A | #N/A | #N/A | #N/A | #N/A | #N/A
[34 empty] | 325 | #N/A | #N/A | #N/A | #N/A | #N/A | #N/A | #N/A | #N/A | #N/A | #N/A | #N/A | #N/A | #N/A | #N/A | #N/A | [7 empty] | 325 | #N/A | #N/A | #N/A | #N/A | #N/A | #N/A | #N/A | #N/A | #N/A | #N/A | #N/A | #N/A | #N/A | #N/A | #N/A
[34 empty] | 325 | #N/A | #N/A | #N/A | #N/A | #N/A | #N/A | #N/A | #N/A | #N/A | #N/A | #N/A | #N/A | #N/A | #N/A | #N/A | [7 empty] | 325 | #N/A | #N/A | #N/A | #N/A | #N/A | #N/A | #N/A | #N/A | #N/A | #N/A | #N/A | #N/A | #N/A | #N/A | #N/A
[34 empty] | 326 | #N/A | #N/A | #N/A | #N/A | #N/A | #N/A | #N/A | #N/A | #N/A | #N/A | #N/A | #N/A | #N/A | #N/A | #N/A | [7 empty] | 326 | #N/A | #N/A | #N/A | #N/A | #N/A | #N/A | #N/A | #N/A | #N/A | #N/A | #N/A | #N/A | #N/A | #N/A | #N/A
[34 empty] | 326 | #N/A | #N/A | #N/A | #N/A | #N/A | #N/A | #N/A | #N/A | #N/A | #N/A | #N/A | #N/A | #N/A | #N/A | #N/A | [7 empty] | 326 | #N/A | #N/A | #N/A | #N/A | #N/A | #N/A | #N/A | #N/A | #N/A | #N/A | #N/A | #N/A | #N/A | #N/A | #N/A
[34 empty] | 327 | #N/A | #N/A | #N/A | #N/A | #N/A | #N/A | #N/A | #N/A | #N/A | #N/A | #N/A | #N/A | #N/A | #N/A | #N/A | [7 empty] | 327 | #N/A | #N/A | #N/A | #N/A | #N/A | #N/A | #N/A | #N/A | #N/A | #N/A | #N/A | #N/A | #N/A | #N/A | #N/A
[34 empty] | 327 | #N/A | #N/A | #N/A | #N/A | #N/A | #N/A | #N/A | #N/A | #N/A | #N/A | #N/A | #N/A | #N/A | #N/A | #N/A | [7 empty] | 327 | #N/A | #N/A | #N/A | #N/A | #N/A | #N/A | #N/A | #N/A | #N/A | #N/A | #N/A | #N/A | #N/A | #N/A | #N/A
[34 empty] | 328 | #N/A | #N/A | #N/A | #N/A | #N/A | #N/A | #N/A | #N/A | #N/A | #N/A | #N/A | #N/A | #N/A | #N/A | #N/A | [7 empty] | 328 | #N/A | #N/A | #N/A | #N/A | #N/A | #N/A | #N/A | #N/A | #N/A | #N/A | #N/A | #N/A | #N/A | #N/A | #N/A
[34 empty] | 328 | #N/A | #N/A | #N/A | #N/A | #N/A | #N/A | #N/A | #N/A | #N/A | #N/A | #N/A | #N/A | #N/A | #N/A | #N/A | [7 empty] | 328 | #N/A | #N/A | #N/A | #N/A | #N/A | #N/A | #N/A | #N/A | #N/A | #N/A | #N/A | #N/A | #N/A | #N/A | #N/A
[34 empty] | 329 | #N/A | #N/A | #N/A | #N/A | #N/A | #N/A | #N/A | #N/A | #N/A | #N/A | #N/A | #N/A | #N/A | #N/A | #N/A | [7 empty] | 329 | #N/A | #N/A | #N/A | #N/A | #N/A | #N/A | #N/A | #N/A | #N/A | #N/A | #N/A | #N/A | #N/A | #N/A | #N/A
[34 empty] | 329 | #N/A | #N/A | #N/A | #N/A | #N/A | #N/A | #N/A | #N/A | #N/A | #N/A | #N/A | #N/A | #N/A | #N/A | #N/A | [7 empty] | 329 | #N/A | #N/A | #N/A | #N/A | #N/A | #N/A | #N/A | #N/A | #N/A | #N/A | #N/A | #N/A | #N/A | #N/A | #N/A
[34 empty] | 330 | #N/A | #N/A | #N/A | #N/A | #N/A | #N/A | #N/A | #N/A | #N/A | #N/A | #N/A | #N/A | #N/A | #N/A | #N/A | [7 empty] | 330 | #N/A | #N/A | #N/A | #N/A | #N/A | #N/A | #N/A | #N/A | #N/A | #N/A | #N/A | #N/A | #N/A | #N/A | #N/A
[34 empty] | 330 | #N/A | #N/A | #N/A | #N/A | #N/A | #N/A | #N/A | #N/A | #N/A | #N/A | #N/A | #N/A | #N/A | #N/A | #N/A | [7 empty] | 330 | #N/A | #N/A | #N/A | #N/A | #N/A | #N/A | #N/A | #N/A | #N/A | #N/A | #N/A | #N/A | #N/A | #N/A | #N/A
[34 empty] | 331 | #N/A | #N/A | #N/A | #N/A | #N/A | #N/A | #N/A | #N/A | #N/A | #N/A | #N/A | #N/A | #N/A | #N/A | #N/A | [7 empty] | 331 | #N/A | #N/A | #N/A | #N/A | #N/A | #N/A | #N/A | #N/A | #N/A | #N/A | #N/A | #N/A | #N/A | #N/A | #N/A
Note on C45: Display only those zones that have greater than or equal to this number of project opportunity areas within 10 km of surface freshwater. If set to 0, then all zones will be displayed.

## PV_Zone_Ranking
RENEWABLE ENERGY ZONES SUPPLY CURVE TOOL
DROP-DOWN ENTRY
COUNTRY | botswana
TECHNOLOGY | PV
Approximate projected demand in 2030 | 7730 | GWh
PV generation target | 2000 | GWh
Reference to be displayed on supply curve | PV generation target
Supply curve display cut-off | 80000 | GWh
Resource quality threshold used for analysis
Annual Average GHI | 250 | W/m2
Annual Average GHI | 6 | kWh/m2/day | [24 empty] | COMPUTATIONS FOR THE PLOT: DO NOT ALTER | [22 empty] | COMPUTATIONS FOR THE PLOT: DO NOT ALTER
Substation OR transmission line data for computing transmission costs | substation | [25 empty] | Worksheet | TX/SS | botswana_PV | 2030 Demand | PV generation target | PV generation target
Scoring scale for LCOE | country-specific | [25 empty] | botswana_PV | SS | 0 | 1921-02-28 | 1905-06-22 | 1905-06-22
Scoring weights for Levelized Cost of Energy (LCOE) (see Cost Criteria) | LCOE total | [27 empty] | 150 | 1921-02-28 | 1905-06-22 | 1905-06-22
[27 empty] | Supply curve sorted by Total LCOE |  |  |  | Label heuristics | 8000 | 7 | [7 empty] | 1 | 0.9 | 0.8 | 0.7 | 0.6 | 0.5 | 0.4 | 0.3 | 0.2 | Supply curve sorted by Total Score |  |  |  | Label heuristics | 8000 | 7 | [7 empty] | 1 | 0.9 | 0.8 | 0.7 | 0.6 | 0.5 | 0.4 | 0.3 | 0.2
[15 empty] | Zone Rank | Zone ID | Total Score with weights | Total LCOE | Annual Electricity Generation MWh (discounted) | Cumulative Generation Potential (GWh) | Zone Rank | Zone ID | Total Score with weights | Total LCOE | Annual Electricity Generation MWh (discounted) | Cumulative Generation Potential (GWh) | [7 empty] | Zone Rank | Zone ID | Total Score with weights | Total LCOE | Annual Electricity Generation MWh (discounted) | Cumulative Generation Potential (GWh) |  | 1-0.9 | 0.9-0.8 | 0.8-0.7 | 0.7-0.6 | 0.6-0.5 | 0.5-0.4 | 0.4-0.3 | 0.3-0.2 | 0.2> | [7 empty] | Zone Rank | Zone ID | Total Score with weights | Total LCOE | Annual Electricity Generation MWh (discounted) | Cumulative Generation Potential (GWh) |  | 1-0.9 | 0.9-0.8 | 0.8-0.7 | 0.7-0.6 | 0.6-0.5 | 0.5-0.4 | 0.4-0.3 | 0.3-0.2 | 0.2>
USER-SPECIFIED VALUE ENTRY | [6 empty] | country-specific |  | ACEC-specific | [5 empty] | 1 | BV | 0.60931 | 131.7139 | 3350943.4094 | 3350.9434 | 1 | DZ | 0.69192 | 134.8737 | 1705269.4518 | 1705.2695 | BV | 1675.4717 | 1904-08-01 11:19 | 131.7139 | 1 | 1 | 138.7139 | 1 | BV | 0.60931 | 131.7139 | 3350943.4094 | 0 | 0 | 0 | 0 | 0 | 131.7139 | 0 | 0 | 0 | 0 | 0 | DZ | 852.6347 | 1902-05-01 15:14 | 134.8737 | 1 | 1 | 141.8737 | 1 | DZ | 0.69192 | 134.8737 | 1705269.4518 | 0 | 0 | 0 | 0 | 0 | 134.8737 | 0 | 0 | 0 | 0 | 0
CRITERIA | User defined weights | Default weights | Weights used in analysis | Best critieria value (score = 1) | Worst criteria value (score = 0) | Units | Range (1) | Range (0) | Range (1) | Range (0) |  |  |  |  | 2 | M | 0.64041 | 132.4227 | 3078687.8706 | 6429.6313 | 2 | J | 0.68582 | 134.8807 | 1203795.0781 | 2909.0645 | M | 4890.2873 | 1913-05-21 06:54 | 132.4227 | 1 | 2 | 132.4227 | 1 | BV | 0.60931 | 131.7139 | 3350943.4094 | 3350.9434 | 1909-03-03 22:39 | 0 | 0 | 0 | 131.7139 | 0 | 0 | 0 | 0 | 0 | J | 2307.167 | 1906-04-25 04:00 | 134.8807 | 1 | 2 | 134.8807 | 1 | DZ | 0.69192 | 134.8737 | 1705269.4518 | 1705.2695 | 1904-08-31 06:28 | 0 | 0 | 0 | 134.8737 | 0 | 0 | 0 | 0 | 0
Cost criteria | [14 empty] | 3 | BQ | 0.60147 | 132.4398 | 5661691.7697 | 12091.323 | 3 | K | 0.68419 | 133.2194 | 1015621.9276 | 3924.6865 | BQ | 9260.4772 | 1925-05-08 11:27 | 132.4398 | 1 | 3 | 139.4398 | 2 | M | 0.64041 | 132.4227 | 3078687.8706 | 3350.9434 | 1909-03-03 22:39 | 0 | 0 | 0 | 132.4227 | 0 | 0 | 0 | 0 | 0 | K | 3416.8755 | 1909-05-08 21:01 | 133.2194 | 1 | 3 | 140.2194 | 2 | J | 0.68582 | 134.8807 | 1203795.0781 | 1705.2695 | 1904-08-31 06:28 | 0 | 0 | 0 | 134.8807 | 0 | 0 | 0 | 0 | 0
Total LCOE (using substation) | 40% | 40% | 40% | 131.7139 | 159.7171 | $/MWh | 131.7139 | 159.7171 | 118 | 171 |  |  |  |  | 4 | CX | 0.64609 | 132.4818 | 5439735.4298 | 17531.0585 | 4 | U | 0.68134 | 132.5692 | 1961642.2337 | 5886.3287 | CX | 14811.1908 | 1940-07-19 04:35 | 132.4818 | 1 | 4 | 132.4818 | 2 | M | 0.64041 | 132.4227 | 3078687.8706 | 6429.6313 | 1917-08-07 15:09 | 0 | 0 | 0 | 132.4227 | 0 | 0 | 0 | 0 | 0 | U | 4905.5076 | 1913-06-05 12:11 | 132.5692 | 1 | 4 | 132.5692 | 2 | J | 0.68582 | 134.8807 | 1203795.0781 | 2909.0645 | 1907-12-18 01:33 | 0 | 0 | 0 | 134.8807 | 0 | 0 | 0 | 0 | 0
OR | OR | [13 empty] | 5 | U | 0.68134 | 132.5692 | 1961642.2337 | 19492.7007 | 5 | AD | 0.67267 | 134.1285 | 5546556.3773 | 11432.8851 | U | 18511.8796 | 1950-09-05 21:07 | 132.5692 | 1 | 5 | 139.5692 | 3 | BQ | 0.60147 | 132.4398 | 5661691.7697 | 6429.6313 | 1917-08-07 15:09 | 0 | 0 | 0 | 132.4398 | 0 | 0 | 0 | 0 | 0 | AD | 8659.6069 | 1923-09-15 14:34 | 134.1285 | 1 | 5 | 141.1285 | 3 | K | 0.68419 | 133.2194 | 1015621.9276 | 2909.0645 | 1907-12-18 01:33 | 0 | 0 | 0 | 133.2194 | 0 | 0 | 0 | 0 | 0
Generation LCOE | 25% | 34% | 0% | 123.6469 | 133.4415 | $/MWh | 123.6469 | 133.4415 | 112 | 155 |  |  |  |  | 6 | BU | 0.59388 | 132.8073 | 3168044.8596 | 22660.7456 | 6 | EH | 0.6724 | 134.0171 | 5470731.3543 | 16903.6164 | BU | 21076.7231 | 1957-09-13 17:21 | 132.8073 | 1 | 6 | 132.8073 | 3 | BQ | 0.60147 | 132.4398 | 5661691.7697 | 12091.323 | 1933-02-06 07:45 | 0 | 0 | 0 | 132.4398 | 0 | 0 | 0 | 0 | 0 | EH | 14168.2507 | 1938-10-15 06:01 | 134.0171 | 1 | 6 | 134.0171 | 3 | K | 0.68419 | 133.2194 | 1015621.9276 | 3924.6865 | 1910-09-28 16:28 | 0 | 0 | 0 | 133.2194 | 0 | 0 | 0 | 0 | 0
Transmission LCOE (using substation) | 10% | 4% | 0% | 4.3636 | 10.2735 | $/MWh | 4.3636 | 10.2735 | 3 | 26 |  |  |  |  | 7 | C | 0.65552 | 132.9575 | 204344.264 | 22865.0898 | 7 | AK | 0.66364 | 134.5964 | 9773786.6132 | 26677.403 | C | 22762.9177 | 1962-04-26 22:01 | 132.9575 | 1 | 7 | 139.9575 | 4 | CX | 0.64609 | 132.4818 | 5439735.4298 | 12091.323 | 1933-02-06 07:45 | 0 | 0 | 0 | 132.4818 | 0 | 0 | 0 | 0 | 0 | AK | 21790.5097 | 1959-08-28 12:14 | 134.5964 | 1 | 7 | 141.5964 | 4 | U | 0.68134 | 132.5692 | 1961642.2337 | 3924.6865 | 1910-09-28 16:28 | 0 | 0 | 0 | 132.5692 | 0 | 0 | 0 | 0 | 0
Road LCOE | 5% | 2% | 0% | 0.10215 | 22.968 | $/MWh | 0.10215 | 22.968 | 0 | 24 |  |  |  |  | 8 | FB | 0.59613 | 132.9651 | 4911539.1298 | 27776.629 | 8 | DN | 0.65954 | 136.4992 | 3103806.837 | 29781.2099 | FB | 25320.8594 | 1969-04-27 20:38 | 132.9651 | 1 | 8 | 132.9651 | 4 | CX | 0.64609 | 132.4818 | 5439735.4298 | 17531.0585 | 1947-12-30 01:24 | 0 | 0 | 0 | 132.4818 | 0 | 0 | 0 | 0 | 0 | DN | 28229.3065 | 1977-04-14 07:21 | 136.4992 | 1 | 8 | 136.4992 | 4 | U | 0.68134 | 132.5692 | 1961642.2337 | 5886.3287 | 1916-02-11 07:53 | 0 | 0 | 0 | 132.5692 | 0 | 0 | 0 | 0 | 0
Other criteria | [14 empty] | 9 | D | 0.59896 | 132.9901 | 276940.2087 | 28053.5692 | 9 | AJ | 0.65917 | 133.5877 | 6013847.5351 | 35795.0574 | D | 27915.0991 | 1976-06-04 02:23 | 132.9901 | 1 | 9 | 139.9901 | 5 | U | 0.68134 | 132.5692 | 1961642.2337 | 17531.0585 | 1947-12-30 01:24 | 0 | 0 | 0 | 132.5692 | 0 | 0 | 0 | 0 | 0 | AJ | 32788.1336 | 1989-10-07 03:12 | 133.5877 | 1 | 9 | 140.5877 | 5 | AD | 0.67267 | 134.1285 | 5546556.3773 | 5886.3287 | 1916-02-11 07:53 | 0 | 0 | 0 | 134.1285 | 0 | 0 | 0 | 0 | 0
[7 empty] | 0 | 0 | [6 empty] | 10 | ET | 0.59621 | 133.057 | 6130937.8373 | 34184.507 | 10 | C | 0.65552 | 132.9575 | 204344.264 | 35999.4017 | ET | 31119.0381 | 1985-03-13 00:55 | 133.057 | 1 | 10 | 133.057 | 5 | U | 0.68134 | 132.5692 | 1961642.2337 | 19492.7007 | 1953-05-13 16:49 | 0 | 0 | 0 | 132.5692 | 0 | 0 | 0 | 0 | 0 | C | 35897.2295 | 1998-04-12 05:31 | 132.9575 | 1 | 10 | 132.9575 | 5 | AD | 0.67267 | 134.1285 | 5546556.3773 | 11432.8851 | 1931-04-19 21:14 | 0 | 0 | 0 | 134.1285 | 0 | 0 | 0 | 0 | 0
Distance to Load Centers | 15% | 15% | 15% | 0 | 100+ | km | [8 empty] | 11 | BD | 0.65052 | 133.1102 | 5418503.747 | 39603.0108 | 11 | X | 0.65361 | 135.0784 | 1012413.0463 | 37011.8147 | BD | 36893.7589 | 2001-01-02 18:13 | 133.1102 | 1 | 11 | 140.1102 | 6 | BU | 0.59388 | 132.8073 | 3168044.8596 | 19492.7007 | 1953-05-13 16:49 | 0 | 0 | 0 | 0 | 132.8073 | 0 | 0 | 0 | 0 | X | 36505.6082 | 1999-12-11 14:36 | 135.0784 | 1 | 11 | 142.0784 | 6 | EH | 0.6724 | 134.0171 | 5470731.3543 | 11432.8851 | 1931-04-19 21:14 | 0 | 0 | 0 | 134.0171 | 0 | 0 | 0 | 0 | 0
Distance to existing or proposed PV plant | 10% | 10% | 10% | 0 | 25+ | km | [8 empty] | 12 | K | 0.68419 | 133.2194 | 1015621.9276 | 40618.6327 | 12 | BD | 0.65052 | 133.1102 | 5418503.747 | 42430.3185 | K | 40110.8217 | 2009-10-24 19:43 | 133.2194 | 1 | 12 | 133.2194 | 6 | BU | 0.59388 | 132.8073 | 3168044.8596 | 22660.7456 | 1962-01-14 17:54 | 0 | 0 | 0 | 0 | 132.8073 | 0 | 0 | 0 | 0 | BD | 39721.0666 | 2008-09-30 01:36 | 133.1102 | 1 | 12 | 133.1102 | 6 | EH | 0.6724 | 134.0171 | 5470731.3543 | 16903.6164 | 1946-04-11 14:48 | 0 | 0 | 0 | 134.0171 | 0 | 0 | 0 | 0 | 0
Distance to existing or proposed geothermal plant | 5% | 5% | 5% | 0 | 25+ | km | [8 empty] | 13 | E | 0.63291 | 133.4822 | 2396073.0886 | 43014.7058 | 13 | AP | 0.64851 | 133.7413 | 5154841.3679 | 47585.1598 | E | 41816.6692 | 2014-06-26 16:04 | 133.4822 | 1 | 13 | 140.4822 | 7 | C | 0.65552 | 132.9575 | 204344.264 | 22660.7456 | 1962-01-14 17:54 | 0 | 0 | 0 | 132.9575 | 0 | 0 | 0 | 0 | 0 | AP | 45007.7391 | 2023-03-22 17:44 | 133.7413 | 1 | 13 | 140.7413 | 7 | AK | 0.66364 | 134.5964 | 9773786.6132 | 16903.6164 | 1946-04-11 14:48 | 0 | 0 | 0 | 134.5964 | 0 | 0 | 0 | 0 | 0
Distance to any existing or proposed RE technology plant (solar, wind, geothermal) | 0% | 0% | 0% | 0 | 25+ | km | [8 empty] | 14 | AJ | 0.65917 | 133.5877 | 6013847.5351 | 49028.5533 | 14 | CX | 0.64609 | 132.4818 | 5439735.4298 | 53024.8953 | AJ | 46021.6295 | 2025-12-30 15:07 | 133.5877 | 1 | 14 | 133.5877 | 7 | C | 0.65552 | 132.9575 | 204344.264 | 22865.0898 | 1962-08-07 02:09 | 0 | 0 | 0 | 132.9575 | 0 | 0 | 0 | 0 | 0 | CX | 50305.0275 | 2037-09-22 00:40 | 132.4818 | 1 | 14 | 132.4818 | 7 | AK | 0.66364 | 134.5964 | 9773786.6132 | 26677.403 | 1973-01-13 09:40 | 0 | 0 | 0 | 134.5964 | 0 | 0 | 0 | 0 | 0
Co-location Potential with CSP | 5% | 5% | 5% | 1 | 0 | binary | [8 empty] | 15 | AP | 0.64851 | 133.7413 | 5154841.3679 | 54183.3947 | 15 | EI | 0.64466 | 135.6831 | 6298571.5252 | 59323.4668 | AP | 51605.974 | 2041-04-14 23:23 | 133.7413 | 1 | 15 | 140.7413 | 8 | FB | 0.59613 | 132.9651 | 4911539.1298 | 22865.0898 | 1962-08-07 02:09 | 0 | 0 | 0 | 0 | 132.9651 | 0 | 0 | 0 | 0 | EI | 56174.181 | 2053-10-17 04:21 | 135.6831 | 1 | 15 | 142.6831 | 8 | DN | 0.65954 | 136.4992 | 3103806.837 | 26677.403 | 1973-01-13 09:40 | 0 | 0 | 0 | 136.4992 | 0 | 0 | 0 | 0 | 0
Co-location Potential with wind | 5% | 5% | 5% | 1 | 0 | binary | [8 empty] | 16 | EB | 0.58703 | 133.8321 | 3343511.4221 | 57526.9061 | 16 | M | 0.64041 | 132.4227 | 3078687.8706 | 62402.1547 | EB | 55855.1504 | 2052-12-02 03:37 | 133.8321 | 1 | 16 | 133.8321 | 8 | FB | 0.59613 | 132.9651 | 4911539.1298 | 27776.629 | 1976-01-17 15:06 | 0 | 0 | 0 | 0 | 132.9651 | 0 | 0 | 0 | 0 | M | 60862.8107 | 2066-08-18 19:27 | 132.4227 | 1 | 16 | 132.4227 | 8 | DN | 0.65954 | 136.4992 | 3103806.837 | 29781.2099 | 1981-07-14 05:02 | 0 | 0 | 0 | 136.4992 | 0 | 0 | 0 | 0 | 0
Land use land cover score | 5% | 5% | 5% | 5 | 1 | binary | [8 empty] | 17 | AT | 0.63386 | 133.9232 | 8952476.5115 | 66479.3826 | 17 | DL | 0.63701 | 134.8751 | 1127202.3261 | 63529.357 | AT | 62003.1444 | 2069-10-02 03:28 | 133.9232 | 1 | 17 | 140.9232 | 9 | D | 0.59896 | 132.9901 | 276940.2087 | 27776.629 | 1976-01-17 15:06 | 0 | 0 | 0 | 0 | 132.9901 | 0 | 0 | 0 | 0 | DL | 62965.7558 | 2072-05-21 18:08 | 134.8751 | 1 | 17 | 141.8751 | 9 | AJ | 0.65917 | 133.5877 | 6013847.5351 | 29781.2099 | 1981-07-14 05:02 | 0 | 0 | 0 | 133.5877 | 0 | 0 | 0 | 0 | 0
Population density | 5% | 5% | 5% | 0 | 100+ | ppl/km2 | [8 empty] | 18 | EH | 0.6724 | 134.0171 | 5470731.3543 | 71950.114 | 18 | Y | 0.63461 | 135.367 | 3053413.5091 | 66582.7705 | EH | 69214.7483 | 2089-06-30 17:58 | 134.0171 | 1 | 18 | 134.0171 | 9 | D | 0.59896 | 132.9901 | 276940.2087 | 28053.5692 | 1976-10-20 13:40 | 0 | 0 | 0 | 0 | 132.9901 | 0 | 0 | 0 | 0 | Y | 65056.0637 | 2078-02-10 01:32 | 135.367 | 1 | 18 | 135.367 | 9 | AJ | 0.65917 | 133.5877 | 6013847.5351 | 35795.0574 | 1997-12-31 01:23 | 0 | 0 | 0 | 133.5877 | 0 | 0 | 0 | 0 | 0
Human footprint | 5% | 5% | 5% | 100 | 0 | [9 empty] | 19 | AD | 0.67267 | 134.1285 | 5546556.3773 | 77496.6703 | 19 | AT | 0.63386 | 133.9232 | 8952476.5115 | 75535.247 | AD | 74723.3922 | 2104-07-31 09:25 | 134.1285 | 1 | 19 | 141.1285 | 10 | ET | 0.59621 | 133.057 | 6130937.8373 | 28053.5692 | 1976-10-20 13:40 | 0 | 0 | 0 | 0 | 133.057 | 0 | 0 | 0 | 0 | AT | 71059.0087 | 2094-07-19 00:13 | 133.9232 | 1 | 19 | 140.9232 | 10 | C | 0.65552 | 132.9575 | 204344.264 | 35795.0574 | 1997-12-31 01:23 | 0 | 0 | 0 | 132.9575 | 0 | 0 | 0 | 0 | 0
Slope | 5% | 5% | 5% | 0% | 5% | % | [8 empty] | 20 | CT | 0.61888 | 134.3549 | 7267108.3942 | 84763.7787 | 20 | E | 0.63291 | 133.4822 | 2396073.0886 | 77931.3201 | #N/A | 81130.2245 | #N/A | 134.3549 | 1 | 20 | 134.3549 | 10 | ET | 0.59621 | 133.057 | 6130937.8373 | 34184.507 | 1993-08-03 12:10 | 0 | 0 | 0 | 0 | 133.057 | 0 | 0 | 0 | 0 | E | 76733.2835 | 2110-01-31 06:48 | 133.4822 | 1 | 20 | 133.4822 | 10 | C | 0.65552 | 132.9575 | 204344.264 | 35999.4017 | 1998-07-23 09:38 | 0 | 0 | 0 | 132.9575 | 0 | 0 | 0 | 0 | 0
Total weight (should equal 100%) | 100% |  | 100% | [11 empty] | 21 | BL | 0.5716 | 134.3629 | 1224174.9047 | 85987.9536 | 21 | BA | 0.62481 | 136.6516 | 6784399.2447 | 84715.7193 | #N/A | 85375.8662 | #N/A | 134.3629 | 1 | 21 | 141.3629 | 11 | BD | 0.65052 | 133.1102 | 5418503.747 | 34184.507 | 1993-08-03 12:10 | 0 | 0 | 0 | 133.1102 | 0 | 0 | 0 | 0 | 0 | #N/A | 81323.5197 | #N/A | 136.6516 | 1 | 21 | 143.6516 | 11 | X | 0.65361 | 135.0784 | 1012413.0463 | 35999.4017 | 1998-07-23 09:38 | 0 | 0 | 0 | 135.0784 | 0 | 0 | 0 | 0 | 0
Filters | [14 empty] | 22 | EQ | 0.5797 | 134.3743 | 4921945.8138 | 90909.8995 | 22 | EA | 0.61993 | 137.6164 | 2365377.2866 | 87081.0966 | #N/A | 88448.9265 | #N/A | 134.3743 | 1 | 22 | 134.3743 | 11 | BD | 0.65052 | 133.1102 | 5418503.747 | 39603.0108 | 2008-06-04 00:15 | 0 | 0 | 0 | 133.1102 | 0 | 0 | 0 | 0 | 0 | #N/A | 85898.408 | #N/A | 137.6164 | 1 | 22 | 137.6164 | 11 | X | 0.65361 | 135.0784 | 1012413.0463 | 37011.8147 | 2001-04-30 19:33 | 0 | 0 | 0 | 135.0784 | 0 | 0 | 0 | 0 | 0
Number of projects per zone that are within 10km of a freshwater surface water body (greater than or equal to) | 0 | [13 empty] | 23 | EV | 0.60068 | 134.4941 | 4600055.8755 | 95509.9553 | 23 | CT | 0.61888 | 134.3549 | 7267108.3942 | 94348.205 | #N/A | 93209.9274 | #N/A | 134.4941 | 1 | 23 | 141.4941 | 12 | K | 0.68419 | 133.2194 | 1015621.9276 | 39603.0108 | 2008-06-04 00:15 | 0 | 0 | 0 | 133.2194 | 0 | 0 | 0 | 0 | 0 | #N/A | 90714.6508 | #N/A | 134.3549 | 1 | 23 | 141.3549 | 12 | BD | 0.65052 | 133.1102 | 5418503.747 | 37011.8147 | 2001-04-30 19:33 | 0 | 0 | 0 | 133.1102 | 0 | 0 | 0 | 0 | 0
[15 empty] | 24 | DK | 0.55643 | 134.5172 | 2028440.3491 | 97538.3957 | 24 | DY | 0.61641 | 137.6374 | 3057875.7403 | 97406.0808 | #N/A | 96524.1755 | #N/A | 134.5172 | 1 | 24 | 134.5172 | 12 | K | 0.68419 | 133.2194 | 1015621.9276 | 40618.6327 | 2011-03-16 15:11 | 0 | 0 | 0 | 133.2194 | 0 | 0 | 0 | 0 | 0 | #N/A | 95877.1429 | #N/A | 137.6374 | 1 | 24 | 137.6374 | 12 | BD | 0.65052 | 133.1102 | 5418503.747 | 42430.3185 | 2016-03-01 07:39 | 0 | 0 | 0 | 133.1102 | 0 | 0 | 0 | 0 | 0
SUPPLY CURVE OUTPUT | [7 empty] | ZONE RANKINGS | [6 empty] | 25 | AK | 0.66364 | 134.5964 | 9773786.6132 | 107312.1823 | 25 | CS | 0.61473 | 134.972 | 4773513.676 | 102179.5944 | #N/A | 102425.289 | #N/A | 134.5964 | 1 | 25 | 141.5964 | 13 | E | 0.63291 | 133.4822 | 2396073.0886 | 40618.6327 | 2011-03-16 15:11 | 0 | 0 | 0 | 133.4822 | 0 | 0 | 0 | 0 | 0 | #N/A | 99792.8376 | #N/A | 134.972 | 1 | 25 | 141.972 | 13 | AP | 0.64851 | 133.7413 | 5154841.3679 | 42430.3185 | 2016-03-01 07:39 | 0 | 0 | 0 | 133.7413 | 0 | 0 | 0 | 0 | 0
[8 empty] | Rank | By total LCOE |  |  | By cumulative score |  |  | 26 | EF | 0.56661 | 134.6694 | 2732153.7223 | 110044.336 | 26 | DA | 0.61346 | 134.7262 | 2856771.497 | 105036.3659 | #N/A | 108678.2592 | #N/A | 134.6694 | 1 | 26 | 134.6694 | 13 | E | 0.63291 | 133.4822 | 2396073.0886 | 43014.7058 | 2017-10-06 16:56 | 0 | 0 | 0 | 133.4822 | 0 | 0 | 0 | 0 | 0 | #N/A | 103607.9802 | #N/A | 134.7262 | 1 | 26 | 134.7262 | 13 | AP | 0.64851 | 133.7413 | 5154841.3679 | 47585.1598 | 2030-04-12 03:50 | 0 | 0 | 0 | 133.7413 | 0 | 0 | 0 | 0 | 0
[9 empty] | Zone ID | Total LCOE ($/MWh) | Discounted Generation Potential (GWh) | Zone ID | Cumulative zone score | Discounted Generation Potential (GWh) | 27 | FH | 0.6128 | 134.6896 | 4740365.1101 | 114784.7011 | 27 | FH | 0.6128 | 134.6896 | 4740365.1101 | 109776.731 | #N/A | 112414.5186 | #N/A | 134.6896 | 1 | 27 | 141.6896 | 14 | AJ | 0.65917 | 133.5877 | 6013847.5351 | 43014.7058 | 2017-10-06 16:56 | 0 | 0 | 0 | 133.5877 | 0 | 0 | 0 | 0 | 0 | #N/A | 107406.5485 | #N/A | 134.6896 | 1 | 27 | 141.6896 | 14 | CX | 0.64609 | 132.4818 | 5439735.4298 | 47585.1598 | 2030-04-12 03:50 | 0 | 0 | 0 | 132.4818 | 0 | 0 | 0 | 0 | 0
[8 empty] | 1 | BV | 131.7139 | 3350.9434 | DZ | 0.69192 | 1705.2695 | 28 | A | 0.61069 | 134.7143 | 1404141.5696 | 116188.8427 | 28 | AI | 0.61175 | 136.1969 | 4512673.8744 | 114289.4049 | #N/A | 115486.7719 | #N/A | 134.7143 | 1 | 28 | 134.7143 | 14 | AJ | 0.65917 | 133.5877 | 6013847.5351 | 49028.5533 | 2034-03-25 13:17 | 0 | 0 | 0 | 133.5877 | 0 | 0 | 0 | 0 | 0 | #N/A | 112033.068 | #N/A | 136.1969 | 1 | 28 | 136.1969 | 14 | CX | 0.64609 | 132.4818 | 5439735.4298 | 53024.8953 | 2045-03-03 21:29 | 0 | 0 | 0 | 132.4818 | 0 | 0 | 0 | 0 | 0
[8 empty] | 2 | M | 132.4227 | 3078.6879 | J | 0.68582 | 1203.7951 | 29 | DA | 0.61346 | 134.7262 | 2856771.497 | 119045.6142 | 29 | AG | 0.61098 | 135.2691 | 4578953.4336 | 118868.3584 | #N/A | 117617.2284 | #N/A | 134.7262 | 1 | 29 | 141.7262 | 15 | AP | 0.64851 | 133.7413 | 5154841.3679 | 49028.5533 | 2034-03-25 13:17 | 0 | 0 | 0 | 133.7413 | 0 | 0 | 0 | 0 | 0 | #N/A | 116578.8816 | #N/A | 135.2691 | 1 | 29 | 142.2691 | 15 | EI | 0.64466 | 135.6831 | 6298571.5252 | 53024.8953 | 2045-03-03 21:29 | 0 | 0 | 0 | 135.6831 | 0 | 0 | 0 | 0 | 0
[8 empty] | 3 | BQ | 132.4398 | 5661.6918 | K | 0.68419 | 1015.6219 | 30 | DZ | 0.69192 | 134.8737 | 1705269.4518 | 120750.8836 | 30 | A | 0.61069 | 134.7143 | 1404141.5696 | 120272.4999 | #N/A | 119898.2489 | #N/A | 134.8737 | 1 | 30 | 134.8737 | 15 | AP | 0.64851 | 133.7413 | 5154841.3679 | 54183.3947 | 2048-05-05 09:28 | 0 | 0 | 0 | 133.7413 | 0 | 0 | 0 | 0 | 0 | #N/A | 119570.4291 | #N/A | 134.7143 | 1 | 30 | 134.7143 | 15 | EI | 0.64466 | 135.6831 | 6298571.5252 | 59323.4668 | 2062-06-01 11:12 | 0 | 0 | 0 | 135.6831 | 0 | 0 | 0 | 0 | 0
[8 empty] | 4 | CX | 132.4818 | 5439.7354 | U | 0.68134 | 1961.6422 | 31 | DL | 0.63701 | 134.8751 | 1127202.3261 | 121878.086 | 31 | BV | 0.60931 | 131.7139 | 3350943.4094 | 123623.4433 | #N/A | 121314.4848 | #N/A | 134.8751 | 1 | 31 | 141.8751 | 16 | EB | 0.58703 | 133.8321 | 3343511.4221 | 54183.3947 | 2048-05-05 09:28 | 0 | 0 | 0 | 0 | 133.8321 | 0 | 0 | 0 | 0 | #N/A | 121947.9716 | #N/A | 131.7139 | 1 | 31 | 138.7139 | 16 | M | 0.64041 | 132.4227 | 3078687.8706 | 59323.4668 | 2062-06-01 11:12 | 0 | 0 | 0 | 132.4227 | 0 | 0 | 0 | 0 | 0
[8 empty] | 5 | U | 132.5692 | 1961.6422 | AD | 0.67267 | 5546.5564 | 32 | J | 0.68582 | 134.8807 | 1203795.0781 | 123081.881 | 32 | FL | 0.6091 | 136.2906 | 7533065.2731 | 131156.5086 | #N/A | 122479.9835 | #N/A | 134.8807 | 1 | 32 | 134.8807 | 16 | EB | 0.58703 | 133.8321 | 3343511.4221 | 57526.9061 | 2057-06-30 21:45 | 0 | 0 | 0 | 0 | 133.8321 | 0 | 0 | 0 | 0 | #N/A | 127389.976 | #N/A | 136.2906 | 1 | 32 | 136.2906 | 16 | M | 0.64041 | 132.4227 | 3078687.8706 | 62402.1547 | 2070-11-05 03:43 | 0 | 0 | 0 | 132.4227 | 0 | 0 | 0 | 0 | 0
[8 empty] | 6 | BU | 132.8073 | 3168.0449 | EH | 0.6724 | 5470.7314 | 33 | CS | 0.61473 | 134.972 | 4773513.676 | 127855.3947 | 33 | ED | 0.60588 | 136.11 | 1827609.5459 | 132984.1181 | #N/A | 125468.6379 | #N/A | 134.972 | 1 | 33 | 141.972 | 17 | AT | 0.63386 | 133.9232 | 8952476.5115 | 57526.9061 | 2057-06-30 21:45 | 0 | 0 | 0 | 133.9232 | 0 | 0 | 0 | 0 | 0 | #N/A | 132070.3134 | #N/A | 136.11 | 1 | 33 | 143.11 | 17 | DL | 0.63701 | 134.8751 | 1127202.3261 | 62402.1547 | 2070-11-05 03:43 | 0 | 0 | 0 | 134.8751 | 0 | 0 | 0 | 0 | 0
[8 empty] | 7 | C | 132.9575 | 204.3443 | AK | 0.66364 | 9773.7866 | 34 | X | 0.65361 | 135.0784 | 1012413.0463 | 128867.8078 | 34 | BQ | 0.60147 | 132.4398 | 5661691.7697 | 138645.8099 | #N/A | 128361.6012 | #N/A | 135.0784 | 1 | 34 | 135.0784 | 17 | AT | 0.63386 | 133.9232 | 8952476.5115 | 66479.3826 | 2082-01-03 09:11 | 0 | 0 | 0 | 133.9232 | 0 | 0 | 0 | 0 | 0 | #N/A | 135814.964 | #N/A | 132.4398 | 1 | 34 | 132.4398 | 17 | DL | 0.63701 | 134.8751 | 1127202.3261 | 63529.357 | 2073-12-06 08:34 | 0 | 0 | 0 | 134.8751 | 0 | 0 | 0 | 0 | 0
[8 empty] | 8 | FB | 132.9651 | 4911.5391 | DN | 0.65954 | 3103.8068 | 35 | BC | 0.57894 | 135.2115 | 4006812.0794 | 132874.6199 | 35 | EV | 0.60068 | 134.4941 | 4600055.8755 | 143245.8658 | #N/A | 130871.2138 | #N/A | 135.2115 | 1 | 35 | 142.2115 | 18 | EH | 0.6724 | 134.0171 | 5470731.3543 | 66479.3826 | 2082-01-03 09:11 | 0 | 0 | 0 | 134.0171 | 0 | 0 | 0 | 0 | 0 | #N/A | 140945.8379 | #N/A | 134.4941 | 1 | 35 | 141.4941 | 18 | Y | 0.63461 | 135.367 | 3053413.5091 | 63529.357 | 2073-12-06 08:34 | 0 | 0 | 0 | 135.367 | 0 | 0 | 0 | 0 | 0
[8 empty] | 9 | D | 132.9901 | 276.9402 | AJ | 0.65917 | 6013.8475 | 36 | AG | 0.61098 | 135.2691 | 4578953.4336 | 137453.5733 | 36 | D | 0.59896 | 132.9901 | 276940.2087 | 143522.806 | #N/A | 135164.0966 | #N/A | 135.2691 | 1 | 36 | 135.2691 | 18 | EH | 0.6724 | 134.0171 | 5470731.3543 | 71950.114 | 2096-12-26 02:44 | 0 | 0 | 0 | 134.0171 | 0 | 0 | 0 | 0 | 0 | #N/A | 143384.3359 | #N/A | 132.9901 | 1 | 36 | 132.9901 | 18 | Y | 0.63461 | 135.367 | 3053413.5091 | 66582.7705 | 2082-04-16 18:30 | 0 | 0 | 0 | 135.367 | 0 | 0 | 0 | 0 | 0
[8 empty] | 10 | ET | 133.057 | 6130.9378 | C | 0.65552 | 204.3443 | 37 | CA | 0.55946 | 135.3244 | 7067085.2107 | 144520.6585 | 37 | EM | 0.59853 | 138.8389 | 4871598.4215 | 148394.4044 | #N/A | 140987.1159 | #N/A | 135.3244 | 1 | 37 | 142.3244 | 19 | AD | 0.67267 | 134.1285 | 5546556.3773 | 71950.114 | 2096-12-26 02:44 | 0 | 0 | 0 | 134.1285 | 0 | 0 | 0 | 0 | 0 | #N/A | 145958.6052 | #N/A | 138.8389 | 1 | 37 | 145.8389 | 19 | AT | 0.63386 | 133.9232 | 8952476.5115 | 66582.7705 | 2082-04-16 18:30 | 0 | 0 | 0 | 133.9232 | 0 | 0 | 0 | 0 | 0
[8 empty] | 11 | BD | 133.1102 | 5418.5037 | X | 0.65361 | 1012.413 | 38 | Y | 0.63461 | 135.367 | 3053413.5091 | 147574.072 | 38 | ET | 0.59621 | 133.057 | 6130937.8373 | 154525.3423 | #N/A | 146047.3653 | #N/A | 135.367 | 1 | 38 | 135.367 | 19 | AD | 0.67267 | 134.1285 | 5546556.3773 | 77496.6703 | 2112-03-04 16:05 | 0 | 0 | 0 | 134.1285 | 0 | 0 | 0 | 0 | 0 | #N/A | 151459.8733 | #N/A | 133.057 | 1 | 38 | 133.057 | 19 | AT | 0.63386 | 133.9232 | 8952476.5115 | 75535.247 | 2106-10-21 05:56 | 0 | 0 | 0 | 133.9232 | 0 | 0 | 0 | 0 | 0
[8 empty] | 12 | K | 133.2194 | 1015.6219 | BD | 0.65052 | 5418.5037 | 39 | V | 0.59343 | 135.5521 | 1122885.3515 | 148696.9574 | 39 | FB | 0.59613 | 132.9651 | 4911539.1298 | 159436.8814 | #N/A | 148135.5147 | #N/A | 135.5521 | 1 | 39 | 142.5521 | 20 | CT | 0.61888 | 134.3549 | 7267108.3942 | 77496.6703 | 2112-03-04 16:05 | 0 | 0 | 0 | 134.3549 | 0 | 0 | 0 | 0 | 0 | #N/A | 156981.1118 | #N/A | 132.9651 | 1 | 39 | 139.9651 | 20 | E | 0.63291 | 133.4822 | 2396073.0886 | 75535.247 | 2106-10-21 05:56 | 0 | 0 | 0 | 133.4822 | 0 | 0 | 0 | 0 | 0
[8 empty] | 13 | E | 133.4822 | 2396.0731 | AP | 0.64851 | 5154.8414 | 40 | EI | 0.64466 | 135.6831 | 6298571.5252 | 154995.5289 | 40 | DU | 0.59511 | 138.4038 | 2098344.8326 | 161535.2262 | #N/A | 151846.2431 | #N/A | 135.6831 | 1 | 40 | 135.6831 | 20 | CT | 0.61888 | 134.3549 | 7267108.3942 | 84763.7787 | #N/A | #N/A | #N/A | #N/A | #N/A | #N/A | #N/A | #N/A | #N/A | #N/A | #N/A | 160486.0538 | #N/A | 138.4038 | 1 | 40 | 138.4038 | 20 | E | 0.63291 | 133.4822 | 2396073.0886 | 77931.3201 | 2113-05-13 07:41 | 0 | 0 | 0 | 133.4822 | 0 | 0 | 0 | 0 | 0
[8 empty] | 14 | AJ | 133.5877 | 6013.8475 | CX | 0.64609 | 5439.7354 | 41 | CF | 0.55016 | 135.7842 | 3252874.6692 | 158248.4036 | 41 | BU | 0.59388 | 132.8073 | 3168044.8596 | 164703.2711 | #N/A | 156621.9662 | #N/A | 135.7842 | 1 | 41 | 142.7842 | 21 | BL | 0.5716 | 134.3629 | 1224174.9047 | 84763.7787 | #N/A | #N/A | #N/A | #N/A | #N/A | #N/A | #N/A | #N/A | #N/A | #N/A | #N/A | 163119.2487 | #N/A | 132.8073 | 1 | 41 | 139.8073 | 21 | BA | 0.62481 | 136.6516 | 6784399.2447 | 77931.3201 | 2113-05-13 07:41 | 0 | 0 | 0 | 136.6516 | 0 | 0 | 0 | 0 | 0
[8 empty] | 15 | AP | 133.7413 | 5154.8414 | EI | 0.64466 | 6298.5715 | 42 | ED | 0.60588 | 136.11 | 1827609.5459 | 160076.0131 | 42 | V | 0.59343 | 135.5521 | 1122885.3515 | 165826.1564 | #N/A | 159162.2083 | #N/A | 136.11 | 1 | 42 | 136.11 | 21 | BL | 0.5716 | 134.3629 | 1224174.9047 | 85987.9536 | #N/A | #N/A | #N/A | #N/A | #N/A | #N/A | #N/A | #N/A | #N/A | #N/A | #N/A | 165264.7138 | #N/A | 135.5521 | 1 | 42 | 135.5521 | 21 | BA | 0.62481 | 136.6516 | 6784399.2447 | 84715.7193 | #N/A | #N/A | #N/A | #N/A | #N/A | #N/A | #N/A | #N/A | #N/A | #N/A
[8 empty] | 16 | EB | 133.8321 | 3343.5114 | M | 0.64041 | 3078.6879 | 43 | B | 0.55132 | 136.1263 | 261707.8189 | 160337.7209 | 43 | L | 0.59298 | 138.3096 | 1007180.668 | 166833.3371 | #N/A | 160206.867 | #N/A | 136.1263 | 1 | 43 | 143.1263 | 22 | EQ | 0.5797 | 134.3743 | 4921945.8138 | 85987.9536 | #N/A | #N/A | #N/A | #N/A | #N/A | #N/A | #N/A | #N/A | #N/A | #N/A | #N/A | 166329.7468 | #N/A | 138.3096 | 1 | 43 | 145.3096 | 22 | EA | 0.61993 | 137.6164 | 2365377.2866 | 84715.7193 | #N/A | #N/A | #N/A | #N/A | #N/A | #N/A | #N/A | #N/A | #N/A | #N/A
[8 empty] | 17 | AT | 133.9232 | 8952.4765 | DL | 0.63701 | 1127.2023 | 44 | FI | 0.58533 | 136.1799 | 6112866.9191 | 166450.5878 | 44 | DM | 0.59079 | 139.1443 | 2311229.3474 | 169144.5665 | #N/A | 163394.1544 | #N/A | 136.1799 | 1 | 44 | 136.1799 | 22 | EQ | 0.5797 | 134.3743 | 4921945.8138 | 90909.8995 | #N/A | #N/A | #N/A | #N/A | #N/A | #N/A | #N/A | #N/A | #N/A | #N/A | #N/A | 167988.9518 | #N/A | 139.1443 | 1 | 44 | 139.1443 | 22 | EA | 0.61993 | 137.6164 | 2365377.2866 | 87081.0966 | #N/A | #N/A | #N/A | #N/A | #N/A | #N/A | #N/A | #N/A | #N/A | #N/A
[8 empty] | 18 | EH | 134.0171 | 5470.7314 | Y | 0.63461 | 3053.4135 | 45 | AI | 0.61175 | 136.1969 | 4512673.8744 | 170963.2617 | 45 | DO | 0.58838 | 137.9964 | 3532640.7278 | 172677.2072 | #N/A | 168706.9248 | #N/A | 136.1969 | 1 | 45 | 143.1969 | 23 | EV | 0.60068 | 134.4941 | 4600055.8755 | 90909.8995 | #N/A | #N/A | #N/A | #N/A | #N/A | #N/A | #N/A | #N/A | #N/A | #N/A | #N/A | 170910.8868 | #N/A | 137.9964 | 1 | 45 | 144.9964 | 23 | CT | 0.61888 | 134.3549 | 7267108.3942 | 87081.0966 | #N/A | #N/A | #N/A | #N/A | #N/A | #N/A | #N/A | #N/A | #N/A | #N/A
[8 empty] | 19 | AD | 134.1285 | 5546.5564 | AT | 0.63386 | 8952.4765 | 46 | DF | 0.54239 | 136.2849 | 6772155.5975 | 177735.4173 | 46 | EB | 0.58703 | 133.8321 | 3343511.4221 | 176020.7186 | #N/A | 174349.3395 | #N/A | 136.2849 | 1 | 46 | 136.2849 | 23 | EV | 0.60068 | 134.4941 | 4600055.8755 | 95509.9553 | #N/A | #N/A | #N/A | #N/A | #N/A | #N/A | #N/A | #N/A | #N/A | #N/A | #N/A | 174348.9629 | #N/A | 133.8321 | 1 | 46 | 133.8321 | 23 | CT | 0.61888 | 134.3549 | 7267108.3942 | 94348.205 | #N/A | #N/A | #N/A | #N/A | #N/A | #N/A | #N/A | #N/A | #N/A | #N/A
[8 empty] | 20 | CT | 134.3549 | 7267.1084 | E | 0.63291 | 2396.0731 | 47 | FL | 0.6091 | 136.2906 | 7533065.2731 | 185268.4826 | 47 | FI | 0.58533 | 136.1799 | 6112866.9191 | 182133.5855 | #N/A | 181501.9499 | #N/A | 136.2906 | 1 | 47 | 143.2906 | 24 | DK | 0.55643 | 134.5172 | 2028440.3491 | 95509.9553 | #N/A | #N/A | #N/A | #N/A | #N/A | #N/A | #N/A | #N/A | #N/A | #N/A | #N/A | 179077.1521 | #N/A | 136.1799 | 1 | 47 | 143.1799 | 24 | DY | 0.61641 | 137.6374 | 3057875.7403 | 94348.205 | #N/A | #N/A | #N/A | #N/A | #N/A | #N/A | #N/A | #N/A | #N/A | #N/A
[8 empty] | 21 | BL | 134.3629 | 1224.1749 | BA | 0.62481 | 6784.3992 | 48 | BZ | 0.54672 | 136.3192 | 14610537.4472 | 199879.02 | 48 | EG | 0.58449 | 140.257 | 1413910.6679 | 183547.4962 | #N/A | 192573.7513 | #N/A | 136.3192 | 0 | 0 | 136.3192 | 24 | DK | 0.55643 | 134.5172 | 2028440.3491 | 97538.3957 | #N/A | #N/A | #N/A | #N/A | #N/A | #N/A | #N/A | #N/A | #N/A | #N/A | #N/A | 182840.5409 | #N/A | 140.257 | 1 | 48 | 140.257 | 24 | DY | 0.61641 | 137.6374 | 3057875.7403 | 97406.0808 | #N/A | #N/A | #N/A | #N/A | #N/A | #N/A | #N/A | #N/A | #N/A | #N/A
[8 empty] | 22 | EQ | 134.3743 | 4921.9458 | EA | 0.61993 | 2365.3773 | 49 | DN | 0.65954 | 136.4992 | 3103806.837 | 202982.8269 | 49 | H | 0.58377 | 136.8941 | 3537658.5398 | 187085.1547 | #N/A | 201430.9234 | #N/A | 136.4992 | 0 | 0 | 136.4992 | 25 | AK | 0.66364 | 134.5964 | 9773786.6132 | 97538.3957 | #N/A | #N/A | #N/A | #N/A | #N/A | #N/A | #N/A | #N/A | #N/A | #N/A | #N/A | 185316.3255 | #N/A | 136.8941 | 1 | 49 | 143.8941 | 25 | CS | 0.61473 | 134.972 | 4773513.676 | 97406.0808 | #N/A | #N/A | #N/A | #N/A | #N/A | #N/A | #N/A | #N/A | #N/A | #N/A
[8 empty] | 23 | EV | 134.4941 | 4600.0559 | CT | 0.61888 | 7267.1084 | 50 | BY | 0.54369 | 136.5784 | 4802547.2169 | 207785.3741 | 50 | FQ | 0.58331 | 137.0623 | 5106853.6855 | 192192.0084 | #N/A | 205384.1005 | #N/A | 136.5784 | 1 | 1 | 143.5784 | 25 | AK | 0.66364 | 134.5964 | 9773786.6132 | 107312.1823 | #N/A | #N/A | #N/A | #N/A | #N/A | #N/A | #N/A | #N/A | #N/A | #N/A | #N/A | 189638.5816 | #N/A | 137.0623 | 1 | 50 | 137.0623 | 25 | CS | 0.61473 | 134.972 | 4773513.676 | 102179.5944 | #N/A | #N/A | #N/A | #N/A | #N/A | #N/A | #N/A | #N/A | #N/A | #N/A
[8 empty] | 24 | DK | 134.5172 | 2028.4403 | DY | 0.61641 | 3057.8757 | 51 | EL | 0.57035 | 136.5815 | 7747227.3556 | 215532.6014 | 51 | CN | 0.58291 | 137.181 | 2207314.3731 | 194399.3228 | #N/A | 211658.9878 | #N/A | 136.5815 | 1 | 2 | 136.5815 | 26 | EF | 0.56661 | 134.6694 | 2732153.7223 | 107312.1823 | #N/A | #N/A | #N/A | #N/A | #N/A | #N/A | #N/A | #N/A | #N/A | #N/A | #N/A | 193295.6656 | #N/A | 137.181 | 1 | 51 | 144.181 | 26 | DA | 0.61346 | 134.7262 | 2856771.497 | 102179.5944 | #N/A | #N/A | #N/A | #N/A | #N/A | #N/A | #N/A | #N/A | #N/A | #N/A
[8 empty] | 25 | AK | 134.5964 | 9773.7866 | CS | 0.61473 | 4773.5137 | 52 | DW | 0.56164 | 136.597 | 1770352.8923 | 217302.9543 | 52 | EX | 0.58118 | 137.5572 | 5183616.4651 | 199582.9393 | #N/A | 216417.7779 | #N/A | 136.597 | 1 | 3 | 143.597 | 26 | EF | 0.56661 | 134.6694 | 2732153.7223 | 110044.336 | #N/A | #N/A | #N/A | #N/A | #N/A | #N/A | #N/A | #N/A | #N/A | #N/A | #N/A | 196991.131 | #N/A | 137.5572 | 1 | 52 | 137.5572 | 26 | DA | 0.61346 | 134.7262 | 2856771.497 | 105036.3659 | #N/A | #N/A | #N/A | #N/A | #N/A | #N/A | #N/A | #N/A | #N/A | #N/A
[8 empty] | 26 | EF | 134.6694 | 2732.1537 | DA | 0.61346 | 2856.7715 | 53 | DE | 0.50695 | 136.6192 | 8053550.4988 | 225356.5048 | 53 | EQ | 0.5797 | 134.3743 | 4921945.8138 | 204504.8851 | #N/A | 221329.7296 | #N/A | 136.6192 | 1 | 4 | 136.6192 | 27 | FH | 0.6128 | 134.6896 | 4740365.1101 | 110044.336 | #N/A | #N/A | #N/A | #N/A | #N/A | #N/A | #N/A | #N/A | #N/A | #N/A | #N/A | 202043.9122 | #N/A | 134.3743 | 1 | 53 | 141.3743 | 27 | FH | 0.6128 | 134.6896 | 4740365.1101 | 105036.3659 | #N/A | #N/A | #N/A | #N/A | #N/A | #N/A | #N/A | #N/A | #N/A | #N/A
[8 empty] | 27 | FH | 134.6896 | 4740.3651 | FH | 0.6128 | 4740.3651 | 54 | BA | 0.62481 | 136.6516 | 6784399.2447 | 232140.9041 | 54 | BC | 0.57894 | 135.2115 | 4006812.0794 | 208511.6971 | #N/A | 228748.7044 | #N/A | 136.6516 | 1 | 5 | 143.6516 | 27 | FH | 0.6128 | 134.6896 | 4740365.1101 | 114784.7011 | #N/A | #N/A | #N/A | #N/A | #N/A | #N/A | #N/A | #N/A | #N/A | #N/A | #N/A | 206508.2911 | #N/A | 135.2115 | 1 | 54 | 135.2115 | 27 | FH | 0.6128 | 134.6896 | 4740365.1101 | 109776.731 | #N/A | #N/A | #N/A | #N/A | #N/A | #N/A | #N/A | #N/A | #N/A | #N/A
[8 empty] | 28 | A | 134.7143 | 1404.1416 | AI | 0.61175 | 4512.6739 | 55 | FE | 0.50481 | 136.7291 | 5068302.6008 | 237209.2067 | 55 | FK | 0.57804 | 137.8763 | 4106654.1993 | 212618.3513 | #N/A | 234675.0554 | #N/A | 136.7291 | 1 | 6 | 136.7291 | 28 | A | 0.61069 | 134.7143 | 1404141.5696 | 114784.7011 | #N/A | #N/A | #N/A | #N/A | #N/A | #N/A | #N/A | #N/A | #N/A | #N/A | #N/A | 210565.0242 | #N/A | 137.8763 | 1 | 55 | 144.8763 | 28 | AI | 0.61175 | 136.1969 | 4512673.8744 | 109776.731 | #N/A | #N/A | #N/A | #N/A | #N/A | #N/A | #N/A | #N/A | #N/A | #N/A
[8 empty] | 29 | DA | 134.7262 | 2856.7715 | AG | 0.61098 | 4578.9534 | 56 | BP | 0.53658 | 136.7835 | 1083971.6422 | 238293.1783 | 56 | FN | 0.57423 | 140.4569 | 5256793.1165 | 217875.1445 | #N/A | 237751.1925 | #N/A | 136.7835 | 1 | 7 | 143.7835 | 28 | A | 0.61069 | 134.7143 | 1404141.5696 | 116188.8427 | #N/A | #N/A | #N/A | #N/A | #N/A | #N/A | #N/A | #N/A | #N/A | #N/A | #N/A | 215246.7479 | #N/A | 140.4569 | 1 | 56 | 140.4569 | 28 | AI | 0.61175 | 136.1969 | 4512673.8744 | 114289.4049 | #N/A | #N/A | #N/A | #N/A | #N/A | #N/A | #N/A | #N/A | #N/A | #N/A
[8 empty] | 30 | DZ | 134.8737 | 1705.2695 | A | 0.61069 | 1404.1416 | 57 | AY | 0.55338 | 136.8038 | 4384578.7353 | 242677.7571 | 57 | BL | 0.5716 | 134.3629 | 1224174.9047 | 219099.3194 | #N/A | 240485.4677 | #N/A | 136.8038 | 1 | 8 | 136.8038 | 29 | DA | 0.61346 | 134.7262 | 2856771.497 | 116188.8427 | #N/A | #N/A | #N/A | #N/A | #N/A | #N/A | #N/A | #N/A | #N/A | #N/A | #N/A | 218487.2319 | #N/A | 134.3629 | 1 | 57 | 141.3629 | 29 | AG | 0.61098 | 135.2691 | 4578953.4336 | 114289.4049 | #N/A | #N/A | #N/A | #N/A | #N/A | #N/A | #N/A | #N/A | #N/A | #N/A
[8 empty] | 31 | DL | 134.8751 | 1127.2023 | BV | 0.60931 | 3350.9434 | 58 | DJ | 0.54061 | 136.8436 | 1943006.1004 | 244620.7632 | 58 | EL | 0.57035 | 136.5815 | 7747227.3556 | 226846.5467 | #N/A | 243649.2601 | #N/A | 136.8436 | 1 | 9 | 143.8436 | 29 | DA | 0.61346 | 134.7262 | 2856771.497 | 119045.6142 | #N/A | #N/A | #N/A | #N/A | #N/A | #N/A | #N/A | #N/A | #N/A | #N/A | #N/A | 222972.933 | #N/A | 136.5815 | 1 | 58 | 136.5815 | 29 | AG | 0.61098 | 135.2691 | 4578953.4336 | 118868.3584 | #N/A | #N/A | #N/A | #N/A | #N/A | #N/A | #N/A | #N/A | #N/A | #N/A
[8 empty] | 32 | J | 134.8807 | 1203.7951 | FL | 0.6091 | 7533.0653 | 59 | H | 0.58377 | 136.8941 | 3537658.5398 | 248158.4217 | 59 | Z | 0.57032 | 139.3665 | 5062886.3964 | 231909.4331 | #N/A | 246389.5924 | #N/A | 136.8941 | 1 | 10 | 136.8941 | 30 | DZ | 0.69192 | 134.8737 | 1705269.4518 | 119045.6142 | #N/A | #N/A | #N/A | #N/A | #N/A | #N/A | #N/A | #N/A | #N/A | #N/A | #N/A | 229377.9899 | #N/A | 139.3665 | 1 | 59 | 146.3665 | 30 | A | 0.61069 | 134.7143 | 1404141.5696 | 118868.3584 | #N/A | #N/A | #N/A | #N/A | #N/A | #N/A | #N/A | #N/A | #N/A | #N/A
[8 empty] | 33 | CS | 134.972 | 4773.5137 | ED | 0.60588 | 1827.6095 | 60 | CE | 0.53595 | 136.9638 | 5136462.0695 | 253294.8838 | 60 | ER | 0.5701 | 137.7983 | 4992956.9325 | 236902.39 | #N/A | 250726.6527 | #N/A | 136.9638 | 1 | 11 | 143.9638 | 30 | DZ | 0.69192 | 134.8737 | 1705269.4518 | 120750.8836 | #N/A | #N/A | #N/A | #N/A | #N/A | #N/A | #N/A | #N/A | #N/A | #N/A | #N/A | 234405.9116 | #N/A | 137.7983 | 1 | 60 | 137.7983 | 30 | A | 0.61069 | 134.7143 | 1404141.5696 | 120272.4999 | #N/A | #N/A | #N/A | #N/A | #N/A | #N/A | #N/A | #N/A | #N/A | #N/A
[8 empty] | 34 | X | 135.0784 | 1012.413 | BQ | 0.60147 | 5661.6918 | 61 | FQ | 0.58331 | 137.0623 | 5106853.6855 | 258401.7374 | 61 | CK | 0.56981 | 138.0557 | 2111006.1695 | 239013.3962 | #N/A | 255848.3106 | #N/A | 137.0623 | 1 | 12 | 137.0623 | 31 | DL | 0.63701 | 134.8751 | 1127202.3261 | 120750.8836 | #N/A | #N/A | #N/A | #N/A | #N/A | #N/A | #N/A | #N/A | #N/A | #N/A | #N/A | 237957.8931 | #N/A | 138.0557 | 1 | 61 | 145.0557 | 31 | BV | 0.60931 | 131.7139 | 3350943.4094 | 120272.4999 | #N/A | #N/A | #N/A | #N/A | #N/A | #N/A | #N/A | #N/A | #N/A | #N/A
[8 empty] | 35 | BC | 135.2115 | 4006.8121 | EV | 0.60068 | 4600.0559 | 62 | ES | 0.53489 | 137.0656 | 6803148.8777 | 265204.8863 | 62 | FF | 0.56902 | 138.1544 | 5641448.2269 | 244654.8444 | #N/A | 261803.3119 | #N/A | 137.0656 | 1 | 13 | 144.0656 | 31 | DL | 0.63701 | 134.8751 | 1127202.3261 | 121878.086 | #N/A | #N/A | #N/A | #N/A | #N/A | #N/A | #N/A | #N/A | #N/A | #N/A | #N/A | 241834.1203 | #N/A | 138.1544 | 1 | 62 | 138.1544 | 31 | BV | 0.60931 | 131.7139 | 3350943.4094 | 123623.4433 | #N/A | #N/A | #N/A | #N/A | #N/A | #N/A | #N/A | #N/A | #N/A | #N/A
[8 empty] | 36 | AG | 135.2691 | 4578.9534 | D | 0.59896 | 276.9402 | 63 | AR | 0.56728 | 137.1101 | 8253435.0167 | 273458.3213 | 63 | AR | 0.56728 | 137.1101 | 8253435.0167 | 252908.2795 | #N/A | 269331.6038 | #N/A | 137.1101 | 1 | 14 | 137.1101 | 32 | J | 0.68582 | 134.8807 | 1203795.0781 | 121878.086 | #N/A | #N/A | #N/A | #N/A | #N/A | #N/A | #N/A | #N/A | #N/A | #N/A | #N/A | 248781.562 | #N/A | 137.1101 | 1 | 63 | 144.1101 | 32 | FL | 0.6091 | 136.2906 | 7533065.2731 | 123623.4433 | #N/A | #N/A | #N/A | #N/A | #N/A | #N/A | #N/A | #N/A | #N/A | #N/A
[8 empty] | 37 | CA | 135.3244 | 7067.0852 | EM | 0.59853 | 4871.5984 | 64 | BR | 0.53333 | 137.1121 | 3071129.1919 | 276529.4505 | 64 | EF | 0.56661 | 134.6694 | 2732153.7223 | 255640.4332 | #N/A | 274993.8859 | #N/A | 137.1121 | 1 | 15 | 144.1121 | 32 | J | 0.68582 | 134.8807 | 1203795.0781 | 123081.881 | #N/A | #N/A | #N/A | #N/A | #N/A | #N/A | #N/A | #N/A | #N/A | #N/A | #N/A | 254274.3563 | #N/A | 134.6694 | 1 | 64 | 134.6694 | 32 | FL | 0.6091 | 136.2906 | 7533065.2731 | 131156.5086 | #N/A | #N/A | #N/A | #N/A | #N/A | #N/A | #N/A | #N/A | #N/A | #N/A
[8 empty] | 38 | Y | 135.367 | 3053.4135 | ET | 0.59621 | 6130.9378 | 65 | BT | 0.53261 | 137.1456 | 10682562.8526 | 287212.0134 | 65 | EP | 0.56266 | 137.7439 | 4939186.6955 | 260579.6199 | #N/A | 281870.732 | #N/A | 137.1456 | 1 | 16 | 137.1456 | 33 | CS | 0.61473 | 134.972 | 4773513.676 | 123081.881 | #N/A | #N/A | #N/A | #N/A | #N/A | #N/A | #N/A | #N/A | #N/A | #N/A | #N/A | 258110.0265 | #N/A | 137.7439 | 1 | 65 | 144.7439 | 33 | ED | 0.60588 | 136.11 | 1827609.5459 | 131156.5086 | #N/A | #N/A | #N/A | #N/A | #N/A | #N/A | #N/A | #N/A | #N/A | #N/A
[8 empty] | 39 | V | 135.5521 | 1122.8854 | FB | 0.59613 | 4911.5391 | 66 | CN | 0.58291 | 137.181 | 2207314.3731 | 289419.3278 | 66 | DW | 0.56164 | 136.597 | 1770352.8923 | 262349.9728 | #N/A | 288315.6706 | #N/A | 137.181 | 1 | 17 | 144.181 | 33 | CS | 0.61473 | 134.972 | 4773513.676 | 127855.3947 | #N/A | #N/A | #N/A | #N/A | #N/A | #N/A | #N/A | #N/A | #N/A | #N/A | #N/A | 261464.7963 | #N/A | 136.597 | 1 | 66 | 136.597 | 33 | ED | 0.60588 | 136.11 | 1827609.5459 | 132984.1181 | #N/A | #N/A | #N/A | #N/A | #N/A | #N/A | #N/A | #N/A | #N/A | #N/A
[8 empty] | 40 | EI | 135.6831 | 6298.5715 | DU | 0.59511 | 2098.3448 | 67 | BW | 0.5373 | 137.2331 | 1950278.6477 | 291369.6064 | 67 | CA | 0.55946 | 135.3244 | 7067085.2107 | 269417.058 | #N/A | 290394.4671 | #N/A | 137.2331 | 1 | 18 | 137.2331 | 34 | X | 0.65361 | 135.0784 | 1012413.0463 | 127855.3947 | #N/A | #N/A | #N/A | #N/A | #N/A | #N/A | #N/A | #N/A | #N/A | #N/A | #N/A | 265883.5154 | #N/A | 135.3244 | 1 | 67 | 142.3244 | 34 | BQ | 0.60147 | 132.4398 | 5661691.7697 | 132984.1181 | #N/A | #N/A | #N/A | #N/A | #N/A | #N/A | #N/A | #N/A | #N/A | #N/A
[8 empty] | 41 | CF | 135.7842 | 3252.8747 | BU | 0.59388 | 3168.0449 | 68 | EO | 0.54282 | 137.3649 | 6702520.4916 | 298072.1269 | 68 | I | 0.55709 | 137.6195 | 3426641.2869 | 272843.6993 | #N/A | 294720.8667 | #N/A | 137.3649 | 1 | 19 | 144.3649 | 34 | X | 0.65361 | 135.0784 | 1012413.0463 | 128867.8078 | #N/A | #N/A | #N/A | #N/A | #N/A | #N/A | #N/A | #N/A | #N/A | #N/A | #N/A | 271130.3786 | #N/A | 137.6195 | 1 | 68 | 137.6195 | 34 | BQ | 0.60147 | 132.4398 | 5661691.7697 | 138645.8099 | #N/A | #N/A | #N/A | #N/A | #N/A | #N/A | #N/A | #N/A | #N/A | #N/A
[8 empty] | 42 | ED | 136.11 | 1827.6095 | V | 0.59343 | 1122.8854 | 69 | FR | 0.52964 | 137.4672 | 6304815.7949 | 304376.9427 | 69 | DK | 0.55643 | 134.5172 | 2028440.3491 | 274872.1396 | #N/A | 301224.5348 | #N/A | 137.4672 | 1 | 20 | 137.4672 | 35 | BC | 0.57894 | 135.2115 | 4006812.0794 | 128867.8078 | #N/A | #N/A | #N/A | #N/A | #N/A | #N/A | #N/A | #N/A | #N/A | #N/A | #N/A | 273857.9194 | #N/A | 134.5172 | 1 | 69 | 141.5172 | 35 | EV | 0.60068 | 134.4941 | 4600055.8755 | 138645.8099 | #N/A | #N/A | #N/A | #N/A | #N/A | #N/A | #N/A | #N/A | #N/A | #N/A
[8 empty] | 43 | B | 136.1263 | 261.7078 | L | 0.59298 | 1007.1807 | 70 | BM | 0.53184 | 137.5118 | 2249986.4379 | 306626.9291 | 70 | CP | 0.55358 | 138.9059 | 2115252.7702 | 276987.3924 | #N/A | 305501.9359 | #N/A | 137.5118 | 1 | 21 | 144.5118 | 35 | BC | 0.57894 | 135.2115 | 4006812.0794 | 132874.6199 | #N/A | #N/A | #N/A | #N/A | #N/A | #N/A | #N/A | #N/A | #N/A | #N/A | #N/A | 275929.766 | #N/A | 138.9059 | 1 | 70 | 138.9059 | 35 | EV | 0.60068 | 134.4941 | 4600055.8755 | 143245.8658 | #N/A | #N/A | #N/A | #N/A | #N/A | #N/A | #N/A | #N/A | #N/A | #N/A
[8 empty] | 44 | FI | 136.1799 | 6112.8669 | DM | 0.59079 | 2311.2293 | 71 | AO | 0.54959 | 137.5161 | 4583781.9439 | 311210.7111 | 71 | DP | 0.55353 | 137.7747 | 3707398.357 | 280694.7907 | #N/A | 308918.8201 | #N/A | 137.5161 | 1 | 22 | 137.5161 | 36 | AG | 0.61098 | 135.2691 | 4578953.4336 | 132874.6199 | #N/A | #N/A | #N/A | #N/A | #N/A | #N/A | #N/A | #N/A | #N/A | #N/A | #N/A | 278841.0916 | #N/A | 137.7747 | 1 | 71 | 144.7747 | 36 | D | 0.59896 | 132.9901 | 276940.2087 | 143245.8658 | #N/A | #N/A | #N/A | #N/A | #N/A | #N/A | #N/A | #N/A | #N/A | #N/A
MAP OF ZONES | [7 empty] | 45 | AI | 136.1969 | 4512.6739 | DO | 0.58838 | 3532.6407 | 72 | EX | 0.58118 | 137.5572 | 5183616.4651 | 316394.3275 | 72 | AY | 0.55338 | 136.8038 | 4384578.7353 | 285079.3695 | #N/A | 313802.5193 | #N/A | 137.5572 | 1 | 23 | 144.5572 | 36 | AG | 0.61098 | 135.2691 | 4578953.4336 | 137453.5733 | #N/A | #N/A | #N/A | #N/A | #N/A | #N/A | #N/A | #N/A | #N/A | #N/A | #N/A | 282887.0801 | #N/A | 136.8038 | 1 | 72 | 136.8038 | 36 | D | 0.59896 | 132.9901 | 276940.2087 | 143522.806 | #N/A | #N/A | #N/A | #N/A | #N/A | #N/A | #N/A | #N/A | #N/A | #N/A
[8 empty] | 46 | DF | 136.2849 | 6772.1556 | EB | 0.58703 | 3343.5114 | 73 | EA | 0.61993 | 137.6164 | 2365377.2866 | 318759.7048 | 73 | DC | 0.55318 | 138.9247 | 7185988.5544 | 292265.358 | #N/A | 317577.0162 | #N/A | 137.6164 | 1 | 24 | 137.6164 | 37 | CA | 0.55946 | 135.3244 | 7067085.2107 | 137453.5733 | #N/A | #N/A | #N/A | #N/A | #N/A | #N/A | #N/A | #N/A | #N/A | #N/A | #N/A | 288672.3638 | #N/A | 138.9247 | 1 | 73 | 145.9247 | 37 | EM | 0.59853 | 138.8389 | 4871598.4215 | 143522.806 | #N/A | #N/A | #N/A | #N/A | #N/A | #N/A | #N/A | #N/A | #N/A | #N/A
[8 empty] | 47 | FL | 136.2906 | 7533.0653 | FI | 0.58533 | 6112.8669 | 74 | I | 0.55709 | 137.6195 | 3426641.2869 | 322186.3461 | 74 | B | 0.55132 | 136.1263 | 261707.8189 | 292527.0659 | #N/A | 320473.0255 | #N/A | 137.6195 | 1 | 25 | 144.6195 | 37 | CA | 0.55946 | 135.3244 | 7067085.2107 | 144520.6585 | #N/A | #N/A | #N/A | #N/A | #N/A | #N/A | #N/A | #N/A | #N/A | #N/A | #N/A | 292396.2119 | #N/A | 136.1263 | 1 | 74 | 136.1263 | 37 | EM | 0.59853 | 138.8389 | 4871598.4215 | 148394.4044 | #N/A | #N/A | #N/A | #N/A | #N/A | #N/A | #N/A | #N/A | #N/A | #N/A
[8 empty] | 48 | BZ | 136.3192 | 14610.5374 | EG | 0.58449 | 1413.9107 | 75 | EU | 0.47958 | 137.625 | 7629357.3023 | 329815.7034 | 75 | CF | 0.55016 | 135.7842 | 3252874.6692 | 295779.9405 | #N/A | 326001.0248 | #N/A | 137.625 | 1 | 26 | 137.625 | 38 | Y | 0.63461 | 135.367 | 3053413.5091 | 144520.6585 | #N/A | #N/A | #N/A | #N/A | #N/A | #N/A | #N/A | #N/A | #N/A | #N/A | #N/A | 294153.5032 | #N/A | 135.7842 | 1 | 75 | 142.7842 | 38 | ET | 0.59621 | 133.057 | 6130937.8373 | 148394.4044 | #N/A | #N/A | #N/A | #N/A | #N/A | #N/A | #N/A | #N/A | #N/A | #N/A
[8 empty] | 49 | DN | 136.4992 | 3103.8068 | H | 0.58377 | 3537.6585 | 76 | DY | 0.61641 | 137.6374 | 3057875.7403 | 332873.5792 | 76 | AO | 0.54959 | 137.5161 | 4583781.9439 | 300363.7225 | #N/A | 331344.6413 | #N/A | 137.6374 | 1 | 27 | 144.6374 | 38 | Y | 0.63461 | 135.367 | 3053413.5091 | 147574.072 | #N/A | #N/A | #N/A | #N/A | #N/A | #N/A | #N/A | #N/A | #N/A | #N/A | #N/A | 298071.8315 | #N/A | 137.5161 | 1 | 76 | 137.5161 | 38 | ET | 0.59621 | 133.057 | 6130937.8373 | 154525.3423 | #N/A | #N/A | #N/A | #N/A | #N/A | #N/A | #N/A | #N/A | #N/A | #N/A
[8 empty] | 50 | BY | 136.5784 | 4802.5472 | FQ | 0.58331 | 5106.8537 | 77 | AV | 0.52509 | 137.6523 | 7327646.6723 | 340201.2258 | 77 | EY | 0.54865 | 138.497 | 4883875.0892 | 305247.5976 | #N/A | 336537.4025 | #N/A | 137.6523 | 1 | 28 | 137.6523 | 39 | V | 0.59343 | 135.5521 | 1122885.3515 | 147574.072 | #N/A | #N/A | #N/A | #N/A | #N/A | #N/A | #N/A | #N/A | #N/A | #N/A | #N/A | 302805.66 | #N/A | 138.497 | 1 | 77 | 145.497 | 39 | FB | 0.59613 | 132.9651 | 4911539.1298 | 154525.3423 | #N/A | #N/A | #N/A | #N/A | #N/A | #N/A | #N/A | #N/A | #N/A | #N/A
[8 empty] | 51 | EL | 136.5815 | 7747.2274 | CN | 0.58291 | 2207.3144 | 78 | BJ | 0.48119 | 137.7092 | 2046007.0341 | 342247.2329 | 78 | CI | 0.54809 | 139.7534 | 1978639.4636 | 307226.237 | #N/A | 341224.2293 | #N/A | 137.7092 | 1 | 29 | 144.7092 | 39 | V | 0.59343 | 135.5521 | 1122885.3515 | 148696.9574 | #N/A | #N/A | #N/A | #N/A | #N/A | #N/A | #N/A | #N/A | #N/A | #N/A | #N/A | 306236.9173 | #N/A | 139.7534 | 1 | 78 | 139.7534 | 39 | FB | 0.59613 | 132.9651 | 4911539.1298 | 159436.8814 | #N/A | #N/A | #N/A | #N/A | #N/A | #N/A | #N/A | #N/A | #N/A | #N/A
[8 empty] | 52 | DW | 136.597 | 1770.3529 | EX | 0.58118 | 5183.6165 | 79 | EP | 0.56266 | 137.7439 | 4939186.6955 | 347186.4196 | 79 | BZ | 0.54672 | 136.3192 | 14610537.4472 | 321836.7745 | #N/A | 344716.8262 | #N/A | 137.7439 | 1 | 30 | 137.7439 | 40 | EI | 0.64466 | 135.6831 | 6298571.5252 | 148696.9574 | #N/A | #N/A | #N/A | #N/A | #N/A | #N/A | #N/A | #N/A | #N/A | #N/A | #N/A | 314531.5057 | #N/A | 136.3192 | 0 | 0 | 136.3192 | 40 | DU | 0.59511 | 138.4038 | 2098344.8326 | 159436.8814 | #N/A | #N/A | #N/A | #N/A | #N/A | #N/A | #N/A | #N/A | #N/A | #N/A
[8 empty] | 53 | DE | 136.6192 | 8053.5505 | EQ | 0.5797 | 4921.9458 | 80 | DP | 0.55353 | 137.7747 | 3707398.357 | 350893.8179 | 80 | R | 0.54661 | 137.9877 | 1973194.0304 | 323809.9685 | #N/A | 349040.1187 | #N/A | 137.7747 | 1 | 31 | 144.7747 | 40 | EI | 0.64466 | 135.6831 | 6298571.5252 | 154995.5289 | #N/A | #N/A | #N/A | #N/A | #N/A | #N/A | #N/A | #N/A | #N/A | #N/A | #N/A | 322823.3715 | #N/A | 137.9877 | 0 | 0 | 137.9877 | 40 | DU | 0.59511 | 138.4038 | 2098344.8326 | 161535.2262 | #N/A | #N/A | #N/A | #N/A | #N/A | #N/A | #N/A | #N/A | #N/A | #N/A
[8 empty] | 54 | BA | 136.6516 | 6784.3992 | BC | 0.57894 | 4006.8121 | 81 | ER | 0.5701 | 137.7983 | 4992956.9325 | 355886.7748 | 81 | AW | 0.54481 | 138.0766 | 4893564.0406 | 328703.5325 | #N/A | 353390.2964 | #N/A | 137.7983 | 1 | 32 | 137.7983 | 41 | CF | 0.55016 | 135.7842 | 3252874.6692 | 154995.5289 | #N/A | #N/A | #N/A | #N/A | #N/A | #N/A | #N/A | #N/A | #N/A | #N/A | #N/A | 326256.7505 | #N/A | 138.0766 | 1 | 1 | 145.0766 | 41 | BU | 0.59388 | 132.8073 | 3168044.8596 | 161535.2262 | #N/A | #N/A | #N/A | #N/A | #N/A | #N/A | #N/A | #N/A | #N/A | #N/A
[8 empty] | 55 | FE | 136.7291 | 5068.3026 | FK | 0.57804 | 4106.6542 | 82 | FK | 0.57804 | 137.8763 | 4106654.1993 | 359993.429 | 82 | AQ | 0.5446 | 137.9787 | 6629506.455 | 335333.039 | #N/A | 357940.1019 | #N/A | 137.8763 | 1 | 33 | 144.8763 | 41 | CF | 0.55016 | 135.7842 | 3252874.6692 | 158248.4036 | #N/A | #N/A | #N/A | #N/A | #N/A | #N/A | #N/A | #N/A | #N/A | #N/A | #N/A | 332018.2858 | #N/A | 137.9787 | 1 | 2 | 137.9787 | 41 | BU | 0.59388 | 132.8073 | 3168044.8596 | 164703.2711 | #N/A | #N/A | #N/A | #N/A | #N/A | #N/A | #N/A | #N/A | #N/A | #N/A
[8 empty] | 56 | BP | 136.7835 | 1083.9716 | FN | 0.57423 | 5256.7931 | 83 | O | 0.52464 | 137.9041 | 3815343.7061 | 363808.7728 | 83 | BY | 0.54369 | 136.5784 | 4802547.2169 | 340135.5862 | #N/A | 361901.1009 | #N/A | 137.9041 | 1 | 34 | 137.9041 | 42 | ED | 0.60588 | 136.11 | 1827609.5459 | 158248.4036 | #N/A | #N/A | #N/A | #N/A | #N/A | #N/A | #N/A | #N/A | #N/A | #N/A | #N/A | 337734.3126 | #N/A | 136.5784 | 1 | 3 | 143.5784 | 42 | V | 0.59343 | 135.5521 | 1122885.3515 | 164703.2711 | #N/A | #N/A | #N/A | #N/A | #N/A | #N/A | #N/A | #N/A | #N/A | #N/A
[8 empty] | 57 | AY | 136.8038 | 4384.5787 | BL | 0.5716 | 1224.1749 | 84 | DS | 0.52089 | 137.9308 | 3188129.556 | 366996.9023 | 84 | FC | 0.54355 | 138.7804 | 7012561.516 | 347148.1477 | #N/A | 365402.8375 | #N/A | 137.9308 | 1 | 35 | 144.9308 | 42 | ED | 0.60588 | 136.11 | 1827609.5459 | 160076.0131 | #N/A | #N/A | #N/A | #N/A | #N/A | #N/A | #N/A | #N/A | #N/A | #N/A | #N/A | 343641.867 | #N/A | 138.7804 | 1 | 4 | 138.7804 | 42 | V | 0.59343 | 135.5521 | 1122885.3515 | 165826.1564 | #N/A | #N/A | #N/A | #N/A | #N/A | #N/A | #N/A | #N/A | #N/A | #N/A
[8 empty] | 58 | DJ | 136.8436 | 1943.0061 | EL | 0.57035 | 7747.2274 | 85 | AQ | 0.5446 | 137.9787 | 6629506.455 | 373626.4088 | 85 | EO | 0.54282 | 137.3649 | 6702520.4916 | 353850.6682 | #N/A | 370311.6555 | #N/A | 137.9787 | 1 | 36 | 137.9787 | 43 | B | 0.55132 | 136.1263 | 261707.8189 | 160076.0131 | #N/A | #N/A | #N/A | #N/A | #N/A | #N/A | #N/A | #N/A | #N/A | #N/A | #N/A | 350499.408 | #N/A | 137.3649 | 1 | 5 | 144.3649 | 43 | L | 0.59298 | 138.3096 | 1007180.668 | 165826.1564 | #N/A | #N/A | #N/A | #N/A | #N/A | #N/A | #N/A | #N/A | #N/A | #N/A
[8 empty] | 59 | H | 136.8941 | 3537.6585 | Z | 0.57032 | 5062.8864 | 86 | DI | 0.48459 | 137.9794 | 3598530.682 | 377224.9394 | 86 | DF | 0.54239 | 136.2849 | 6772155.5975 | 360622.8238 | #N/A | 375425.6741 | #N/A | 137.9794 | 1 | 37 | 144.9794 | 43 | B | 0.55132 | 136.1263 | 261707.8189 | 160337.7209 | #N/A | #N/A | #N/A | #N/A | #N/A | #N/A | #N/A | #N/A | #N/A | #N/A | #N/A | 357236.746 | #N/A | 136.2849 | 1 | 6 | 136.2849 | 43 | L | 0.59298 | 138.3096 | 1007180.668 | 166833.3371 | #N/A | #N/A | #N/A | #N/A | #N/A | #N/A | #N/A | #N/A | #N/A | #N/A
[8 empty] | 60 | CE | 136.9638 | 5136.4621 | ER | 0.5701 | 4992.9569 | 87 | R | 0.54661 | 137.9877 | 1973194.0304 | 379198.1335 | 87 | EK | 0.54202 | 138.8768 | 5674113.0726 | 366296.9369 | #N/A | 378211.5365 | #N/A | 137.9877 | 1 | 38 | 137.9877 | 44 | FI | 0.58533 | 136.1799 | 6112866.9191 | 160337.7209 | #N/A | #N/A | #N/A | #N/A | #N/A | #N/A | #N/A | #N/A | #N/A | #N/A | #N/A | 363459.8804 | #N/A | 138.8768 | 1 | 7 | 145.8768 | 44 | DM | 0.59079 | 139.1443 | 2311229.3474 | 166833.3371 | #N/A | #N/A | #N/A | #N/A | #N/A | #N/A | #N/A | #N/A | #N/A | #N/A
[8 empty] | 61 | FQ | 137.0623 | 5106.8537 | CK | 0.56981 | 2111.0062 | 88 | DO | 0.58838 | 137.9964 | 3532640.7278 | 382730.7742 | 88 | DJ | 0.54061 | 136.8436 | 1943006.1004 | 368239.943 | #N/A | 380964.4538 | #N/A | 137.9964 | 1 | 39 | 144.9964 | 44 | FI | 0.58533 | 136.1799 | 6112866.9191 | 166450.5878 | #N/A | #N/A | #N/A | #N/A | #N/A | #N/A | #N/A | #N/A | #N/A | #N/A | #N/A | 367268.4399 | #N/A | 136.8436 | 1 | 8 | 136.8436 | 44 | DM | 0.59079 | 139.1443 | 2311229.3474 | 169144.5665 | #N/A | #N/A | #N/A | #N/A | #N/A | #N/A | #N/A | #N/A | #N/A | #N/A
[8 empty] | 62 | ES | 137.0656 | 6803.1489 | FF | 0.56902 | 5641.4482 | 89 | CK | 0.56981 | 138.0557 | 2111006.1695 | 384841.7804 | 89 | FG | 0.53943 | 140.6426 | 6087706.1269 | 374327.6491 | #N/A | 383786.2773 | #N/A | 138.0557 | 1 | 40 | 138.0557 | 45 | AI | 0.61175 | 136.1969 | 4512673.8744 | 166450.5878 | #N/A | #N/A | #N/A | #N/A | #N/A | #N/A | #N/A | #N/A | #N/A | #N/A | #N/A | 371283.7961 | #N/A | 140.6426 | 1 | 9 | 147.6426 | 45 | DO | 0.58838 | 137.9964 | 3532640.7278 | 169144.5665 | #N/A | #N/A | #N/A | #N/A | #N/A | #N/A | #N/A | #N/A | #N/A | #N/A
[8 empty] | 63 | AR | 137.1101 | 8253.435 | AR | 0.56728 | 8253.435 | 90 | AW | 0.54481 | 138.0766 | 4893564.0406 | 389735.3444 | 90 | CM | 0.53869 | 140.3976 | 2519810.5267 | 376847.4596 | #N/A | 387288.5624 | #N/A | 138.0766 | 1 | 41 | 145.0766 | 45 | AI | 0.61175 | 136.1969 | 4512673.8744 | 170963.2617 | #N/A | #N/A | #N/A | #N/A | #N/A | #N/A | #N/A | #N/A | #N/A | #N/A | #N/A | 375587.5544 | #N/A | 140.3976 | 1 | 10 | 140.3976 | 45 | DO | 0.58838 | 137.9964 | 3532640.7278 | 172677.2072 | #N/A | #N/A | #N/A | #N/A | #N/A | #N/A | #N/A | #N/A | #N/A | #N/A
[8 empty] | 64 | BR | 137.1121 | 3071.1292 | EF | 0.56661 | 2732.1537 | 91 | AN | 0.53636 | 138.1182 | 6024461.5796 | 395759.806 | 91 | BW | 0.5373 | 137.2331 | 1950278.6477 | 378797.7383 | #N/A | 392747.5752 | #N/A | 138.1182 | 1 | 42 | 138.1182 | 46 | DF | 0.54239 | 136.2849 | 6772155.5975 | 170963.2617 | #N/A | #N/A | #N/A | #N/A | #N/A | #N/A | #N/A | #N/A | #N/A | #N/A | #N/A | 377822.599 | #N/A | 137.2331 | 1 | 11 | 144.2331 | 46 | EB | 0.58703 | 133.8321 | 3343511.4221 | 172677.2072 | #N/A | #N/A | #N/A | #N/A | #N/A | #N/A | #N/A | #N/A | #N/A | #N/A
[8 empty] | 65 | BT | 137.1456 | 10682.5629 | EP | 0.56266 | 4939.1867 | 92 | FF | 0.56902 | 138.1544 | 5641448.2269 | 401401.2542 | 92 | BP | 0.53658 | 136.7835 | 1083971.6422 | 379881.7099 | #N/A | 398580.5301 | #N/A | 138.1544 | 1 | 43 | 145.1544 | 46 | DF | 0.54239 | 136.2849 | 6772155.5975 | 177735.4173 | #N/A | #N/A | #N/A | #N/A | #N/A | #N/A | #N/A | #N/A | #N/A | #N/A | #N/A | 379339.7241 | #N/A | 136.7835 | 1 | 12 | 136.7835 | 46 | EB | 0.58703 | 133.8321 | 3343511.4221 | 176020.7186 | #N/A | #N/A | #N/A | #N/A | #N/A | #N/A | #N/A | #N/A | #N/A | #N/A
[8 empty] | 66 | CN | 137.181 | 2207.3144 | DW | 0.56164 | 1770.3529 | 93 | AU | 0.51848 | 138.1864 | 7829270.6351 | 409230.5249 | 93 | AN | 0.53636 | 138.1182 | 6024461.5796 | 385906.1715 | #N/A | 405315.8895 | #N/A | 138.1864 | 1 | 44 | 138.1864 | 47 | FL | 0.6091 | 136.2906 | 7533065.2731 | 177735.4173 | #N/A | #N/A | #N/A | #N/A | #N/A | #N/A | #N/A | #N/A | #N/A | #N/A | #N/A | 382893.9407 | #N/A | 138.1182 | 1 | 13 | 145.1182 | 47 | FI | 0.58533 | 136.1799 | 6112866.9191 | 176020.7186 | #N/A | #N/A | #N/A | #N/A | #N/A | #N/A | #N/A | #N/A | #N/A | #N/A
[8 empty] | 67 | BW | 137.2331 | 1950.2786 | CA | 0.55946 | 7067.0852 | 94 | L | 0.59298 | 138.3096 | 1007180.668 | 410237.7055 | 94 | CE | 0.53595 | 136.9638 | 5136462.0695 | 391042.6336 | #N/A | 409734.1152 | #N/A | 138.3096 | 1 | 45 | 145.3096 | 47 | FL | 0.6091 | 136.2906 | 7533065.2731 | 185268.4826 | #N/A | #N/A | #N/A | #N/A | #N/A | #N/A | #N/A | #N/A | #N/A | #N/A | #N/A | 388474.4025 | #N/A | 136.9638 | 1 | 14 | 136.9638 | 47 | FI | 0.58533 | 136.1799 | 6112866.9191 | 182133.5855 | #N/A | #N/A | #N/A | #N/A | #N/A | #N/A | #N/A | #N/A | #N/A | #N/A
[8 empty] | 68 | EO | 137.3649 | 6702.5205 | I | 0.55709 | 3426.6413 | 95 | DU | 0.59511 | 138.4038 | 2098344.8326 | 412336.0504 | 95 | ES | 0.53489 | 137.0656 | 6803148.8777 | 397845.7825 | #N/A | 411286.8779 | #N/A | 138.4038 | 1 | 46 | 138.4038 | 48 | BZ | 0.54672 | 136.3192 | 14610537.4472 | 185268.4826 | #N/A | #N/A | #N/A | #N/A | #N/A | #N/A | #N/A | #N/A | #N/A | #N/A | #N/A | 394444.208 | #N/A | 137.0656 | 1 | 15 | 144.0656 | 48 | EG | 0.58449 | 140.257 | 1413910.6679 | 182133.5855 | #N/A | #N/A | #N/A | #N/A | #N/A | #N/A | #N/A | #N/A | #N/A | #N/A
[8 empty] | 69 | FR | 137.4672 | 6304.8158 | DK | 0.55643 | 2028.4403 | 96 | BB | 0.51401 | 138.4427 | 4994351.3751 | 417330.4017 | 96 | BR | 0.53333 | 137.1121 | 3071129.1919 | 400916.9117 | #N/A | 414833.226 | #N/A | 138.4427 | 1 | 47 | 145.4427 | 48 | BZ | 0.54672 | 136.3192 | 14610537.4472 | 199879.02 | #N/A | #N/A | #N/A | #N/A | #N/A | #N/A | #N/A | #N/A | #N/A | #N/A | #N/A | 399381.3471 | #N/A | 137.1121 | 1 | 16 | 137.1121 | 48 | EG | 0.58449 | 140.257 | 1413910.6679 | 183547.4962 | #N/A | #N/A | #N/A | #N/A | #N/A | #N/A | #N/A | #N/A | #N/A | #N/A
[8 empty] | 70 | BM | 137.5118 | 2249.9864 | CP | 0.55358 | 2115.2528 | 97 | FO | 0.52101 | 138.4597 | 6532106.7303 | 423862.5085 | 97 | BT | 0.53261 | 137.1456 | 10682562.8526 | 411599.4745 | #N/A | 420596.4551 | #N/A | 138.4597 | 1 | 48 | 138.4597 | 49 | DN | 0.65954 | 136.4992 | 3103806.837 | 199879.02 | #N/A | #N/A | #N/A | #N/A | #N/A | #N/A | #N/A | #N/A | #N/A | #N/A | #N/A | 406258.1931 | #N/A | 137.1456 | 1 | 17 | 144.1456 | 49 | H | 0.58377 | 136.8941 | 3537658.5398 | 183547.4962 | #N/A | #N/A | #N/A | #N/A | #N/A | #N/A | #N/A | #N/A | #N/A | #N/A
[8 empty] | 71 | AO | 137.5161 | 4583.7819 | DP | 0.55353 | 3707.3984 | 98 | EY | 0.54865 | 138.497 | 4883875.0892 | 428746.3835 | 98 | BM | 0.53184 | 137.5118 | 2249986.4379 | 413849.4609 | #N/A | 426304.446 | #N/A | 138.497 | 1 | 49 | 145.497 | 49 | DN | 0.65954 | 136.4992 | 3103806.837 | 202982.8269 | #N/A | #N/A | #N/A | #N/A | #N/A | #N/A | #N/A | #N/A | #N/A | #N/A | #N/A | 412724.4677 | #N/A | 137.5118 | 1 | 18 | 137.5118 | 49 | H | 0.58377 | 136.8941 | 3537658.5398 | 187085.1547 | #N/A | #N/A | #N/A | #N/A | #N/A | #N/A | #N/A | #N/A | #N/A | #N/A
[8 empty] | 72 | EX | 137.5572 | 5183.6165 | AY | 0.55338 | 4384.5787 | 99 | FP | 0.51825 | 138.562 | 4033366.828 | 432779.7504 | 99 | FR | 0.52964 | 137.4672 | 6304815.7949 | 420154.2767 | #N/A | 430763.067 | #N/A | 138.562 | 1 | 50 | 138.562 | 50 | BY | 0.54369 | 136.5784 | 4802547.2169 | 202982.8269 | #N/A | #N/A | #N/A | #N/A | #N/A | #N/A | #N/A | #N/A | #N/A | #N/A | #N/A | 417001.8688 | #N/A | 137.4672 | 1 | 19 | 144.4672 | 50 | FQ | 0.58331 | 137.0623 | 5106853.6855 | 187085.1547 | #N/A | #N/A | #N/A | #N/A | #N/A | #N/A | #N/A | #N/A | #N/A | #N/A
[8 empty] | 73 | EA | 137.6164 | 2365.3773 | DC | 0.55318 | 7185.9886 | 100 | CD | 0.51784 | 138.5864 | 4664161.672 | 437443.912 | 100 | N | 0.52943 | 139.5575 | 2255528.521 | 422409.8053 | #N/A | 435111.8312 | #N/A | 138.5864 | 1 | 51 | 145.5864 | 50 | BY | 0.54369 | 136.5784 | 4802547.2169 | 207785.3741 | #N/A | #N/A | #N/A | #N/A | #N/A | #N/A | #N/A | #N/A | #N/A | #N/A | #N/A | 421282.041 | #N/A | 139.5575 | 1 | 20 | 139.5575 | 50 | FQ | 0.58331 | 137.0623 | 5106853.6855 | 192192.0084 | #N/A | #N/A | #N/A | #N/A | #N/A | #N/A | #N/A | #N/A | #N/A | #N/A
[8 empty] | 74 | I | 137.6195 | 3426.6413 | B | 0.55132 | 261.7078 | 101 | CC | 0.51371 | 138.6629 | 5823488.0166 | 443267.4001 | 101 | CL | 0.52726 | 141.3382 | 2536204.7363 | 424946.01 | #N/A | 440355.6561 | #N/A | 138.6629 | 1 | 52 | 138.6629 | 51 | EL | 0.57035 | 136.5815 | 7747227.3556 | 207785.3741 | #N/A | #N/A | #N/A | #N/A | #N/A | #N/A | #N/A | #N/A | #N/A | #N/A | #N/A | 423677.9076 | #N/A | 141.3382 | 1 | 21 | 148.3382 | 51 | CN | 0.58291 | 137.181 | 2207314.3731 | 192192.0084 | #N/A | #N/A | #N/A | #N/A | #N/A | #N/A | #N/A | #N/A | #N/A | #N/A
[8 empty] | 75 | EU | 137.625 | 7629.3573 | CF | 0.55016 | 3252.8747 | 102 | FC | 0.54355 | 138.7804 | 7012561.516 | 450279.9616 | 102 | S | 0.52664 | 140.5148 | 1401444.9548 | 426347.4549 | #N/A | 446773.6808 | #N/A | 138.7804 | 1 | 53 | 145.7804 | 51 | EL | 0.57035 | 136.5815 | 7747227.3556 | 215532.6014 | #N/A | #N/A | #N/A | #N/A | #N/A | #N/A | #N/A | #N/A | #N/A | #N/A | #N/A | 425646.7325 | #N/A | 140.5148 | 1 | 22 | 140.5148 | 51 | CN | 0.58291 | 137.181 | 2207314.3731 | 194399.3228 | #N/A | #N/A | #N/A | #N/A | #N/A | #N/A | #N/A | #N/A | #N/A | #N/A
[8 empty] | 76 | DY | 137.6374 | 3057.8757 | AO | 0.54959 | 4583.7819 | 103 | EZ | 0.51245 | 138.8134 | 5336532.2361 | 455616.4938 | 103 | AV | 0.52509 | 137.6523 | 7327646.6723 | 433675.1016 | #N/A | 452948.2277 | #N/A | 138.8134 | 1 | 54 | 138.8134 | 52 | DW | 0.56164 | 136.597 | 1770352.8923 | 215532.6014 | #N/A | #N/A | #N/A | #N/A | #N/A | #N/A | #N/A | #N/A | #N/A | #N/A | #N/A | 430011.2783 | #N/A | 137.6523 | 1 | 23 | 144.6523 | 52 | EX | 0.58118 | 137.5572 | 5183616.4651 | 194399.3228 | #N/A | #N/A | #N/A | #N/A | #N/A | #N/A | #N/A | #N/A | #N/A | #N/A
[8 empty] | 77 | AV | 137.6523 | 7327.6467 | EY | 0.54865 | 4883.8751 | 104 | EM | 0.59853 | 138.8389 | 4871598.4215 | 460488.0922 | 104 | O | 0.52464 | 137.9041 | 3815343.7061 | 437490.4453 | #N/A | 458052.293 | #N/A | 138.8389 | 1 | 55 | 145.8389 | 52 | DW | 0.56164 | 136.597 | 1770352.8923 | 217302.9543 | #N/A | #N/A | #N/A | #N/A | #N/A | #N/A | #N/A | #N/A | #N/A | #N/A | #N/A | 435582.7735 | #N/A | 137.9041 | 1 | 24 | 137.9041 | 52 | EX | 0.58118 | 137.5572 | 5183616.4651 | 199582.9393 | #N/A | #N/A | #N/A | #N/A | #N/A | #N/A | #N/A | #N/A | #N/A | #N/A
[8 empty] | 78 | BJ | 137.7092 | 2046.007 | CI | 0.54809 | 1978.6395 | 105 | DR | 0.49445 | 138.8447 | 1363398.1563 | 461851.4904 | 105 | AM | 0.52104 | 139.8555 | 11320155.7766 | 448810.6011 | #N/A | 461169.7913 | #N/A | 138.8447 | 1 | 56 | 138.8447 | 53 | DE | 0.50695 | 136.6192 | 8053550.4988 | 217302.9543 | #N/A | #N/A | #N/A | #N/A | #N/A | #N/A | #N/A | #N/A | #N/A | #N/A | #N/A | 443150.5232 | #N/A | 139.8555 | 1 | 25 | 146.8555 | 53 | EQ | 0.5797 | 134.3743 | 4921945.8138 | 199582.9393 | #N/A | #N/A | #N/A | #N/A | #N/A | #N/A | #N/A | #N/A | #N/A | #N/A
[8 empty] | 79 | EP | 137.7439 | 4939.1867 | BZ | 0.54672 | 14610.5374 | 106 | EK | 0.54202 | 138.8768 | 5674113.0726 | 467525.6035 | 106 | FO | 0.52101 | 138.4597 | 6532106.7303 | 455342.7078 | #N/A | 464688.5469 | #N/A | 138.8768 | 1 | 57 | 145.8768 | 53 | DE | 0.50695 | 136.6192 | 8053550.4988 | 225356.5048 | #N/A | #N/A | #N/A | #N/A | #N/A | #N/A | #N/A | #N/A | #N/A | #N/A | #N/A | 452076.6545 | #N/A | 138.4597 | 0 | 0 | 138.4597 | 53 | EQ | 0.5797 | 134.3743 | 4921945.8138 | 204504.8851 | #N/A | #N/A | #N/A | #N/A | #N/A | #N/A | #N/A | #N/A | #N/A | #N/A
[8 empty] | 80 | DP | 137.7747 | 3707.3984 | R | 0.54661 | 1973.194 | 107 | CP | 0.55358 | 138.9059 | 2115252.7702 | 469640.8562 | 107 | DS | 0.52089 | 137.9308 | 3188129.556 | 458530.8374 | #N/A | 468583.2299 | #N/A | 138.9059 | 1 | 58 | 138.9059 | 54 | BA | 0.62481 | 136.6516 | 6784399.2447 | 225356.5048 | #N/A | #N/A | #N/A | #N/A | #N/A | #N/A | #N/A | #N/A | #N/A | #N/A | #N/A | 456936.7726 | #N/A | 137.9308 | 1 | 1 | 144.9308 | 54 | BC | 0.57894 | 135.2115 | 4006812.0794 | 204504.8851 | #N/A | #N/A | #N/A | #N/A | #N/A | #N/A | #N/A | #N/A | #N/A | #N/A
[8 empty] | 81 | ER | 137.7983 | 4992.9569 | AW | 0.54481 | 4893.564 | 108 | DQ | 0.51009 | 138.9065 | 3195079.2272 | 472835.9355 | 108 | DB | 0.51854 | 141.9493 | 3472524.5534 | 462003.3619 | #N/A | 471238.3959 | #N/A | 138.9065 | 1 | 59 | 145.9065 | 54 | BA | 0.62481 | 136.6516 | 6784399.2447 | 232140.9041 | #N/A | #N/A | #N/A | #N/A | #N/A | #N/A | #N/A | #N/A | #N/A | #N/A | #N/A | 460267.0997 | #N/A | 141.9493 | 1 | 2 | 141.9493 | 54 | BC | 0.57894 | 135.2115 | 4006812.0794 | 208511.6971 | #N/A | #N/A | #N/A | #N/A | #N/A | #N/A | #N/A | #N/A | #N/A | #N/A
[8 empty] | 82 | FK | 137.8763 | 4106.6542 | AQ | 0.5446 | 6629.5065 | 109 | DC | 0.55318 | 138.9247 | 7185988.5544 | 480021.924 | 109 | AU | 0.51848 | 138.1864 | 7829270.6351 | 469832.6326 | #N/A | 476428.9297 | #N/A | 138.9247 | 1 | 60 | 138.9247 | 55 | FE | 0.50481 | 136.7291 | 5068302.6008 | 232140.9041 | #N/A | #N/A | #N/A | #N/A | #N/A | #N/A | #N/A | #N/A | #N/A | #N/A | #N/A | 465917.9973 | #N/A | 138.1864 | 1 | 3 | 145.1864 | 55 | FK | 0.57804 | 137.8763 | 4106654.1993 | 208511.6971 | #N/A | #N/A | #N/A | #N/A | #N/A | #N/A | #N/A | #N/A | #N/A | #N/A
[8 empty] | 83 | O | 137.9041 | 3815.3437 | BY | 0.54369 | 4802.5472 | 110 | BN | 0.51031 | 138.9434 | 1931542.9047 | 481953.4669 | 110 | FP | 0.51825 | 138.562 | 4033366.828 | 473865.9994 | #N/A | 480987.6955 | #N/A | 138.9434 | 1 | 61 | 145.9434 | 55 | FE | 0.50481 | 136.7291 | 5068302.6008 | 237209.2067 | #N/A | #N/A | #N/A | #N/A | #N/A | #N/A | #N/A | #N/A | #N/A | #N/A | #N/A | 471849.316 | #N/A | 138.562 | 1 | 4 | 138.562 | 55 | FK | 0.57804 | 137.8763 | 4106654.1993 | 212618.3513 | #N/A | #N/A | #N/A | #N/A | #N/A | #N/A | #N/A | #N/A | #N/A | #N/A
[8 empty] | 84 | DS | 137.9308 | 3188.1296 | FC | 0.54355 | 7012.5615 | 111 | AC | 0.51202 | 139.106 | 4756571.8146 | 486710.0387 | 111 | CD | 0.51784 | 138.5864 | 4664161.672 | 478530.1611 | #N/A | 484331.7528 | #N/A | 139.106 | 1 | 62 | 139.106 | 56 | BP | 0.53658 | 136.7835 | 1083971.6422 | 237209.2067 | #N/A | #N/A | #N/A | #N/A | #N/A | #N/A | #N/A | #N/A | #N/A | #N/A | #N/A | 476198.0802 | #N/A | 138.5864 | 1 | 5 | 145.5864 | 56 | FN | 0.57423 | 140.4569 | 5256793.1165 | 212618.3513 | #N/A | #N/A | #N/A | #N/A | #N/A | #N/A | #N/A | #N/A | #N/A | #N/A
[8 empty] | 85 | AQ | 137.9787 | 6629.5065 | EO | 0.54282 | 6702.5205 | 112 | DM | 0.59079 | 139.1443 | 2311229.3474 | 489021.2681 | 112 | BB | 0.51401 | 138.4427 | 4994351.3751 | 483524.5125 | #N/A | 487865.6534 | #N/A | 139.1443 | 1 | 63 | 146.1443 | 56 | BP | 0.53658 | 136.7835 | 1083971.6422 | 238293.1783 | #N/A | #N/A | #N/A | #N/A | #N/A | #N/A | #N/A | #N/A | #N/A | #N/A | #N/A | 481027.3368 | #N/A | 138.4427 | 1 | 6 | 138.4427 | 56 | FN | 0.57423 | 140.4569 | 5256793.1165 | 217875.1445 | #N/A | #N/A | #N/A | #N/A | #N/A | #N/A | #N/A | #N/A | #N/A | #N/A
[8 empty] | 86 | DI | 137.9794 | 3598.5307 | DF | 0.54239 | 6772.1556 | 113 | FD | 0.51029 | 139.1686 | 10043980.0482 | 499065.2481 | 113 | CC | 0.51371 | 138.6629 | 5823488.0166 | 489348.0005 | #N/A | 494043.2581 | #N/A | 139.1686 | 1 | 64 | 139.1686 | 57 | AY | 0.55338 | 136.8038 | 4384578.7353 | 238293.1783 | #N/A | #N/A | #N/A | #N/A | #N/A | #N/A | #N/A | #N/A | #N/A | #N/A | #N/A | 486436.2565 | #N/A | 138.6629 | 1 | 7 | 145.6629 | 57 | BL | 0.5716 | 134.3629 | 1224174.9047 | 217875.1445 | #N/A | #N/A | #N/A | #N/A | #N/A | #N/A | #N/A | #N/A | #N/A | #N/A
[8 empty] | 87 | R | 137.9877 | 1973.194 | EK | 0.54202 | 5674.1131 | 114 | AX | 0.50482 | 139.2619 | 7224839.5875 | 506290.0877 | 114 | CQ | 0.51353 | 142.4177 | 2868439.7665 | 492216.4402 | #N/A | 502677.6679 | #N/A | 139.2619 | 0 | 0 | 139.2619 | 57 | AY | 0.55338 | 136.8038 | 4384578.7353 | 242677.7571 | #N/A | #N/A | #N/A | #N/A | #N/A | #N/A | #N/A | #N/A | #N/A | #N/A | #N/A | 490782.2204 | #N/A | 142.4177 | 1 | 8 | 142.4177 | 57 | BL | 0.5716 | 134.3629 | 1224174.9047 | 219099.3194 | #N/A | #N/A | #N/A | #N/A | #N/A | #N/A | #N/A | #N/A | #N/A | #N/A
[8 empty] | 88 | DO | 137.9964 | 3532.6407 | DJ | 0.54061 | 1943.0061 | 115 | DT | 0.50667 | 139.3013 | 2137288.5965 | 508427.3763 | 115 | EZ | 0.51245 | 138.8134 | 5336532.2361 | 497552.9725 | #N/A | 507358.732 | #N/A | 139.3013 | 1 | 1 | 146.3013 | 58 | DJ | 0.54061 | 136.8436 | 1943006.1004 | 242677.7571 | #N/A | #N/A | #N/A | #N/A | #N/A | #N/A | #N/A | #N/A | #N/A | #N/A | #N/A | 494884.7064 | #N/A | 138.8134 | 1 | 9 | 145.8134 | 58 | EL | 0.57035 | 136.5815 | 7747227.3556 | 219099.3194 | #N/A | #N/A | #N/A | #N/A | #N/A | #N/A | #N/A | #N/A | #N/A | #N/A
[8 empty] | 89 | CK | 138.0557 | 2111.0062 | FG | 0.53943 | 6087.7061 | 116 | CB | 0.50208 | 139.336 | 13605797.7019 | 522033.174 | 116 | AC | 0.51202 | 139.106 | 4756571.8146 | 502309.5443 | #N/A | 515230.2752 | #N/A | 139.336 | 1 | 2 | 139.336 | 58 | DJ | 0.54061 | 136.8436 | 1943006.1004 | 244620.7632 | #N/A | #N/A | #N/A | #N/A | #N/A | #N/A | #N/A | #N/A | #N/A | #N/A | #N/A | 499931.2584 | #N/A | 139.106 | 1 | 10 | 139.106 | 58 | EL | 0.57035 | 136.5815 | 7747227.3556 | 226846.5467 | #N/A | #N/A | #N/A | #N/A | #N/A | #N/A | #N/A | #N/A | #N/A | #N/A
[8 empty] | 90 | AW | 138.0766 | 4893.564 | CM | 0.53869 | 2519.8105 | 117 | Z | 0.57032 | 139.3665 | 5062886.3964 | 527096.0604 | 117 | BN | 0.51031 | 138.9434 | 1931542.9047 | 504241.0872 | #N/A | 524564.6172 | #N/A | 139.3665 | 0 | 0 | 139.3665 | 59 | H | 0.58377 | 136.8941 | 3537658.5398 | 244620.7632 | #N/A | #N/A | #N/A | #N/A | #N/A | #N/A | #N/A | #N/A | #N/A | #N/A | #N/A | 503275.3157 | #N/A | 138.9434 | 1 | 11 | 145.9434 | 59 | Z | 0.57032 | 139.3665 | 5062886.3964 | 226846.5467 | #N/A | #N/A | #N/A | #N/A | #N/A | #N/A | #N/A | #N/A | #N/A | #N/A
[8 empty] | 91 | AN | 138.1182 | 6024.4616 | BW | 0.5373 | 1950.2786 | 118 | P | 0.5064 | 139.5331 | 3393030.715 | 530489.0911 | 118 | FD | 0.51029 | 139.1686 | 10043980.0482 | 514285.0672 | #N/A | 528792.5758 | #N/A | 139.5331 | 1 | 1 | 146.5331 | 59 | H | 0.58377 | 136.8941 | 3537658.5398 | 248158.4217 | #N/A | #N/A | #N/A | #N/A | #N/A | #N/A | #N/A | #N/A | #N/A | #N/A | #N/A | 509263.0772 | #N/A | 139.1686 | 1 | 12 | 139.1686 | 59 | Z | 0.57032 | 139.3665 | 5062886.3964 | 231909.4331 | #N/A | #N/A | #N/A | #N/A | #N/A | #N/A | #N/A | #N/A | #N/A | #N/A
[8 empty] | 92 | FF | 138.1544 | 5641.4482 | BP | 0.53658 | 1083.9716 | 119 | N | 0.52943 | 139.5575 | 2255528.521 | 532744.6197 | 119 | DQ | 0.51009 | 138.9065 | 3195079.2272 | 517480.1465 | #N/A | 531616.8554 | #N/A | 139.5575 | 1 | 2 | 139.5575 | 60 | CE | 0.53595 | 136.9638 | 5136462.0695 | 248158.4217 | #N/A | #N/A | #N/A | #N/A | #N/A | #N/A | #N/A | #N/A | #N/A | #N/A | #N/A | 515882.6069 | #N/A | 138.9065 | 1 | 13 | 145.9065 | 60 | ER | 0.5701 | 137.7983 | 4992956.9325 | 231909.4331 | #N/A | #N/A | #N/A | #N/A | #N/A | #N/A | #N/A | #N/A | #N/A | #N/A
[8 empty] | 93 | AU | 138.1864 | 7829.2706 | AN | 0.53636 | 6024.4616 | 120 | AH | 0.50584 | 139.575 | 7391636.0502 | 540136.2557 | 120 | G | 0.50899 | 140.1632 | 1913826.8813 | 519393.9733 | #N/A | 536440.4377 | #N/A | 139.575 | 1 | 3 | 146.575 | 60 | CE | 0.53595 | 136.9638 | 5136462.0695 | 253294.8838 | #N/A | #N/A | #N/A | #N/A | #N/A | #N/A | #N/A | #N/A | #N/A | #N/A | #N/A | 518437.0599 | #N/A | 140.1632 | 1 | 14 | 140.1632 | 60 | ER | 0.5701 | 137.7983 | 4992956.9325 | 236902.39 | #N/A | #N/A | #N/A | #N/A | #N/A | #N/A | #N/A | #N/A | #N/A | #N/A
[8 empty] | 94 | L | 138.3096 | 1007.1807 | CE | 0.53595 | 5136.4621 | 121 | BE | 0.50117 | 139.5819 | 9432675.7213 | 549568.9314 | 121 | CW | 0.50746 | 142.5939 | 13132172.9021 | 532526.1463 | #N/A | 544852.5936 | #N/A | 139.5819 | 0 | 0 | 139.5819 | 61 | FQ | 0.58331 | 137.0623 | 5106853.6855 | 253294.8838 | #N/A | #N/A | #N/A | #N/A | #N/A | #N/A | #N/A | #N/A | #N/A | #N/A | #N/A | 525960.0598 | #N/A | 142.5939 | 1 | 15 | 149.5939 | 61 | CK | 0.56981 | 138.0557 | 2111006.1695 | 236902.39 | #N/A | #N/A | #N/A | #N/A | #N/A | #N/A | #N/A | #N/A | #N/A | #N/A
[8 empty] | 95 | DU | 138.4038 | 2098.3448 | ES | 0.53489 | 6803.1489 | 122 | CI | 0.54809 | 139.7534 | 1978639.4636 | 551547.5709 | 122 | DE | 0.50695 | 136.6192 | 8053550.4988 | 540579.6967 | #N/A | 550558.2512 | #N/A | 139.7534 | 1 | 1 | 146.7534 | 61 | FQ | 0.58331 | 137.0623 | 5106853.6855 | 258401.7374 | #N/A | #N/A | #N/A | #N/A | #N/A | #N/A | #N/A | #N/A | #N/A | #N/A | #N/A | 536552.9215 | #N/A | 136.6192 | 0 | 0 | 136.6192 | 61 | CK | 0.56981 | 138.0557 | 2111006.1695 | 239013.3962 | #N/A | #N/A | #N/A | #N/A | #N/A | #N/A | #N/A | #N/A | #N/A | #N/A
[8 empty] | 96 | BB | 138.4427 | 4994.3514 | BR | 0.53333 | 3071.1292 | 123 | AM | 0.52104 | 139.8555 | 11320155.7766 | 562867.7267 | 123 | DT | 0.50667 | 139.3013 | 2137288.5965 | 542716.9853 | #N/A | 557207.6488 | #N/A | 139.8555 | 1 | 2 | 139.8555 | 62 | ES | 0.53489 | 137.0656 | 6803148.8777 | 258401.7374 | #N/A | #N/A | #N/A | #N/A | #N/A | #N/A | #N/A | #N/A | #N/A | #N/A | #N/A | 541648.341 | #N/A | 139.3013 | 1 | 1 | 146.3013 | 62 | FF | 0.56902 | 138.1544 | 5641448.2269 | 239013.3962 | #N/A | #N/A | #N/A | #N/A | #N/A | #N/A | #N/A | #N/A | #N/A | #N/A
[8 empty] | 97 | FO | 138.4597 | 6532.1067 | BT | 0.53261 | 10682.5629 | 124 | BG | 0.44932 | 139.8814 | 4887399.3067 | 567755.126 | 124 | P | 0.5064 | 139.5331 | 3393030.715 | 546110.0161 | #N/A | 565311.4263 | #N/A | 139.8814 | 0 | 0 | 139.8814 | 62 | ES | 0.53489 | 137.0656 | 6803148.8777 | 265204.8863 | #N/A | #N/A | #N/A | #N/A | #N/A | #N/A | #N/A | #N/A | #N/A | #N/A | #N/A | 544413.5007 | #N/A | 139.5331 | 1 | 2 | 139.5331 | 62 | FF | 0.56902 | 138.1544 | 5641448.2269 | 244654.8444 | #N/A | #N/A | #N/A | #N/A | #N/A | #N/A | #N/A | #N/A | #N/A | #N/A
[8 empty] | 98 | EY | 138.497 | 4883.8751 | BM | 0.53184 | 2249.9864 | 125 | AA | 0.4932 | 139.902 | 5453449.2976 | 573208.5753 | 125 | AH | 0.50584 | 139.575 | 7391636.0502 | 553501.6521 | #N/A | 570481.8506 | #N/A | 139.902 | 1 | 1 | 146.902 | 63 | AR | 0.56728 | 137.1101 | 8253435.0167 | 265204.8863 | #N/A | #N/A | #N/A | #N/A | #N/A | #N/A | #N/A | #N/A | #N/A | #N/A | #N/A | 549805.8341 | #N/A | 139.575 | 1 | 3 | 146.575 | 63 | AR | 0.56728 | 137.1101 | 8253435.0167 | 244654.8444 | #N/A | #N/A | #N/A | #N/A | #N/A | #N/A | #N/A | #N/A | #N/A | #N/A
[8 empty] | 99 | FP | 138.562 | 4033.3668 | FR | 0.52964 | 6304.8158 | 126 | BS | 0.49773 | 139.9131 | 2451562.9106 | 575660.1382 | 126 | AX | 0.50482 | 139.2619 | 7224839.5875 | 560726.4917 | #N/A | 574434.3567 | #N/A | 139.9131 | 1 | 2 | 139.9131 | 63 | AR | 0.56728 | 137.1101 | 8253435.0167 | 273458.3213 | #N/A | #N/A | #N/A | #N/A | #N/A | #N/A | #N/A | #N/A | #N/A | #N/A | #N/A | 557114.0719 | #N/A | 139.2619 | 1 | 4 | 139.2619 | 63 | AR | 0.56728 | 137.1101 | 8253435.0167 | 252908.2795 | #N/A | #N/A | #N/A | #N/A | #N/A | #N/A | #N/A | #N/A | #N/A | #N/A
[8 empty] | 100 | CD | 138.5864 | 4664.1617 | N | 0.52943 | 2255.5285 | 127 | BO | 0.49248 | 140.0644 | 1161440.5983 | 576821.5788 | 127 | FE | 0.50481 | 136.7291 | 5068302.6008 | 565794.7943 | #N/A | 576240.8585 | #N/A | 140.0644 | 1 | 3 | 147.0644 | 64 | BR | 0.53333 | 137.1121 | 3071129.1919 | 273458.3213 | #N/A | #N/A | #N/A | #N/A | #N/A | #N/A | #N/A | #N/A | #N/A | #N/A | #N/A | 563260.643 | #N/A | 136.7291 | 1 | 5 | 143.7291 | 64 | EF | 0.56661 | 134.6694 | 2732153.7223 | 252908.2795 | #N/A | #N/A | #N/A | #N/A | #N/A | #N/A | #N/A | #N/A | #N/A | #N/A
[8 empty] | 101 | CC | 138.6629 | 5823.488 | CL | 0.52726 | 2536.2047 | 128 | G | 0.50899 | 140.1632 | 1913826.8813 | 578735.4057 | 128 | CB | 0.50208 | 139.336 | 13605797.7019 | 579400.592 | #N/A | 577778.4922 | #N/A | 140.1632 | 1 | 4 | 140.1632 | 64 | BR | 0.53333 | 137.1121 | 3071129.1919 | 276529.4505 | #N/A | #N/A | #N/A | #N/A | #N/A | #N/A | #N/A | #N/A | #N/A | #N/A | #N/A | 572597.6932 | #N/A | 139.336 | 0 | 0 | 139.336 | 64 | EF | 0.56661 | 134.6694 | 2732153.7223 | 255640.4332 | #N/A | #N/A | #N/A | #N/A | #N/A | #N/A | #N/A | #N/A | #N/A | #N/A
[8 empty] | 102 | FC | 138.7804 | 7012.5615 | S | 0.52664 | 1401.445 | 129 | EG | 0.58449 | 140.257 | 1413910.6679 | 580149.3163 | 129 | BE | 0.50117 | 139.5819 | 9432675.7213 | 588833.2677 | #N/A | 579442.361 | #N/A | 140.257 | 1 | 5 | 147.257 | 65 | BT | 0.53261 | 137.1456 | 10682562.8526 | 276529.4505 | #N/A | #N/A | #N/A | #N/A | #N/A | #N/A | #N/A | #N/A | #N/A | #N/A | #N/A | 584116.9299 | #N/A | 139.5819 | 0 | 0 | 139.5819 | 65 | EP | 0.56266 | 137.7439 | 4939186.6955 | 255640.4332 | #N/A | #N/A | #N/A | #N/A | #N/A | #N/A | #N/A | #N/A | #N/A | #N/A
[8 empty] | 103 | EZ | 138.8134 | 5336.5322 | AV | 0.52509 | 7327.6467 | 130 | CM | 0.53869 | 140.3976 | 2519810.5267 | 582669.1269 | 130 | BS | 0.49773 | 139.9131 | 2451562.9106 | 591284.8306 | #N/A | 581409.2216 | #N/A | 140.3976 | 1 | 6 | 140.3976 | 65 | BT | 0.53261 | 137.1456 | 10682562.8526 | 287212.0134 | #N/A | #N/A | #N/A | #N/A | #N/A | #N/A | #N/A | #N/A | #N/A | #N/A | #N/A | 590059.0492 | #N/A | 139.9131 | 1 | 1 | 146.9131 | 65 | EP | 0.56266 | 137.7439 | 4939186.6955 | 260579.6199 | #N/A | #N/A | #N/A | #N/A | #N/A | #N/A | #N/A | #N/A | #N/A | #N/A
[8 empty] | 104 | EM | 138.8389 | 4871.5984 | O | 0.52464 | 3815.3437 | 131 | FN | 0.57423 | 140.4569 | 5256793.1165 | 587925.92 | 131 | DR | 0.49445 | 138.8447 | 1363398.1563 | 592648.2288 | #N/A | 585297.5234 | #N/A | 140.4569 | 1 | 7 | 147.4569 | 66 | CN | 0.58291 | 137.181 | 2207314.3731 | 287212.0134 | #N/A | #N/A | #N/A | #N/A | #N/A | #N/A | #N/A | #N/A | #N/A | #N/A | #N/A | 591966.5297 | #N/A | 138.8447 | 1 | 2 | 138.8447 | 66 | DW | 0.56164 | 136.597 | 1770352.8923 | 260579.6199 | #N/A | #N/A | #N/A | #N/A | #N/A | #N/A | #N/A | #N/A | #N/A | #N/A
[8 empty] | 105 | DR | 138.8447 | 1363.3982 | AM | 0.52104 | 11320.1558 | 132 | S | 0.52664 | 140.5148 | 1401444.9548 | 589327.3649 | 132 | AA | 0.4932 | 139.902 | 5453449.2976 | 598101.6781 | #N/A | 588626.6424 | #N/A | 140.5148 | 1 | 8 | 140.5148 | 66 | CN | 0.58291 | 137.181 | 2207314.3731 | 289419.3278 | #N/A | #N/A | #N/A | #N/A | #N/A | #N/A | #N/A | #N/A | #N/A | #N/A | #N/A | 595374.9534 | #N/A | 139.902 | 1 | 3 | 146.902 | 66 | DW | 0.56164 | 136.597 | 1770352.8923 | 262349.9728 | #N/A | #N/A | #N/A | #N/A | #N/A | #N/A | #N/A | #N/A | #N/A | #N/A
[8 empty] | 106 | EK | 138.8768 | 5674.1131 | FO | 0.52101 | 6532.1067 | 133 | FG | 0.53943 | 140.6426 | 6087706.1269 | 595415.0711 | 133 | BO | 0.49248 | 140.0644 | 1161440.5983 | 599263.1187 | #N/A | 592371.218 | #N/A | 140.6426 | 1 | 9 | 147.6426 | 67 | BW | 0.5373 | 137.2331 | 1950278.6477 | 289419.3278 | #N/A | #N/A | #N/A | #N/A | #N/A | #N/A | #N/A | #N/A | #N/A | #N/A | #N/A | 598682.3984 | #N/A | 140.0644 | 1 | 4 | 140.0644 | 67 | CA | 0.55946 | 135.3244 | 7067085.2107 | 262349.9728 | #N/A | #N/A | #N/A | #N/A | #N/A | #N/A | #N/A | #N/A | #N/A | #N/A
[8 empty] | 107 | CP | 138.9059 | 2115.2528 | DS | 0.52089 | 3188.1296 | 134 | T | 0.49233 | 140.6535 | 1357551.7146 | 596772.6228 | 134 | T | 0.49233 | 140.6535 | 1357551.7146 | 600620.6704 | #N/A | 596093.8469 | #N/A | 140.6535 | 1 | 10 | 140.6535 | 67 | BW | 0.5373 | 137.2331 | 1950278.6477 | 291369.6064 | #N/A | #N/A | #N/A | #N/A | #N/A | #N/A | #N/A | #N/A | #N/A | #N/A | #N/A | 599941.8945 | #N/A | 140.6535 | 1 | 5 | 147.6535 | 67 | CA | 0.55946 | 135.3244 | 7067085.2107 | 269417.058 | #N/A | #N/A | #N/A | #N/A | #N/A | #N/A | #N/A | #N/A | #N/A | #N/A
[8 empty] | 108 | DQ | 138.9065 | 3195.0792 | DB | 0.51854 | 3472.5246 | 135 | AE | 0.48178 | 140.6596 | 6120726.6245 | 602893.3494 | 135 | AL | 0.48654 | 140.7476 | 8419130.4752 | 609039.8009 | #N/A | 599832.9861 | #N/A | 140.6596 | 1 | 11 | 147.6596 | 68 | EO | 0.54282 | 137.3649 | 6702520.4916 | 291369.6064 | #N/A | #N/A | #N/A | #N/A | #N/A | #N/A | #N/A | #N/A | #N/A | #N/A | #N/A | 604830.2356 | #N/A | 140.7476 | 1 | 6 | 140.7476 | 68 | I | 0.55709 | 137.6195 | 3426641.2869 | 269417.058 | #N/A | #N/A | #N/A | #N/A | #N/A | #N/A | #N/A | #N/A | #N/A | #N/A
[8 empty] | 109 | DC | 138.9247 | 7185.9886 | AU | 0.51848 | 7829.2706 | 136 | W | 0.48521 | 140.6746 | 1041414.2035 | 603934.7636 | 136 | W | 0.48521 | 140.6746 | 1041414.2035 | 610081.2151 | #N/A | 603414.0565 | #N/A | 140.6746 | 1 | 12 | 140.6746 | 68 | EO | 0.54282 | 137.3649 | 6702520.4916 | 298072.1269 | #N/A | #N/A | #N/A | #N/A | #N/A | #N/A | #N/A | #N/A | #N/A | #N/A | #N/A | 609560.508 | #N/A | 140.6746 | 1 | 7 | 147.6746 | 68 | I | 0.55709 | 137.6195 | 3426641.2869 | 272843.6993 | #N/A | #N/A | #N/A | #N/A | #N/A | #N/A | #N/A | #N/A | #N/A | #N/A
[8 empty] | 110 | BN | 138.9434 | 1931.5429 | FP | 0.51825 | 4033.3668 | 137 | AL | 0.48654 | 140.7476 | 8419130.4752 | 612353.8941 | 137 | DI | 0.48459 | 137.9794 | 3598530.682 | 613679.7458 | #N/A | 608144.3288 | #N/A | 140.7476 | 1 | 13 | 147.7476 | 69 | FR | 0.52964 | 137.4672 | 6304815.7949 | 298072.1269 | #N/A | #N/A | #N/A | #N/A | #N/A | #N/A | #N/A | #N/A | #N/A | #N/A | #N/A | 611880.4804 | #N/A | 137.9794 | 1 | 8 | 137.9794 | 69 | DK | 0.55643 | 134.5172 | 2028440.3491 | 272843.6993 | #N/A | #N/A | #N/A | #N/A | #N/A | #N/A | #N/A | #N/A | #N/A | #N/A
[8 empty] | 111 | AC | 139.106 | 4756.5718 | CD | 0.51784 | 4664.1617 | 138 | AF | 0.48226 | 140.758 | 4738960.2309 | 617092.8543 | 138 | AF | 0.48226 | 140.758 | 4738960.2309 | 618418.706 | #N/A | 614723.3742 | #N/A | 140.758 | 1 | 14 | 140.758 | 69 | FR | 0.52964 | 137.4672 | 6304815.7949 | 304376.9427 | #N/A | #N/A | #N/A | #N/A | #N/A | #N/A | #N/A | #N/A | #N/A | #N/A | #N/A | 616049.2259 | #N/A | 140.758 | 1 | 9 | 147.758 | 69 | DK | 0.55643 | 134.5172 | 2028440.3491 | 274872.1396 | #N/A | #N/A | #N/A | #N/A | #N/A | #N/A | #N/A | #N/A | #N/A | #N/A
[8 empty] | 112 | DM | 139.1443 | 2311.2293 | BB | 0.51401 | 4994.3514 | 139 | AZ | 0.48099 | 140.7949 | 7189609.1597 | 624282.4635 | 139 | AE | 0.48178 | 140.6596 | 6120726.6245 | 624539.4326 | #N/A | 620687.6589 | #N/A | 140.7949 | 1 | 15 | 147.7949 | 70 | BM | 0.53184 | 137.5118 | 2249986.4379 | 304376.9427 | #N/A | #N/A | #N/A | #N/A | #N/A | #N/A | #N/A | #N/A | #N/A | #N/A | #N/A | 621479.0693 | #N/A | 140.6596 | 1 | 10 | 140.6596 | 70 | CP | 0.55358 | 138.9059 | 2115252.7702 | 274872.1396 | #N/A | #N/A | #N/A | #N/A | #N/A | #N/A | #N/A | #N/A | #N/A | #N/A
[8 empty] | 113 | FD | 139.1686 | 10043.98 | CC | 0.51371 | 5823.488 | 140 | CL | 0.52726 | 141.3382 | 2536204.7363 | 626818.6682 | 140 | BJ | 0.48119 | 137.7092 | 2046007.0341 | 626585.4397 | #N/A | 625550.5658 | #N/A | 141.3382 | 1 | 16 | 141.3382 | 70 | BM | 0.53184 | 137.5118 | 2249986.4379 | 306626.9291 | #N/A | #N/A | #N/A | #N/A | #N/A | #N/A | #N/A | #N/A | #N/A | #N/A | #N/A | 625562.4361 | #N/A | 137.7092 | 1 | 11 | 144.7092 | 70 | CP | 0.55358 | 138.9059 | 2115252.7702 | 276987.3924 | #N/A | #N/A | #N/A | #N/A | #N/A | #N/A | #N/A | #N/A | #N/A | #N/A
[8 empty] | 114 | AX | 139.2619 | 7224.8396 | CQ | 0.51353 | 2868.4398 | 141 | DG | 0.42898 | 141.4421 | 6447684.254 | 633266.3525 | 141 | AZ | 0.48099 | 140.7949 | 7189609.1597 | 633775.0488 | #N/A | 630042.5103 | #N/A | 141.4421 | 1 | 17 | 148.4421 | 71 | AO | 0.54959 | 137.5161 | 4583781.9439 | 306626.9291 | #N/A | #N/A | #N/A | #N/A | #N/A | #N/A | #N/A | #N/A | #N/A | #N/A | #N/A | 630180.2442 | #N/A | 140.7949 | 1 | 12 | 140.7949 | 71 | DP | 0.55353 | 137.7747 | 3707398.357 | 276987.3924 | #N/A | #N/A | #N/A | #N/A | #N/A | #N/A | #N/A | #N/A | #N/A | #N/A
[8 empty] | 115 | DT | 139.3013 | 2137.2886 | EZ | 0.51245 | 5336.5322 | 142 | DH | 0.42771 | 141.453 | 6141287.128 | 639407.6396 | 142 | EU | 0.47958 | 137.625 | 7629357.3023 | 641404.4061 | #N/A | 636336.996 | #N/A | 141.453 | 1 | 18 | 141.453 | 71 | AO | 0.54959 | 137.5161 | 4583781.9439 | 311210.7111 | #N/A | #N/A | #N/A | #N/A | #N/A | #N/A | #N/A | #N/A | #N/A | #N/A | #N/A | 637589.7275 | #N/A | 137.625 | 1 | 13 | 144.625 | 71 | DP | 0.55353 | 137.7747 | 3707398.357 | 280694.7907 | #N/A | #N/A | #N/A | #N/A | #N/A | #N/A | #N/A | #N/A | #N/A | #N/A
[8 empty] | 116 | CB | 139.336 | 13605.7977 | AC | 0.51202 | 4756.5718 | 143 | DV | 0.47274 | 141.4768 | 3161108.7459 | 642568.7483 | 143 | CU | 0.47779 | 145.4301 | 3364001.5357 | 644768.4076 | #N/A | 640988.194 | #N/A | 141.4768 | 1 | 19 | 148.4768 | 72 | EX | 0.58118 | 137.5572 | 5183616.4651 | 311210.7111 | #N/A | #N/A | #N/A | #N/A | #N/A | #N/A | #N/A | #N/A | #N/A | #N/A | #N/A | 643086.4069 | #N/A | 145.4301 | 1 | 14 | 145.4301 | 72 | AY | 0.55338 | 136.8038 | 4384578.7353 | 280694.7907 | #N/A | #N/A | #N/A | #N/A | #N/A | #N/A | #N/A | #N/A | #N/A | #N/A
[8 empty] | 117 | Z | 139.3665 | 5062.8864 | BN | 0.51031 | 1931.5429 | 144 | AB | 0.47071 | 141.6962 | 4826082.3772 | 647394.8307 | 144 | DV | 0.47274 | 141.4768 | 3161108.7459 | 647929.5164 | #N/A | 644981.7895 | #N/A | 141.6962 | 1 | 20 | 141.6962 | 72 | EX | 0.58118 | 137.5572 | 5183616.4651 | 316394.3275 | #N/A | #N/A | #N/A | #N/A | #N/A | #N/A | #N/A | #N/A | #N/A | #N/A | #N/A | 646348.962 | #N/A | 141.4768 | 1 | 15 | 148.4768 | 72 | AY | 0.55338 | 136.8038 | 4384578.7353 | 285079.3695 | #N/A | #N/A | #N/A | #N/A | #N/A | #N/A | #N/A | #N/A | #N/A | #N/A
[8 empty] | 118 | P | 139.5331 | 3393.0307 | FD | 0.51029 | 10043.98 | 145 | DB | 0.51854 | 141.9493 | 3472524.5534 | 650867.3553 | 145 | AB | 0.47071 | 141.6962 | 4826082.3772 | 652755.5988 | #N/A | 649131.093 | #N/A | 141.9493 | 1 | 21 | 148.9493 | 73 | EA | 0.61993 | 137.6164 | 2365377.2866 | 316394.3275 | #N/A | #N/A | #N/A | #N/A | #N/A | #N/A | #N/A | #N/A | #N/A | #N/A | #N/A | 650342.5576 | #N/A | 141.6962 | 1 | 16 | 141.6962 | 73 | DC | 0.55318 | 138.9247 | 7185988.5544 | 285079.3695 | #N/A | #N/A | #N/A | #N/A | #N/A | #N/A | #N/A | #N/A | #N/A | #N/A
[8 empty] | 119 | N | 139.5575 | 2255.5285 | DQ | 0.51009 | 3195.0792 | 146 | AS | 0.46332 | 142.0077 | 9766860.7551 | 660634.216 | 146 | CJ | 0.46603 | 145.6334 | 2583556.0263 | 655339.1548 | #N/A | 655750.7856 | #N/A | 142.0077 | 1 | 22 | 142.0077 | 73 | EA | 0.61993 | 137.6164 | 2365377.2866 | 318759.7048 | #N/A | #N/A | #N/A | #N/A | #N/A | #N/A | #N/A | #N/A | #N/A | #N/A | #N/A | 654047.3768 | #N/A | 145.6334 | 1 | 17 | 152.6334 | 73 | DC | 0.55318 | 138.9247 | 7185988.5544 | 292265.358 | #N/A | #N/A | #N/A | #N/A | #N/A | #N/A | #N/A | #N/A | #N/A | #N/A
[8 empty] | 120 | AH | 139.575 | 7391.6361 | G | 0.50899 | 1913.8269 | 147 | DX | 0.46163 | 142.3267 | 2439130.5337 | 663073.3465 | 147 | EW | 0.46412 | 144.1657 | 7050075.152 | 662389.2299 | #N/A | 661853.7813 | #N/A | 142.3267 | 1 | 23 | 149.3267 | 74 | I | 0.55709 | 137.6195 | 3426641.2869 | 318759.7048 | #N/A | #N/A | #N/A | #N/A | #N/A | #N/A | #N/A | #N/A | #N/A | #N/A | #N/A | 658864.1924 | #N/A | 144.1657 | 1 | 18 | 144.1657 | 74 | B | 0.55132 | 136.1263 | 261707.8189 | 292265.358 | #N/A | #N/A | #N/A | #N/A | #N/A | #N/A | #N/A | #N/A | #N/A | #N/A
[8 empty] | 121 | BE | 139.5819 | 9432.6757 | CW | 0.50746 | 13132.1729 | 148 | EN | 0.46213 | 142.3309 | 6671876.2801 | 669745.2228 | 148 | AS | 0.46332 | 142.0077 | 9766860.7551 | 672156.0907 | #N/A | 666409.2847 | #N/A | 142.3309 | 1 | 24 | 142.3309 | 74 | I | 0.55709 | 137.6195 | 3426641.2869 | 322186.3461 | #N/A | #N/A | #N/A | #N/A | #N/A | #N/A | #N/A | #N/A | #N/A | #N/A | #N/A | 667272.6603 | #N/A | 142.0077 | 0 | 0 | 142.0077 | 74 | B | 0.55132 | 136.1263 | 261707.8189 | 292527.0659 | #N/A | #N/A | #N/A | #N/A | #N/A | #N/A | #N/A | #N/A | #N/A | #N/A
[8 empty] | 122 | CI | 139.7534 | 1978.6395 | DE | 0.50695 | 8053.5505 | 149 | BI | 0.41832 | 142.3476 | 8479606.3735 | 678224.8292 | 149 | EN | 0.46213 | 142.3309 | 6671876.2801 | 678827.967 | #N/A | 673985.026 | #N/A | 142.3476 | 1 | 25 | 149.3476 | 75 | EU | 0.47958 | 137.625 | 7629357.3023 | 322186.3461 | #N/A | #N/A | #N/A | #N/A | #N/A | #N/A | #N/A | #N/A | #N/A | #N/A | #N/A | 675492.0288 | #N/A | 142.3309 | 0 | 0 | 142.3309 | 75 | CF | 0.55016 | 135.7842 | 3252874.6692 | 292527.0659 | #N/A | #N/A | #N/A | #N/A | #N/A | #N/A | #N/A | #N/A | #N/A | #N/A
[8 empty] | 123 | AM | 139.8555 | 11320.1558 | DT | 0.50667 | 2137.2886 | 150 | CQ | 0.51353 | 142.4177 | 2868439.7665 | 681093.269 | 150 | DX | 0.46163 | 142.3267 | 2439130.5337 | 681267.0975 | #N/A | 679659.0491 | #N/A | 142.4177 | 1 | 26 | 142.4177 | 75 | EU | 0.47958 | 137.625 | 7629357.3023 | 329815.7034 | #N/A | #N/A | #N/A | #N/A | #N/A | #N/A | #N/A | #N/A | #N/A | #N/A | #N/A | 680047.5323 | #N/A | 142.3267 | 1 | 1 | 149.3267 | 75 | CF | 0.55016 | 135.7842 | 3252874.6692 | 295779.9405 | #N/A | #N/A | #N/A | #N/A | #N/A | #N/A | #N/A | #N/A | #N/A | #N/A
[8 empty] | 124 | BG | 139.8814 | 4887.3993 | P | 0.5064 | 3393.0307 | 151 | DD | 0.41408 | 142.5292 | 3488158.7761 | 684581.4277 | 151 | CG | 0.45704 | 142.6198 | 2270065.7749 | 683537.1633 | #N/A | 682837.3484 | #N/A | 142.5292 | 1 | 27 | 149.5292 | 76 | DY | 0.61641 | 137.6374 | 3057875.7403 | 329815.7034 | #N/A | #N/A | #N/A | #N/A | #N/A | #N/A | #N/A | #N/A | #N/A | #N/A | #N/A | 682402.1304 | #N/A | 142.6198 | 1 | 2 | 142.6198 | 76 | AO | 0.54959 | 137.5161 | 4583781.9439 | 295779.9405 | #N/A | #N/A | #N/A | #N/A | #N/A | #N/A | #N/A | #N/A | #N/A | #N/A
[8 empty] | 125 | AA | 139.902 | 5453.4493 | AH | 0.50584 | 7391.6361 | 152 | CW | 0.50746 | 142.5939 | 13132172.9021 | 697713.6006 | 152 | BG | 0.44932 | 139.8814 | 4887399.3067 | 688424.5626 | #N/A | 691147.5142 | #N/A | 142.5939 | 0 | 0 | 142.5939 | 76 | DY | 0.61641 | 137.6374 | 3057875.7403 | 332873.5792 | #N/A | #N/A | #N/A | #N/A | #N/A | #N/A | #N/A | #N/A | #N/A | #N/A | #N/A | 685980.8629 | #N/A | 139.8814 | 1 | 3 | 146.8814 | 76 | AO | 0.54959 | 137.5161 | 4583781.9439 | 300363.7225 | #N/A | #N/A | #N/A | #N/A | #N/A | #N/A | #N/A | #N/A | #N/A | #N/A
[8 empty] | 126 | BS | 139.9131 | 2451.5629 | AX | 0.50482 | 7224.8396 | 153 | CG | 0.45704 | 142.6198 | 2270065.7749 | 699983.6664 | 153 | BK | 0.44907 | 143.0862 | 2888775.4497 | 691313.338 | #N/A | 698848.6335 | #N/A | 142.6198 | 1 | 1 | 149.6198 | 77 | AV | 0.52509 | 137.6523 | 7327646.6723 | 332873.5792 | #N/A | #N/A | #N/A | #N/A | #N/A | #N/A | #N/A | #N/A | #N/A | #N/A | #N/A | 689868.9503 | #N/A | 143.0862 | 1 | 4 | 143.0862 | 77 | EY | 0.54865 | 138.497 | 4883875.0892 | 300363.7225 | #N/A | #N/A | #N/A | #N/A | #N/A | #N/A | #N/A | #N/A | #N/A | #N/A
[8 empty] | 127 | BO | 140.0644 | 1161.4406 | FE | 0.50481 | 5068.3026 | 154 | BK | 0.44907 | 143.0862 | 2888775.4497 | 702872.4419 | 154 | BX | 0.44806 | 143.5961 | 2524027.4442 | 693837.3655 | #N/A | 701428.0541 | #N/A | 143.0862 | 1 | 2 | 143.0862 | 77 | AV | 0.52509 | 137.6523 | 7327646.6723 | 340201.2258 | #N/A | #N/A | #N/A | #N/A | #N/A | #N/A | #N/A | #N/A | #N/A | #N/A | #N/A | 692575.3518 | #N/A | 143.5961 | 1 | 5 | 150.5961 | 77 | EY | 0.54865 | 138.497 | 4883875.0892 | 305247.5976 | #N/A | #N/A | #N/A | #N/A | #N/A | #N/A | #N/A | #N/A | #N/A | #N/A
[8 empty] | 128 | G | 140.1632 | 1913.8269 | CB | 0.50208 | 13605.7977 | 155 | F | 0.44522 | 143.2992 | 2759840.9026 | 705632.2828 | 155 | F | 0.44522 | 143.2992 | 2759840.9026 | 696597.2064 | #N/A | 704252.3623 | #N/A | 143.2992 | 1 | 3 | 150.2992 | 78 | BJ | 0.48119 | 137.7092 | 2046007.0341 | 340201.2258 | #N/A | #N/A | #N/A | #N/A | #N/A | #N/A | #N/A | #N/A | #N/A | #N/A | #N/A | 695217.2859 | #N/A | 143.2992 | 1 | 6 | 143.2992 | 78 | CI | 0.54809 | 139.7534 | 1978639.4636 | 305247.5976 | #N/A | #N/A | #N/A | #N/A | #N/A | #N/A | #N/A | #N/A | #N/A | #N/A
[8 empty] | 129 | EG | 140.257 | 1413.9107 | BE | 0.50117 | 9432.6757 | 156 | BX | 0.44806 | 143.5961 | 2524027.4442 | 708156.3102 | 156 | CY | 0.43694 | 148.098 | 12057645.9344 | 708654.8523 | #N/A | 706894.2965 | #N/A | 143.5961 | 1 | 4 | 143.5961 | 78 | BJ | 0.48119 | 137.7092 | 2046007.0341 | 342247.2329 | #N/A | #N/A | #N/A | #N/A | #N/A | #N/A | #N/A | #N/A | #N/A | #N/A | #N/A | 702626.0294 | #N/A | 148.098 | 1 | 7 | 155.098 | 78 | CI | 0.54809 | 139.7534 | 1978639.4636 | 307226.237 | #N/A | #N/A | #N/A | #N/A | #N/A | #N/A | #N/A | #N/A | #N/A | #N/A
[8 empty] | 130 | CM | 140.3976 | 2519.8105 | BS | 0.49773 | 2451.5629 | 157 | FJ | 0.3939 | 143.6397 | 11603558.1344 | 719759.8683 | 157 | DG | 0.42898 | 141.4421 | 6447684.254 | 715102.5366 | #N/A | 713958.0893 | #N/A | 143.6397 | 1 | 5 | 150.6397 | 79 | EP | 0.56266 | 137.7439 | 4939186.6955 | 342247.2329 | #N/A | #N/A | #N/A | #N/A | #N/A | #N/A | #N/A | #N/A | #N/A | #N/A | #N/A | 711878.6945 | #N/A | 141.4421 | 0 | 0 | 141.4421 | 79 | BZ | 0.54672 | 136.3192 | 14610537.4472 | 307226.237 | #N/A | #N/A | #N/A | #N/A | #N/A | #N/A | #N/A | #N/A | #N/A | #N/A
[8 empty] | 131 | FN | 140.4569 | 5256.7931 | DR | 0.49445 | 1363.3982 | 158 | EW | 0.46412 | 144.1657 | 7050075.152 | 726809.9435 | 158 | DH | 0.42771 | 141.453 | 6141287.128 | 721243.8237 | #N/A | 723284.9059 | #N/A | 144.1657 | 0 | 0 | 144.1657 | 79 | EP | 0.56266 | 137.7439 | 4939186.6955 | 347186.4196 | #N/A | #N/A | #N/A | #N/A | #N/A | #N/A | #N/A | #N/A | #N/A | #N/A | #N/A | 718173.1801 | #N/A | 141.453 | 1 | 1 | 148.453 | 79 | BZ | 0.54672 | 136.3192 | 14610537.4472 | 321836.7745 | #N/A | #N/A | #N/A | #N/A | #N/A | #N/A | #N/A | #N/A | #N/A | #N/A
[8 empty] | 132 | S | 140.5148 | 1401.445 | AA | 0.4932 | 5453.4493 | 159 | FA | 0.4146 | 144.2824 | 5519460.0472 | 732329.4035 | 159 | CR | 0.42032 | 148.8331 | 5184964.5119 | 726428.7882 | #N/A | 729569.6735 | #N/A | 144.2824 | 1 | 1 | 151.2824 | 80 | DP | 0.55353 | 137.7747 | 3707398.357 | 347186.4196 | #N/A | #N/A | #N/A | #N/A | #N/A | #N/A | #N/A | #N/A | #N/A | #N/A | #N/A | 723836.306 | #N/A | 148.8331 | 1 | 2 | 148.8331 | 80 | R | 0.54661 | 137.9877 | 1973194.0304 | 321836.7745 | #N/A | #N/A | #N/A | #N/A | #N/A | #N/A | #N/A | #N/A | #N/A | #N/A
[8 empty] | 133 | FG | 140.6426 | 6087.7061 | BO | 0.49248 | 1161.4406 | 160 | CU | 0.47779 | 145.4301 | 3364001.5357 | 735693.4051 | 160 | BI | 0.41832 | 142.3476 | 8479606.3735 | 734908.3946 | #N/A | 734011.4043 | #N/A | 145.4301 | 1 | 2 | 145.4301 | 80 | DP | 0.55353 | 137.7747 | 3707398.357 | 350893.8179 | #N/A | #N/A | #N/A | #N/A | #N/A | #N/A | #N/A | #N/A | #N/A | #N/A | #N/A | 730668.5914 | #N/A | 142.3476 | 1 | 3 | 149.3476 | 80 | R | 0.54661 | 137.9877 | 1973194.0304 | 323809.9685 | #N/A | #N/A | #N/A | #N/A | #N/A | #N/A | #N/A | #N/A | #N/A | #N/A
[8 empty] | 134 | T | 140.6535 | 1357.5517 | T | 0.49233 | 1357.5517 | 161 | CJ | 0.46603 | 145.6334 | 2583556.0263 | 738276.9611 | 161 | FA | 0.4146 | 144.2824 | 5519460.0472 | 740427.8546 | #N/A | 736985.1831 | #N/A | 145.6334 | 1 | 3 | 152.6334 | 81 | ER | 0.5701 | 137.7983 | 4992956.9325 | 350893.8179 | #N/A | #N/A | #N/A | #N/A | #N/A | #N/A | #N/A | #N/A | #N/A | #N/A | #N/A | 737668.1246 | #N/A | 144.2824 | 1 | 4 | 144.2824 | 81 | AW | 0.54481 | 138.0766 | 4893564.0406 | 323809.9685 | #N/A | #N/A | #N/A | #N/A | #N/A | #N/A | #N/A | #N/A | #N/A | #N/A
[8 empty] | 135 | AE | 140.6596 | 6120.7266 | AL | 0.48654 | 8419.1305 | 162 | BF | 0.34427 | 147.4278 | 1447689.8317 | 739724.6509 | 162 | DD | 0.41408 | 142.5292 | 3488158.7761 | 743916.0134 | #N/A | 739000.806 | #N/A | 147.4278 | 1 | 4 | 147.4278 | 81 | ER | 0.5701 | 137.7983 | 4992956.9325 | 355886.7748 | #N/A | #N/A | #N/A | #N/A | #N/A | #N/A | #N/A | #N/A | #N/A | #N/A | #N/A | 742171.934 | #N/A | 142.5292 | 1 | 5 | 149.5292 | 81 | AW | 0.54481 | 138.0766 | 4893564.0406 | 328703.5325 | #N/A | #N/A | #N/A | #N/A | #N/A | #N/A | #N/A | #N/A | #N/A | #N/A
[8 empty] | 136 | W | 140.6746 | 1041.4142 | W | 0.48521 | 1041.4142 | 163 | Q | 0.39766 | 147.7801 | 3280603.843 | 743005.2548 | 163 | CV | 0.40551 | 149.8977 | 10390067.5028 | 754306.0809 | #N/A | 741364.9529 | #N/A | 147.7801 | 1 | 5 | 154.7801 | 82 | FK | 0.57804 | 137.8763 | 4106654.1993 | 355886.7748 | #N/A | #N/A | #N/A | #N/A | #N/A | #N/A | #N/A | #N/A | #N/A | #N/A | #N/A | 749111.0472 | #N/A | 149.8977 | 1 | 6 | 149.8977 | 82 | AQ | 0.5446 | 137.9787 | 6629506.455 | 328703.5325 | #N/A | #N/A | #N/A | #N/A | #N/A | #N/A | #N/A | #N/A | #N/A | #N/A
[8 empty] | 137 | AL | 140.7476 | 8419.1305 | DI | 0.48459 | 3598.5307 | 164 | CY | 0.43694 | 148.098 | 12057645.9344 | 755062.9007 | 164 | CO | 0.40366 | 149.9873 | 2885951.9318 | 757192.0329 | #N/A | 749034.0778 | #N/A | 148.098 | 1 | 6 | 148.098 | 82 | FK | 0.57804 | 137.8763 | 4106654.1993 | 359993.429 | #N/A | #N/A | #N/A | #N/A | #N/A | #N/A | #N/A | #N/A | #N/A | #N/A | #N/A | 755749.0569 | #N/A | 149.9873 | 1 | 7 | 156.9873 | 82 | AQ | 0.5446 | 137.9787 | 6629506.455 | 335333.039 | #N/A | #N/A | #N/A | #N/A | #N/A | #N/A | #N/A | #N/A | #N/A | #N/A
[8 empty] | 138 | AF | 140.758 | 4738.9602 | AF | 0.48226 | 4738.9602 | 165 | CR | 0.42032 | 148.8331 | 5184964.5119 | 760247.8652 | 165 | Q | 0.39766 | 147.7801 | 3280603.843 | 760472.6367 | #N/A | 757655.383 | #N/A | 148.8331 | 0 | 0 | 148.8331 | 83 | O | 0.52464 | 137.9041 | 3815343.7061 | 359993.429 | #N/A | #N/A | #N/A | #N/A | #N/A | #N/A | #N/A | #N/A | #N/A | #N/A | #N/A | 758832.3348 | #N/A | 147.7801 | 1 | 8 | 147.7801 | 83 | BY | 0.54369 | 136.5784 | 4802547.2169 | 335333.039 | #N/A | #N/A | #N/A | #N/A | #N/A | #N/A | #N/A | #N/A | #N/A | #N/A
[8 empty] | 139 | AZ | 140.7949 | 7189.6092 | AE | 0.48178 | 6120.7266 | 166 | CV | 0.40551 | 149.8977 | 10390067.5028 | 770637.9327 | 166 | FJ | 0.3939 | 143.6397 | 11603558.1344 | 772076.1948 | #N/A | 765442.899 | #N/A | 149.8977 | 1 | 1 | 156.8977 | 83 | O | 0.52464 | 137.9041 | 3815343.7061 | 363808.7728 | #N/A | #N/A | #N/A | #N/A | #N/A | #N/A | #N/A | #N/A | #N/A | #N/A | #N/A | 766274.4158 | #N/A | 143.6397 | 1 | 9 | 150.6397 | 83 | BY | 0.54369 | 136.5784 | 4802547.2169 | 340135.5862 | #N/A | #N/A | #N/A | #N/A | #N/A | #N/A | #N/A | #N/A | #N/A | #N/A
[8 empty] | 140 | CL | 141.3382 | 2536.2047 | BJ | 0.48119 | 2046.007 | 167 | CO | 0.40366 | 149.9873 | 2885951.9318 | 773523.8847 | 167 | EC | 0.35343 | 150.1275 | 3041095.8121 | 775117.2906 | #N/A | 772080.9087 | #N/A | 149.9873 | 1 | 2 | 149.9873 | 84 | DS | 0.52089 | 137.9308 | 3188129.556 | 363808.7728 | #N/A | #N/A | #N/A | #N/A | #N/A | #N/A | #N/A | #N/A | #N/A | #N/A | #N/A | 773596.7427 | #N/A | 150.1275 | 1 | 10 | 150.1275 | 84 | FC | 0.54355 | 138.7804 | 7012561.516 | 340135.5862 | #N/A | #N/A | #N/A | #N/A | #N/A | #N/A | #N/A | #N/A | #N/A | #N/A
[8 empty] | 141 | DG | 141.4421 | 6447.6843 | AZ | 0.48099 | 7189.6092 | 168 | EC | 0.35343 | 150.1275 | 3041095.8121 | 776564.9805 | 168 | BF | 0.34427 | 147.4278 | 1447689.8317 | 776564.9805 | #N/A | 775044.4326 | #N/A | 150.1275 | 1 | 3 | 157.1275 | 84 | DS | 0.52089 | 137.9308 | 3188129.556 | 366996.9023 | #N/A | #N/A | #N/A | #N/A | #N/A | #N/A | #N/A | #N/A | #N/A | #N/A | #N/A | 775841.1356 | #N/A | 147.4278 | 1 | 11 | 154.4278 | 84 | FC | 0.54355 | 138.7804 | 7012561.516 | 347148.1477 | #N/A | #N/A | #N/A | #N/A | #N/A | #N/A | #N/A | #N/A | #N/A | #N/A
[8 empty] | 142 | DH | 141.453 | 6141.2871 | EU | 0.47958 | 7629.3573 | 169 | FM | 0.32221 | 151.5288 | 11492633.3972 | 788057.6139 | 169 | FM | 0.32221 | 151.5288 | 11492633.3972 | 788057.6139 | #N/A | 782311.2972 | #N/A | 151.5288 | 1 | 4 | 151.5288 | 85 | AQ | 0.5446 | 137.9787 | 6629506.455 | 366996.9023 | #N/A | #N/A | #N/A | #N/A | #N/A | #N/A | #N/A | #N/A | #N/A | #N/A | #N/A | 782311.2972 | #N/A | 151.5288 | 1 | 12 | 151.5288 | 85 | EO | 0.54282 | 137.3649 | 6702520.4916 | 347148.1477 | #N/A | #N/A | #N/A | #N/A | #N/A | #N/A | #N/A | #N/A | #N/A | #N/A
[8 empty] | 143 | DV | 141.4768 | 3161.1087 | CU | 0.47779 | 3364.0015 | 170 | EE | 0.27242 | 152.3952 | 1699763.8738 | 789757.3777 | 170 | CZ | 0.29268 | 158.2592 | 5785620.8466 | 793843.2347 | #N/A | 788907.4958 | #N/A | 152.3952 | 1 | 5 | 159.3952 | 85 | AQ | 0.5446 | 137.9787 | 6629506.455 | 373626.4088 | #N/A | #N/A | #N/A | #N/A | #N/A | #N/A | #N/A | #N/A | #N/A | #N/A | #N/A | 790950.4243 | #N/A | 158.2592 | 0 | 0 | 158.2592 | 85 | EO | 0.54282 | 137.3649 | 6702520.4916 | 353850.6682 | #N/A | #N/A | #N/A | #N/A | #N/A | #N/A | #N/A | #N/A | #N/A | #N/A
[8 empty] | 144 | AB | 141.6962 | 4826.0824 | DV | 0.47274 | 3161.1087 | 171 | EJ | 0.21795 | 156.3143 | 5173471.8212 | 794930.8496 | 171 | EE | 0.27242 | 152.3952 | 1699763.8738 | 795542.9986 | #N/A | 792344.1137 | #N/A | 156.3143 | 1 | 6 | 156.3143 | 86 | DI | 0.48459 | 137.9794 | 3598530.682 | 373626.4088 | #N/A | #N/A | #N/A | #N/A | #N/A | #N/A | #N/A | #N/A | #N/A | #N/A | #N/A | 794693.1167 | #N/A | 152.3952 | 1 | 1 | 159.3952 | 86 | DF | 0.54239 | 136.2849 | 6772155.5975 | 353850.6682 | #N/A | #N/A | #N/A | #N/A | #N/A | #N/A | #N/A | #N/A | #N/A | #N/A
[8 empty] | 145 | DB | 141.9493 | 3472.5246 | AB | 0.47071 | 4826.0824 | 172 | BH | 0.2086 | 156.9637 | 347487.6971 | 795278.3373 | 172 | CH | 0.26664 | 159.7171 | 3637260.6237 | 799180.2592 | #N/A | 795104.5934 | #N/A | 156.9637 | 1 | 7 | 163.9637 | 86 | DI | 0.48459 | 137.9794 | 3598530.682 | 377224.9394 | #N/A | #N/A | #N/A | #N/A | #N/A | #N/A | #N/A | #N/A | #N/A | #N/A | #N/A | 797361.6289 | #N/A | 159.7171 | 1 | 2 | 159.7171 | 86 | DF | 0.54239 | 136.2849 | 6772155.5975 | 360622.8238 | #N/A | #N/A | #N/A | #N/A | #N/A | #N/A | #N/A | #N/A | #N/A | #N/A
[8 empty] | 146 | AS | 142.0077 | 9766.8608 | CJ | 0.46603 | 2583.556 | 173 | CZ | 0.29268 | 158.2592 | 5785620.8466 | 801063.9581 | 173 | EJ | 0.21795 | 156.3143 | 5173471.8212 | 804353.731 | #N/A | 798171.1477 | #N/A | 158.2592 | 1 | 8 | 158.2592 | 87 | R | 0.54661 | 137.9877 | 1973194.0304 | 377224.9394 | #N/A | #N/A | #N/A | #N/A | #N/A | #N/A | #N/A | #N/A | #N/A | #N/A | #N/A | 801766.9951 | #N/A | 156.3143 | 1 | 3 | 163.3143 | 87 | EK | 0.54202 | 138.8768 | 5674113.0726 | 360622.8238 | #N/A | #N/A | #N/A | #N/A | #N/A | #N/A | #N/A | #N/A | #N/A | #N/A
[8 empty] | 147 | DX | 142.3267 | 2439.1305 | EW | 0.46412 | 7050.0752 | 174 | CH | 0.26664 | 159.7171 | 3637260.6237 | 804701.2187 | 174 | BH | 0.2086 | 156.9637 | 347487.6971 | 804701.2187 | #N/A | 802882.5884 | #N/A | 159.7171 | 1 | 9 | 166.7171 | 87 | R | 0.54661 | 137.9877 | 1973194.0304 | 379198.1335 | #N/A | #N/A | #N/A | #N/A | #N/A | #N/A | #N/A | #N/A | #N/A | #N/A | #N/A | 804527.4749 | #N/A | 156.9637 | 1 | 4 | 156.9637 | 87 | EK | 0.54202 | 138.8768 | 5674113.0726 | 366296.9369 | #N/A | #N/A | #N/A | #N/A | #N/A | #N/A | #N/A | #N/A | #N/A | #N/A
[8 empty] | 148 | EN | 142.3309 | 6671.8763 | AS | 0.46332 | 9766.8608 | 175 | #N/A | #N/A | #N/A | #N/A | #N/A | 175 | #N/A | #N/A | #N/A | #N/A | #N/A | #N/A | #N/A | #N/A | #N/A | #N/A | #N/A | #N/A | 88 | DO | 0.58838 | 137.9964 | 3532640.7278 | 379198.1335 | #N/A | #N/A | #N/A | #N/A | #N/A | #N/A | #N/A | #N/A | #N/A | #N/A | #N/A | #N/A | #N/A | #N/A | #N/A | #N/A | #N/A | 88 | DJ | 0.54061 | 136.8436 | 1943006.1004 | 366296.9369 | #N/A | #N/A | #N/A | #N/A | #N/A | #N/A | #N/A | #N/A | #N/A | #N/A
[8 empty] | 149 | BI | 142.3476 | 8479.6064 | EN | 0.46213 | 6671.8763 | 176 | #N/A | #N/A | #N/A | #N/A | #N/A | 176 | #N/A | #N/A | #N/A | #N/A | #N/A | #N/A | #N/A | #N/A | #N/A | #N/A | #N/A | #N/A | 88 | DO | 0.58838 | 137.9964 | 3532640.7278 | 382730.7742 | #N/A | #N/A | #N/A | #N/A | #N/A | #N/A | #N/A | #N/A | #N/A | #N/A | #N/A | #N/A | #N/A | #N/A | #N/A | #N/A | #N/A | 88 | DJ | 0.54061 | 136.8436 | 1943006.1004 | 368239.943 | #N/A | #N/A | #N/A | #N/A | #N/A | #N/A | #N/A | #N/A | #N/A | #N/A
[8 empty] | 150 | CQ | 142.4177 | 2868.4398 | DX | 0.46163 | 2439.1305 | 177 | #N/A | #N/A | #N/A | #N/A | #N/A | 177 | #N/A | #N/A | #N/A | #N/A | #N/A | #N/A | #N/A | #N/A | #N/A | #N/A | #N/A | #N/A | 89 | CK | 0.56981 | 138.0557 | 2111006.1695 | 382730.7742 | #N/A | #N/A | #N/A | #N/A | #N/A | #N/A | #N/A | #N/A | #N/A | #N/A | #N/A | #N/A | #N/A | #N/A | #N/A | #N/A | #N/A | 89 | FG | 0.53943 | 140.6426 | 6087706.1269 | 368239.943 | #N/A | #N/A | #N/A | #N/A | #N/A | #N/A | #N/A | #N/A | #N/A | #N/A
[8 empty] | 151 | DD | 142.5292 | 3488.1588 | CG | 0.45704 | 2270.0658 | 178 | #N/A | #N/A | #N/A | #N/A | #N/A | 178 | #N/A | #N/A | #N/A | #N/A | #N/A | #N/A | #N/A | #N/A | #N/A | #N/A | #N/A | #N/A | 89 | CK | 0.56981 | 138.0557 | 2111006.1695 | 384841.7804 | #N/A | #N/A | #N/A | #N/A | #N/A | #N/A | #N/A | #N/A | #N/A | #N/A | #N/A | #N/A | #N/A | #N/A | #N/A | #N/A | #N/A | 89 | FG | 0.53943 | 140.6426 | 6087706.1269 | 374327.6491 | #N/A | #N/A | #N/A | #N/A | #N/A | #N/A | #N/A | #N/A | #N/A | #N/A
[8 empty] | 152 | CW | 142.5939 | 13132.1729 | BG | 0.44932 | 4887.3993 | 179 | #N/A | #N/A | #N/A | #N/A | #N/A | 179 | #N/A | #N/A | #N/A | #N/A | #N/A | #N/A | #N/A | #N/A | #N/A | #N/A | #N/A | #N/A | 90 | AW | 0.54481 | 138.0766 | 4893564.0406 | 384841.7804 | #N/A | #N/A | #N/A | #N/A | #N/A | #N/A | #N/A | #N/A | #N/A | #N/A | #N/A | #N/A | #N/A | #N/A | #N/A | #N/A | #N/A | 90 | CM | 0.53869 | 140.3976 | 2519810.5267 | 374327.6491 | #N/A | #N/A | #N/A | #N/A | #N/A | #N/A | #N/A | #N/A | #N/A | #N/A
[8 empty] | 153 | CG | 142.6198 | 2270.0658 | BK | 0.44907 | 2888.7754 | 180 | #N/A | #N/A | #N/A | #N/A | #N/A | 180 | #N/A | #N/A | #N/A | #N/A | #N/A | #N/A | #N/A | #N/A | #N/A | #N/A | #N/A | #N/A | 90 | AW | 0.54481 | 138.0766 | 4893564.0406 | 389735.3444 | #N/A | #N/A | #N/A | #N/A | #N/A | #N/A | #N/A | #N/A | #N/A | #N/A | #N/A | #N/A | #N/A | #N/A | #N/A | #N/A | #N/A | 90 | CM | 0.53869 | 140.3976 | 2519810.5267 | 376847.4596 | #N/A | #N/A | #N/A | #N/A | #N/A | #N/A | #N/A | #N/A | #N/A | #N/A
[8 empty] | 154 | BK | 143.0862 | 2888.7754 | BX | 0.44806 | 2524.0274 | 181 | #N/A | #N/A | #N/A | #N/A | #N/A | 181 | #N/A | #N/A | #N/A | #N/A | #N/A | #N/A | #N/A | #N/A | #N/A | #N/A | #N/A | #N/A | 91 | AN | 0.53636 | 138.1182 | 6024461.5796 | 389735.3444 | #N/A | #N/A | #N/A | #N/A | #N/A | #N/A | #N/A | #N/A | #N/A | #N/A | #N/A | #N/A | #N/A | #N/A | #N/A | #N/A | #N/A | 91 | BW | 0.5373 | 137.2331 | 1950278.6477 | 378797.7383 | #N/A | #N/A | #N/A | #N/A | #N/A | #N/A | #N/A | #N/A | #N/A | #N/A
[8 empty] | 155 | F | 143.2992 | 2759.8409 | F | 0.44522 | 2759.8409 | 182 | #N/A | #N/A | #N/A | #N/A | #N/A | 182 | #N/A | #N/A | #N/A | #N/A | #N/A | #N/A | #N/A | #N/A | #N/A | #N/A | #N/A | #N/A | 91 | AN | 0.53636 | 138.1182 | 6024461.5796 | 395759.806 | #N/A | #N/A | #N/A | #N/A | #N/A | #N/A | #N/A | #N/A | #N/A | #N/A | #N/A | #N/A | #N/A | #N/A | #N/A | #N/A | #N/A | 91 | BW | 0.5373 | 137.2331 | 1950278.6477 | 378797.7383 | #N/A | #N/A | #N/A | #N/A | #N/A | #N/A | #N/A | #N/A | #N/A | #N/A
[8 empty] | 156 | BX | 143.5961 | 2524.0274 | CY | 0.43694 | 12057.6459 | 183 | #N/A | #N/A | #N/A | #N/A | #N/A | 183 | #N/A | #N/A | #N/A | #N/A | #N/A | #N/A | #N/A | #N/A | #N/A | #N/A | #N/A | #N/A | 92 | FF | 0.56902 | 138.1544 | 5641448.2269 | 401401.2542 | #N/A | #N/A | #N/A | #N/A | #N/A | #N/A | #N/A | #N/A | #N/A | #N/A | #N/A | #N/A | #N/A | #N/A | #N/A | #N/A | #N/A | 92 | BP | 0.53658 | 136.7835 | 1083971.6422 | 379881.7099 | #N/A | #N/A | #N/A | #N/A | #N/A | #N/A | #N/A | #N/A | #N/A | #N/A
[8 empty] | 157 | FJ | 143.6397 | 11603.5581 | DG | 0.42898 | 6447.6843 | 184 | #N/A | #N/A | #N/A | #N/A | #N/A | 184 | #N/A | #N/A | #N/A | #N/A | #N/A | #N/A | #N/A | #N/A | #N/A | #N/A | #N/A | #N/A | 92 | FF | 0.56902 | 138.1544 | 5641448.2269 | 401401.2542 | #N/A | #N/A | #N/A | #N/A | #N/A | #N/A | #N/A | #N/A | #N/A | #N/A | #N/A | #N/A | #N/A | #N/A | #N/A | #N/A | #N/A | 92 | BP | 0.53658 | 136.7835 | 1083971.6422 | 379881.7099 | #N/A | #N/A | #N/A | #N/A | #N/A | #N/A | #N/A | #N/A | #N/A | #N/A
[8 empty] | 158 | EW | 144.1657 | 7050.0752 | DH | 0.42771 | 6141.2871 | 185 | #N/A | #N/A | #N/A | #N/A | #N/A | 185 | #N/A | #N/A | #N/A | #N/A | #N/A | #N/A | #N/A | #N/A | #N/A | #N/A | #N/A | #N/A | 93 | AU | 0.51848 | 138.1864 | 7829270.6351 | 409230.5249 | #N/A | #N/A | #N/A | #N/A | #N/A | #N/A | #N/A | #N/A | #N/A | #N/A | #N/A | #N/A | #N/A | #N/A | #N/A | #N/A | #N/A | 93 | AN | 0.53636 | 138.1182 | 6024461.5796 | 385906.1715 | #N/A | #N/A | #N/A | #N/A | #N/A | #N/A | #N/A | #N/A | #N/A | #N/A
[8 empty] | 159 | FA | 144.2824 | 5519.46 | CR | 0.42032 | 5184.9645 | 186 | #N/A | #N/A | #N/A | #N/A | #N/A | 186 | #N/A | #N/A | #N/A | #N/A | #N/A | #N/A | #N/A | #N/A | #N/A | #N/A | #N/A | #N/A | 93 | AU | 0.51848 | 138.1864 | 7829270.6351 | 409230.5249 | #N/A | #N/A | #N/A | #N/A | #N/A | #N/A | #N/A | #N/A | #N/A | #N/A | #N/A | #N/A | #N/A | #N/A | #N/A | #N/A | #N/A | 93 | AN | 0.53636 | 138.1182 | 6024461.5796 | 385906.1715 | #N/A | #N/A | #N/A | #N/A | #N/A | #N/A | #N/A | #N/A | #N/A | #N/A
[8 empty] | 160 | CU | 145.4301 | 3364.0015 | BI | 0.41832 | 8479.6064 | 187 | #N/A | #N/A | #N/A | #N/A | #N/A | 187 | #N/A | #N/A | #N/A | #N/A | #N/A | #N/A | #N/A | #N/A | #N/A | #N/A | #N/A | #N/A | 94 | L | 0.59298 | 138.3096 | 1007180.668 | 410237.7055 | #N/A | #N/A | #N/A | #N/A | #N/A | #N/A | #N/A | #N/A | #N/A | #N/A | #N/A | #N/A | #N/A | #N/A | #N/A | #N/A | #N/A | 94 | CE | 0.53595 | 136.9638 | 5136462.0695 | 391042.6336 | #N/A | #N/A | #N/A | #N/A | #N/A | #N/A | #N/A | #N/A | #N/A | #N/A
[8 empty] | 161 | CJ | 145.6334 | 2583.556 | FA | 0.4146 | 5519.46 | 188 | #N/A | #N/A | #N/A | #N/A | #N/A | 188 | #N/A | #N/A | #N/A | #N/A | #N/A | #N/A | #N/A | #N/A | #N/A | #N/A | #N/A | #N/A | 94 | L | 0.59298 | 138.3096 | 1007180.668 | 410237.7055 | #N/A | #N/A | #N/A | #N/A | #N/A | #N/A | #N/A | #N/A | #N/A | #N/A | #N/A | #N/A | #N/A | #N/A | #N/A | #N/A | #N/A | 94 | CE | 0.53595 | 136.9638 | 5136462.0695 | 391042.6336 | #N/A | #N/A | #N/A | #N/A | #N/A | #N/A | #N/A | #N/A | #N/A | #N/A
[8 empty] | 162 | BF | 147.4278 | 1447.6898 | DD | 0.41408 | 3488.1588 | 189 | #N/A | #N/A | #N/A | #N/A | #N/A | 189 | #N/A | #N/A | #N/A | #N/A | #N/A | #N/A | #N/A | #N/A | #N/A | #N/A | #N/A | #N/A | 95 | DU | 0.59511 | 138.4038 | 2098344.8326 | 412336.0504 | #N/A | #N/A | #N/A | #N/A | #N/A | #N/A | #N/A | #N/A | #N/A | #N/A | #N/A | #N/A | #N/A | #N/A | #N/A | #N/A | #N/A | 95 | ES | 0.53489 | 137.0656 | 6803148.8777 | 397845.7825 | #N/A | #N/A | #N/A | #N/A | #N/A | #N/A | #N/A | #N/A | #N/A | #N/A
[8 empty] | 163 | Q | 147.7801 | 3280.6038 | CV | 0.40551 | 10390.0675 | 190 | #N/A | #N/A | #N/A | #N/A | #N/A | 190 | #N/A | #N/A | #N/A | #N/A | #N/A | #N/A | #N/A | #N/A | #N/A | #N/A | #N/A | #N/A | 95 | DU | 0.59511 | 138.4038 | 2098344.8326 | 412336.0504 | #N/A | #N/A | #N/A | #N/A | #N/A | #N/A | #N/A | #N/A | #N/A | #N/A | #N/A | #N/A | #N/A | #N/A | #N/A | #N/A | #N/A | 95 | ES | 0.53489 | 137.0656 | 6803148.8777 | 397845.7825 | #N/A | #N/A | #N/A | #N/A | #N/A | #N/A | #N/A | #N/A | #N/A | #N/A
[8 empty] | 164 | CY | 148.098 | 12057.6459 | CO | 0.40366 | 2885.9519 | 191 | #N/A | #N/A | #N/A | #N/A | #N/A | 191 | #N/A | #N/A | #N/A | #N/A | #N/A | #N/A | #N/A | #N/A | #N/A | #N/A | #N/A | #N/A | 96 | BB | 0.51401 | 138.4427 | 4994351.3751 | 417330.4017 | #N/A | #N/A | #N/A | #N/A | #N/A | #N/A | #N/A | #N/A | #N/A | #N/A | #N/A | #N/A | #N/A | #N/A | #N/A | #N/A | #N/A | 96 | BR | 0.53333 | 137.1121 | 3071129.1919 | 400916.9117 | #N/A | #N/A | #N/A | #N/A | #N/A | #N/A | #N/A | #N/A | #N/A | #N/A
[8 empty] | 165 | CR | 148.8331 | 5184.9645 | Q | 0.39766 | 3280.6038 | 192 | #N/A | #N/A | #N/A | #N/A | #N/A | 192 | #N/A | #N/A | #N/A | #N/A | #N/A | #N/A | #N/A | #N/A | #N/A | #N/A | #N/A | #N/A | 96 | BB | 0.51401 | 138.4427 | 4994351.3751 | 417330.4017 | #N/A | #N/A | #N/A | #N/A | #N/A | #N/A | #N/A | #N/A | #N/A | #N/A | #N/A | #N/A | #N/A | #N/A | #N/A | #N/A | #N/A | 96 | BR | 0.53333 | 137.1121 | 3071129.1919 | 400916.9117 | #N/A | #N/A | #N/A | #N/A | #N/A | #N/A | #N/A | #N/A | #N/A | #N/A
[8 empty] | 166 | CV | 149.8977 | 10390.0675 | FJ | 0.3939 | 11603.5581 | 193 | #N/A | #N/A | #N/A | #N/A | #N/A | 193 | #N/A | #N/A | #N/A | #N/A | #N/A | #N/A | #N/A | #N/A | #N/A | #N/A | #N/A | #N/A | 97 | FO | 0.52101 | 138.4597 | 6532106.7303 | 423862.5085 | #N/A | #N/A | #N/A | #N/A | #N/A | #N/A | #N/A | #N/A | #N/A | #N/A | #N/A | #N/A | #N/A | #N/A | #N/A | #N/A | #N/A | 97 | BT | 0.53261 | 137.1456 | 10682562.8526 | 411599.4745 | #N/A | #N/A | #N/A | #N/A | #N/A | #N/A | #N/A | #N/A | #N/A | #N/A
[8 empty] | 167 | CO | 149.9873 | 2885.9519 | EC | 0.35343 | 3041.0958 | 194 | #N/A | #N/A | #N/A | #N/A | #N/A | 194 | #N/A | #N/A | #N/A | #N/A | #N/A | #N/A | #N/A | #N/A | #N/A | #N/A | #N/A | #N/A | 97 | FO | 0.52101 | 138.4597 | 6532106.7303 | 423862.5085 | #N/A | #N/A | #N/A | #N/A | #N/A | #N/A | #N/A | #N/A | #N/A | #N/A | #N/A | #N/A | #N/A | #N/A | #N/A | #N/A | #N/A | 97 | BT | 0.53261 | 137.1456 | 10682562.8526 | 411599.4745 | #N/A | #N/A | #N/A | #N/A | #N/A | #N/A | #N/A | #N/A | #N/A | #N/A
[8 empty] | 168 | EC | 150.1275 | 3041.0958 | BF | 0.34427 | 1447.6898 | 195 | #N/A | #N/A | #N/A | #N/A | #N/A | 195 | #N/A | #N/A | #N/A | #N/A | #N/A | #N/A | #N/A | #N/A | #N/A | #N/A | #N/A | #N/A | 98 | EY | 0.54865 | 138.497 | 4883875.0892 | 428746.3835 | #N/A | #N/A | #N/A | #N/A | #N/A | #N/A | #N/A | #N/A | #N/A | #N/A | #N/A | #N/A | #N/A | #N/A | #N/A | #N/A | #N/A | 98 | BM | 0.53184 | 137.5118 | 2249986.4379 | 413849.4609 | #N/A | #N/A | #N/A | #N/A | #N/A | #N/A | #N/A | #N/A | #N/A | #N/A
[8 empty] | 169 | FM | 151.5288 | 11492.6334 | FM | 0.32221 | 11492.6334 | 196 | #N/A | #N/A | #N/A | #N/A | #N/A | 196 | #N/A | #N/A | #N/A | #N/A | #N/A | #N/A | #N/A | #N/A | #N/A | #N/A | #N/A | #N/A | 98 | EY | 0.54865 | 138.497 | 4883875.0892 | 428746.3835 | #N/A | #N/A | #N/A | #N/A | #N/A | #N/A | #N/A | #N/A | #N/A | #N/A | #N/A | #N/A | #N/A | #N/A | #N/A | #N/A | #N/A | 98 | BM | 0.53184 | 137.5118 | 2249986.4379 | 413849.4609 | #N/A | #N/A | #N/A | #N/A | #N/A | #N/A | #N/A | #N/A | #N/A | #N/A
[8 empty] | 170 | EE | 152.3952 | 1699.7639 | CZ | 0.29268 | 5785.6208 | 197 | #N/A | #N/A | #N/A | #N/A | #N/A | 197 | #N/A | #N/A | #N/A | #N/A | #N/A | #N/A | #N/A | #N/A | #N/A | #N/A | #N/A | #N/A | 99 | FP | 0.51825 | 138.562 | 4033366.828 | 432779.7504 | #N/A | #N/A | #N/A | #N/A | #N/A | #N/A | #N/A | #N/A | #N/A | #N/A | #N/A | #N/A | #N/A | #N/A | #N/A | #N/A | #N/A | 99 | FR | 0.52964 | 137.4672 | 6304815.7949 | 420154.2767 | #N/A | #N/A | #N/A | #N/A | #N/A | #N/A | #N/A | #N/A | #N/A | #N/A
[8 empty] | 171 | EJ | 156.3143 | 5173.4718 | EE | 0.27242 | 1699.7639 | 198 | #N/A | #N/A | #N/A | #N/A | #N/A | 198 | #N/A | #N/A | #N/A | #N/A | #N/A | #N/A | #N/A | #N/A | #N/A | #N/A | #N/A | #N/A | 99 | FP | 0.51825 | 138.562 | 4033366.828 | 432779.7504 | #N/A | #N/A | #N/A | #N/A | #N/A | #N/A | #N/A | #N/A | #N/A | #N/A | #N/A | #N/A | #N/A | #N/A | #N/A | #N/A | #N/A | 99 | FR | 0.52964 | 137.4672 | 6304815.7949 | 420154.2767 | #N/A | #N/A | #N/A | #N/A | #N/A | #N/A | #N/A | #N/A | #N/A | #N/A
[8 empty] | 172 | BH | 156.9637 | 347.4877 | CH | 0.26664 | 3637.2606 | 199 | #N/A | #N/A | #N/A | #N/A | #N/A | 199 | #N/A | #N/A | #N/A | #N/A | #N/A | #N/A | #N/A | #N/A | #N/A | #N/A | #N/A | #N/A | 100 | CD | 0.51784 | 138.5864 | 4664161.672 | 437443.912 | #N/A | #N/A | #N/A | #N/A | #N/A | #N/A | #N/A | #N/A | #N/A | #N/A | #N/A | #N/A | #N/A | #N/A | #N/A | #N/A | #N/A | 100 | N | 0.52943 | 139.5575 | 2255528.521 | 422409.8053 | #N/A | #N/A | #N/A | #N/A | #N/A | #N/A | #N/A | #N/A | #N/A | #N/A
[8 empty] | 173 | CZ | 158.2592 | 5785.6208 | EJ | 0.21795 | 5173.4718 | 200 | #N/A | #N/A | #N/A | #N/A | #N/A | 200 | #N/A | #N/A | #N/A | #N/A | #N/A | #N/A | #N/A | #N/A | #N/A | #N/A | #N/A | #N/A | 100 | CD | 0.51784 | 138.5864 | 4664161.672 | 437443.912 | #N/A | #N/A | #N/A | #N/A | #N/A | #N/A | #N/A | #N/A | #N/A | #N/A | #N/A | #N/A | #N/A | #N/A | #N/A | #N/A | #N/A | 100 | N | 0.52943 | 139.5575 | 2255528.521 | 422409.8053 | #N/A | #N/A | #N/A | #N/A | #N/A | #N/A | #N/A | #N/A | #N/A | #N/A
[8 empty] | 174 | CH | 159.7171 | 3637.2606 | BH | 0.2086 | 347.4877 | 201 | #N/A | #N/A | #N/A | #N/A | #N/A | 201 | #N/A | #N/A | #N/A | #N/A | #N/A | #N/A | #N/A | #N/A | #N/A | #N/A | #N/A | #N/A | 101 | CC | 0.51371 | 138.6629 | 5823488.0166 | 443267.4001 | #N/A | #N/A | #N/A | #N/A | #N/A | #N/A | #N/A | #N/A | #N/A | #N/A | #N/A | #N/A | #N/A | #N/A | #N/A | #N/A | #N/A | 101 | CL | 0.52726 | 141.3382 | 2536204.7363 | 424946.01 | #N/A | #N/A | #N/A | #N/A | #N/A | #N/A | #N/A | #N/A | #N/A | #N/A
[8 empty] | 175 | [6 empty] | 202 | #N/A | #N/A | #N/A | #N/A | #N/A | 202 | #N/A | #N/A | #N/A | #N/A | #N/A | #N/A | #N/A | #N/A | #N/A | #N/A | #N/A | #N/A | 101 | CC | 0.51371 | 138.6629 | 5823488.0166 | 443267.4001 | #N/A | #N/A | #N/A | #N/A | #N/A | #N/A | #N/A | #N/A | #N/A | #N/A | #N/A | #N/A | #N/A | #N/A | #N/A | #N/A | #N/A | 101 | CL | 0.52726 | 141.3382 | 2536204.7363 | 424946.01 | #N/A | #N/A | #N/A | #N/A | #N/A | #N/A | #N/A | #N/A | #N/A | #N/A
[8 empty] | 176 | [6 empty] | 203 | #N/A | #N/A | #N/A | #N/A | #N/A | 203 | #N/A | #N/A | #N/A | #N/A | #N/A | #N/A | #N/A | #N/A | #N/A | #N/A | #N/A | #N/A | 102 | FC | 0.54355 | 138.7804 | 7012561.516 | 450279.9616 | #N/A | #N/A | #N/A | #N/A | #N/A | #N/A | #N/A | #N/A | #N/A | #N/A | #N/A | #N/A | #N/A | #N/A | #N/A | #N/A | #N/A | 102 | S | 0.52664 | 140.5148 | 1401444.9548 | 426347.4549 | #N/A | #N/A | #N/A | #N/A | #N/A | #N/A | #N/A | #N/A | #N/A | #N/A
[8 empty] | 177 | [6 empty] | 204 | #N/A | #N/A | #N/A | #N/A | #N/A | 204 | #N/A | #N/A | #N/A | #N/A | #N/A | #N/A | #N/A | #N/A | #N/A | #N/A | #N/A | #N/A | 102 | FC | 0.54355 | 138.7804 | 7012561.516 | 450279.9616 | #N/A | #N/A | #N/A | #N/A | #N/A | #N/A | #N/A | #N/A | #N/A | #N/A | #N/A | #N/A | #N/A | #N/A | #N/A | #N/A | #N/A | 102 | S | 0.52664 | 140.5148 | 1401444.9548 | 426347.4549 | #N/A | #N/A | #N/A | #N/A | #N/A | #N/A | #N/A | #N/A | #N/A | #N/A
[8 empty] | 178 | [6 empty] | 205 | #N/A | #N/A | #N/A | #N/A | #N/A | 205 | #N/A | #N/A | #N/A | #N/A | #N/A | #N/A | #N/A | #N/A | #N/A | #N/A | #N/A | #N/A | 103 | EZ | 0.51245 | 138.8134 | 5336532.2361 | 455616.4938 | #N/A | #N/A | #N/A | #N/A | #N/A | #N/A | #N/A | #N/A | #N/A | #N/A | #N/A | #N/A | #N/A | #N/A | #N/A | #N/A | #N/A | 103 | AV | 0.52509 | 137.6523 | 7327646.6723 | 433675.1016 | #N/A | #N/A | #N/A | #N/A | #N/A | #N/A | #N/A | #N/A | #N/A | #N/A
[8 empty] | 179 | [6 empty] | 206 | #N/A | #N/A | #N/A | #N/A | #N/A | 206 | #N/A | #N/A | #N/A | #N/A | #N/A | #N/A | #N/A | #N/A | #N/A | #N/A | #N/A | #N/A | 103 | EZ | 0.51245 | 138.8134 | 5336532.2361 | 455616.4938 | #N/A | #N/A | #N/A | #N/A | #N/A | #N/A | #N/A | #N/A | #N/A | #N/A | #N/A | #N/A | #N/A | #N/A | #N/A | #N/A | #N/A | 103 | AV | 0.52509 | 137.6523 | 7327646.6723 | 433675.1016 | #N/A | #N/A | #N/A | #N/A | #N/A | #N/A | #N/A | #N/A | #N/A | #N/A
[8 empty] | 180 | [6 empty] | 207 | #N/A | #N/A | #N/A | #N/A | #N/A | 207 | #N/A | #N/A | #N/A | #N/A | #N/A | #N/A | #N/A | #N/A | #N/A | #N/A | #N/A | #N/A | 104 | EM | 0.59853 | 138.8389 | 4871598.4215 | 460488.0922 | #N/A | #N/A | #N/A | #N/A | #N/A | #N/A | #N/A | #N/A | #N/A | #N/A | #N/A | #N/A | #N/A | #N/A | #N/A | #N/A | #N/A | 104 | O | 0.52464 | 137.9041 | 3815343.7061 | 437490.4453 | #N/A | #N/A | #N/A | #N/A | #N/A | #N/A | #N/A | #N/A | #N/A | #N/A
[8 empty] | 181 | [6 empty] | 208 | #N/A | #N/A | #N/A | #N/A | #N/A | 208 | #N/A | #N/A | #N/A | #N/A | #N/A | #N/A | #N/A | #N/A | #N/A | #N/A | #N/A | #N/A | 104 | EM | 0.59853 | 138.8389 | 4871598.4215 | 460488.0922 | #N/A | #N/A | #N/A | #N/A | #N/A | #N/A | #N/A | #N/A | #N/A | #N/A | #N/A | #N/A | #N/A | #N/A | #N/A | #N/A | #N/A | 104 | O | 0.52464 | 137.9041 | 3815343.7061 | 437490.4453 | #N/A | #N/A | #N/A | #N/A | #N/A | #N/A | #N/A | #N/A | #N/A | #N/A
[8 empty] | 182 | [6 empty] | 209 | #N/A | #N/A | #N/A | #N/A | #N/A | 209 | #N/A | #N/A | #N/A | #N/A | #N/A | #N/A | #N/A | #N/A | #N/A | #N/A | #N/A | #N/A | 105 | DR | 0.49445 | 138.8447 | 1363398.1563 | 461851.4904 | #N/A | #N/A | #N/A | #N/A | #N/A | #N/A | #N/A | #N/A | #N/A | #N/A | #N/A | #N/A | #N/A | #N/A | #N/A | #N/A | #N/A | 105 | AM | 0.52104 | 139.8555 | 11320155.7766 | 448810.6011 | #N/A | #N/A | #N/A | #N/A | #N/A | #N/A | #N/A | #N/A | #N/A | #N/A
[8 empty] | 183 | [6 empty] | 210 | #N/A | #N/A | #N/A | #N/A | #N/A | 210 | #N/A | #N/A | #N/A | #N/A | #N/A | #N/A | #N/A | #N/A | #N/A | #N/A | #N/A | #N/A | 105 | DR | 0.49445 | 138.8447 | 1363398.1563 | 461851.4904 | #N/A | #N/A | #N/A | #N/A | #N/A | #N/A | #N/A | #N/A | #N/A | #N/A | #N/A | #N/A | #N/A | #N/A | #N/A | #N/A | #N/A | 105 | AM | 0.52104 | 139.8555 | 11320155.7766 | 448810.6011 | #N/A | #N/A | #N/A | #N/A | #N/A | #N/A | #N/A | #N/A | #N/A | #N/A
[8 empty] | 184 | [6 empty] | 211 | #N/A | #N/A | #N/A | #N/A | #N/A | 211 | #N/A | #N/A | #N/A | #N/A | #N/A | #N/A | #N/A | #N/A | #N/A | #N/A | #N/A | #N/A | 106 | EK | 0.54202 | 138.8768 | 5674113.0726 | 467525.6035 | #N/A | #N/A | #N/A | #N/A | #N/A | #N/A | #N/A | #N/A | #N/A | #N/A | #N/A | #N/A | #N/A | #N/A | #N/A | #N/A | #N/A | 106 | FO | 0.52101 | 138.4597 | 6532106.7303 | 455342.7078 | #N/A | #N/A | #N/A | #N/A | #N/A | #N/A | #N/A | #N/A | #N/A | #N/A
[8 empty] | 185 | [6 empty] | 212 | #N/A | #N/A | #N/A | #N/A | #N/A | 212 | #N/A | #N/A | #N/A | #N/A | #N/A | #N/A | #N/A | #N/A | #N/A | #N/A | #N/A | #N/A | 106 | EK | 0.54202 | 138.8768 | 5674113.0726 | 467525.6035 | #N/A | #N/A | #N/A | #N/A | #N/A | #N/A | #N/A | #N/A | #N/A | #N/A | #N/A | #N/A | #N/A | #N/A | #N/A | #N/A | #N/A | 106 | FO | 0.52101 | 138.4597 | 6532106.7303 | 455342.7078 | #N/A | #N/A | #N/A | #N/A | #N/A | #N/A | #N/A | #N/A | #N/A | #N/A
[8 empty] | 186 | [6 empty] | 213 | #N/A | #N/A | #N/A | #N/A | #N/A | 213 | #N/A | #N/A | #N/A | #N/A | #N/A | #N/A | #N/A | #N/A | #N/A | #N/A | #N/A | #N/A | 107 | CP | 0.55358 | 138.9059 | 2115252.7702 | 469640.8562 | #N/A | #N/A | #N/A | #N/A | #N/A | #N/A | #N/A | #N/A | #N/A | #N/A | #N/A | #N/A | #N/A | #N/A | #N/A | #N/A | #N/A | 107 | DS | 0.52089 | 137.9308 | 3188129.556 | 458530.8374 | #N/A | #N/A | #N/A | #N/A | #N/A | #N/A | #N/A | #N/A | #N/A | #N/A
[8 empty] | 187 | [6 empty] | 214 | #N/A | #N/A | #N/A | #N/A | #N/A | 214 | #N/A | #N/A | #N/A | #N/A | #N/A | #N/A | #N/A | #N/A | #N/A | #N/A | #N/A | #N/A | 107 | CP | 0.55358 | 138.9059 | 2115252.7702 | 469640.8562 | #N/A | #N/A | #N/A | #N/A | #N/A | #N/A | #N/A | #N/A | #N/A | #N/A | #N/A | #N/A | #N/A | #N/A | #N/A | #N/A | #N/A | 107 | DS | 0.52089 | 137.9308 | 3188129.556 | 458530.8374 | #N/A | #N/A | #N/A | #N/A | #N/A | #N/A | #N/A | #N/A | #N/A | #N/A
[8 empty] | 188 | [6 empty] | 215 | #N/A | #N/A | #N/A | #N/A | #N/A | 215 | #N/A | #N/A | #N/A | #N/A | #N/A | #N/A | #N/A | #N/A | #N/A | #N/A | #N/A | #N/A | 108 | DQ | 0.51009 | 138.9065 | 3195079.2272 | 472835.9355 | #N/A | #N/A | #N/A | #N/A | #N/A | #N/A | #N/A | #N/A | #N/A | #N/A | #N/A | #N/A | #N/A | #N/A | #N/A | #N/A | #N/A | 108 | DB | 0.51854 | 141.9493 | 3472524.5534 | 462003.3619 | #N/A | #N/A | #N/A | #N/A | #N/A | #N/A | #N/A | #N/A | #N/A | #N/A
[8 empty] | 189 | [6 empty] | 216 | #N/A | #N/A | #N/A | #N/A | #N/A | 216 | #N/A | #N/A | #N/A | #N/A | #N/A | #N/A | #N/A | #N/A | #N/A | #N/A | #N/A | #N/A | 108 | DQ | 0.51009 | 138.9065 | 3195079.2272 | 472835.9355 | #N/A | #N/A | #N/A | #N/A | #N/A | #N/A | #N/A | #N/A | #N/A | #N/A | #N/A | #N/A | #N/A | #N/A | #N/A | #N/A | #N/A | 108 | DB | 0.51854 | 141.9493 | 3472524.5534 | 462003.3619 | #N/A | #N/A | #N/A | #N/A | #N/A | #N/A | #N/A | #N/A | #N/A | #N/A
[8 empty] | 190 | [6 empty] | 217 | #N/A | #N/A | #N/A | #N/A | #N/A | 217 | #N/A | #N/A | #N/A | #N/A | #N/A | #N/A | #N/A | #N/A | #N/A | #N/A | #N/A | #N/A | 109 | DC | 0.55318 | 138.9247 | 7185988.5544 | 480021.924 | #N/A | #N/A | #N/A | #N/A | #N/A | #N/A | #N/A | #N/A | #N/A | #N/A | #N/A | #N/A | #N/A | #N/A | #N/A | #N/A | #N/A | 109 | AU | 0.51848 | 138.1864 | 7829270.6351 | 469832.6326 | #N/A | #N/A | #N/A | #N/A | #N/A | #N/A | #N/A | #N/A | #N/A | #N/A
[8 empty] | 191 | [6 empty] | 218 | #N/A | #N/A | #N/A | #N/A | #N/A | 218 | #N/A | #N/A | #N/A | #N/A | #N/A | #N/A | #N/A | #N/A | #N/A | #N/A | #N/A | #N/A | 109 | DC | 0.55318 | 138.9247 | 7185988.5544 | 480021.924 | #N/A | #N/A | #N/A | #N/A | #N/A | #N/A | #N/A | #N/A | #N/A | #N/A | #N/A | #N/A | #N/A | #N/A | #N/A | #N/A | #N/A | 109 | AU | 0.51848 | 138.1864 | 7829270.6351 | 469832.6326 | #N/A | #N/A | #N/A | #N/A | #N/A | #N/A | #N/A | #N/A | #N/A | #N/A
[8 empty] | 192 | [6 empty] | 219 | #N/A | #N/A | #N/A | #N/A | #N/A | 219 | #N/A | #N/A | #N/A | #N/A | #N/A | #N/A | #N/A | #N/A | #N/A | #N/A | #N/A | #N/A | 110 | BN | 0.51031 | 138.9434 | 1931542.9047 | 481953.4669 | #N/A | #N/A | #N/A | #N/A | #N/A | #N/A | #N/A | #N/A | #N/A | #N/A | #N/A | #N/A | #N/A | #N/A | #N/A | #N/A | #N/A | 110 | FP | 0.51825 | 138.562 | 4033366.828 | 473865.9994 | #N/A | #N/A | #N/A | #N/A | #N/A | #N/A | #N/A | #N/A | #N/A | #N/A
[8 empty] | 193 | [6 empty] | 220 | #N/A | #N/A | #N/A | #N/A | #N/A | 220 | #N/A | #N/A | #N/A | #N/A | #N/A | #N/A | #N/A | #N/A | #N/A | #N/A | #N/A | #N/A | 110 | BN | 0.51031 | 138.9434 | 1931542.9047 | 481953.4669 | #N/A | #N/A | #N/A | #N/A | #N/A | #N/A | #N/A | #N/A | #N/A | #N/A | #N/A | #N/A | #N/A | #N/A | #N/A | #N/A | #N/A | 110 | FP | 0.51825 | 138.562 | 4033366.828 | 473865.9994 | #N/A | #N/A | #N/A | #N/A | #N/A | #N/A | #N/A | #N/A | #N/A | #N/A
[8 empty] | 194 | [6 empty] | 221 | #N/A | #N/A | #N/A | #N/A | #N/A | 221 | #N/A | #N/A | #N/A | #N/A | #N/A | #N/A | #N/A | #N/A | #N/A | #N/A | #N/A | #N/A | 111 | AC | 0.51202 | 139.106 | 4756571.8146 | 486710.0387 | #N/A | #N/A | #N/A | #N/A | #N/A | #N/A | #N/A | #N/A | #N/A | #N/A | #N/A | #N/A | #N/A | #N/A | #N/A | #N/A | #N/A | 111 | CD | 0.51784 | 138.5864 | 4664161.672 | 478530.1611 | #N/A | #N/A | #N/A | #N/A | #N/A | #N/A | #N/A | #N/A | #N/A | #N/A
[8 empty] | 195 | [6 empty] | 222 | #N/A | #N/A | #N/A | #N/A | #N/A | 222 | #N/A | #N/A | #N/A | #N/A | #N/A | #N/A | #N/A | #N/A | #N/A | #N/A | #N/A | #N/A | 111 | AC | 0.51202 | 139.106 | 4756571.8146 | 486710.0387 | #N/A | #N/A | #N/A | #N/A | #N/A | #N/A | #N/A | #N/A | #N/A | #N/A | #N/A | #N/A | #N/A | #N/A | #N/A | #N/A | #N/A | 111 | CD | 0.51784 | 138.5864 | 4664161.672 | 478530.1611 | #N/A | #N/A | #N/A | #N/A | #N/A | #N/A | #N/A | #N/A | #N/A | #N/A
[8 empty] | 196 | [6 empty] | 223 | #N/A | #N/A | #N/A | #N/A | #N/A | 223 | #N/A | #N/A | #N/A | #N/A | #N/A | #N/A | #N/A | #N/A | #N/A | #N/A | #N/A | #N/A | 112 | DM | 0.59079 | 139.1443 | 2311229.3474 | 489021.2681 | #N/A | #N/A | #N/A | #N/A | #N/A | #N/A | #N/A | #N/A | #N/A | #N/A | #N/A | #N/A | #N/A | #N/A | #N/A | #N/A | #N/A | 112 | BB | 0.51401 | 138.4427 | 4994351.3751 | 483524.5125 | #N/A | #N/A | #N/A | #N/A | #N/A | #N/A | #N/A | #N/A | #N/A | #N/A
[8 empty] | 197 | [6 empty] | 224 | #N/A | #N/A | #N/A | #N/A | #N/A | 224 | #N/A | #N/A | #N/A | #N/A | #N/A | #N/A | #N/A | #N/A | #N/A | #N/A | #N/A | #N/A | 112 | DM | 0.59079 | 139.1443 | 2311229.3474 | 489021.2681 | #N/A | #N/A | #N/A | #N/A | #N/A | #N/A | #N/A | #N/A | #N/A | #N/A | #N/A | #N/A | #N/A | #N/A | #N/A | #N/A | #N/A | 112 | BB | 0.51401 | 138.4427 | 4994351.3751 | 483524.5125 | #N/A | #N/A | #N/A | #N/A | #N/A | #N/A | #N/A | #N/A | #N/A | #N/A
[8 empty] | 198 | [6 empty] | 225 | #N/A | #N/A | #N/A | #N/A | #N/A | 225 | #N/A | #N/A | #N/A | #N/A | #N/A | #N/A | #N/A | #N/A | #N/A | #N/A | #N/A | #N/A | 113 | FD | 0.51029 | 139.1686 | 10043980.0482 | 499065.2481 | #N/A | #N/A | #N/A | #N/A | #N/A | #N/A | #N/A | #N/A | #N/A | #N/A | #N/A | #N/A | #N/A | #N/A | #N/A | #N/A | #N/A | 113 | CC | 0.51371 | 138.6629 | 5823488.0166 | 489348.0005 | #N/A | #N/A | #N/A | #N/A | #N/A | #N/A | #N/A | #N/A | #N/A | #N/A
[8 empty] | 199 | [6 empty] | 226 | #N/A | #N/A | #N/A | #N/A | #N/A | 226 | #N/A | #N/A | #N/A | #N/A | #N/A | #N/A | #N/A | #N/A | #N/A | #N/A | #N/A | #N/A | 113 | FD | 0.51029 | 139.1686 | 10043980.0482 | 499065.2481 | #N/A | #N/A | #N/A | #N/A | #N/A | #N/A | #N/A | #N/A | #N/A | #N/A | #N/A | #N/A | #N/A | #N/A | #N/A | #N/A | #N/A | 113 | CC | 0.51371 | 138.6629 | 5823488.0166 | 489348.0005 | #N/A | #N/A | #N/A | #N/A | #N/A | #N/A | #N/A | #N/A | #N/A | #N/A
[8 empty] | 200 | [6 empty] | 227 | #N/A | #N/A | #N/A | #N/A | #N/A | 227 | #N/A | #N/A | #N/A | #N/A | #N/A | #N/A | #N/A | #N/A | #N/A | #N/A | #N/A | #N/A | 114 | AX | 0.50482 | 139.2619 | 7224839.5875 | 506290.0877 | #N/A | #N/A | #N/A | #N/A | #N/A | #N/A | #N/A | #N/A | #N/A | #N/A | #N/A | #N/A | #N/A | #N/A | #N/A | #N/A | #N/A | 114 | CQ | 0.51353 | 142.4177 | 2868439.7665 | 492216.4402 | #N/A | #N/A | #N/A | #N/A | #N/A | #N/A | #N/A | #N/A | #N/A | #N/A
[8 empty] | 201 | [6 empty] | 228 | #N/A | #N/A | #N/A | #N/A | #N/A | 228 | #N/A | #N/A | #N/A | #N/A | #N/A | #N/A | #N/A | #N/A | #N/A | #N/A | #N/A | #N/A | 114 | AX | 0.50482 | 139.2619 | 7224839.5875 | 506290.0877 | #N/A | #N/A | #N/A | #N/A | #N/A | #N/A | #N/A | #N/A | #N/A | #N/A | #N/A | #N/A | #N/A | #N/A | #N/A | #N/A | #N/A | 114 | CQ | 0.51353 | 142.4177 | 2868439.7665 | 492216.4402 | #N/A | #N/A | #N/A | #N/A | #N/A | #N/A | #N/A | #N/A | #N/A | #N/A
[8 empty] | 202 | [6 empty] | 229 | #N/A | #N/A | #N/A | #N/A | #N/A | 229 | #N/A | #N/A | #N/A | #N/A | #N/A | #N/A | #N/A | #N/A | #N/A | #N/A | #N/A | #N/A | 115 | DT | 0.50667 | 139.3013 | 2137288.5965 | 508427.3763 | #N/A | #N/A | #N/A | #N/A | #N/A | #N/A | #N/A | #N/A | #N/A | #N/A | #N/A | #N/A | #N/A | #N/A | #N/A | #N/A | #N/A | 115 | EZ | 0.51245 | 138.8134 | 5336532.2361 | 497552.9725 | #N/A | #N/A | #N/A | #N/A | #N/A | #N/A | #N/A | #N/A | #N/A | #N/A
[8 empty] | 203 | [6 empty] | 230 | #N/A | #N/A | #N/A | #N/A | #N/A | 230 | #N/A | #N/A | #N/A | #N/A | #N/A | #N/A | #N/A | #N/A | #N/A | #N/A | #N/A | #N/A | 115 | DT | 0.50667 | 139.3013 | 2137288.5965 | 508427.3763 | #N/A | #N/A | #N/A | #N/A | #N/A | #N/A | #N/A | #N/A | #N/A | #N/A | #N/A | #N/A | #N/A | #N/A | #N/A | #N/A | #N/A | 115 | EZ | 0.51245 | 138.8134 | 5336532.2361 | 497552.9725 | #N/A | #N/A | #N/A | #N/A | #N/A | #N/A | #N/A | #N/A | #N/A | #N/A
[8 empty] | 204 | [6 empty] | 231 | #N/A | #N/A | #N/A | #N/A | #N/A | 231 | #N/A | #N/A | #N/A | #N/A | #N/A | #N/A | #N/A | #N/A | #N/A | #N/A | #N/A | #N/A | 116 | CB | 0.50208 | 139.336 | 13605797.7019 | 522033.174 | #N/A | #N/A | #N/A | #N/A | #N/A | #N/A | #N/A | #N/A | #N/A | #N/A | #N/A | #N/A | #N/A | #N/A | #N/A | #N/A | #N/A | 116 | AC | 0.51202 | 139.106 | 4756571.8146 | 502309.5443 | #N/A | #N/A | #N/A | #N/A | #N/A | #N/A | #N/A | #N/A | #N/A | #N/A
[8 empty] | 205 | [6 empty] | 232 | #N/A | #N/A | #N/A | #N/A | #N/A | 232 | #N/A | #N/A | #N/A | #N/A | #N/A | #N/A | #N/A | #N/A | #N/A | #N/A | #N/A | #N/A | 116 | CB | 0.50208 | 139.336 | 13605797.7019 | 522033.174 | #N/A | #N/A | #N/A | #N/A | #N/A | #N/A | #N/A | #N/A | #N/A | #N/A | #N/A | #N/A | #N/A | #N/A | #N/A | #N/A | #N/A | 116 | AC | 0.51202 | 139.106 | 4756571.8146 | 502309.5443 | #N/A | #N/A | #N/A | #N/A | #N/A | #N/A | #N/A | #N/A | #N/A | #N/A
[8 empty] | 206 | [6 empty] | 233 | #N/A | #N/A | #N/A | #N/A | #N/A | 233 | #N/A | #N/A | #N/A | #N/A | #N/A | #N/A | #N/A | #N/A | #N/A | #N/A | #N/A | #N/A | 117 | Z | 0.57032 | 139.3665 | 5062886.3964 | 527096.0604 | #N/A | #N/A | #N/A | #N/A | #N/A | #N/A | #N/A | #N/A | #N/A | #N/A | #N/A | #N/A | #N/A | #N/A | #N/A | #N/A | #N/A | 117 | BN | 0.51031 | 138.9434 | 1931542.9047 | 504241.0872 | #N/A | #N/A | #N/A | #N/A | #N/A | #N/A | #N/A | #N/A | #N/A | #N/A
[8 empty] | 207 | [6 empty] | 234 | #N/A | #N/A | #N/A | #N/A | #N/A | 234 | #N/A | #N/A | #N/A | #N/A | #N/A | #N/A | #N/A | #N/A | #N/A | #N/A | #N/A | #N/A | 117 | Z | 0.57032 | 139.3665 | 5062886.3964 | 527096.0604 | #N/A | #N/A | #N/A | #N/A | #N/A | #N/A | #N/A | #N/A | #N/A | #N/A | #N/A | #N/A | #N/A | #N/A | #N/A | #N/A | #N/A | 117 | BN | 0.51031 | 138.9434 | 1931542.9047 | 504241.0872 | #N/A | #N/A | #N/A | #N/A | #N/A | #N/A | #N/A | #N/A | #N/A | #N/A
[8 empty] | 208 | [6 empty] | 235 | #N/A | #N/A | #N/A | #N/A | #N/A | 235 | #N/A | #N/A | #N/A | #N/A | #N/A | #N/A | #N/A | #N/A | #N/A | #N/A | #N/A | #N/A | 118 | P | 0.5064 | 139.5331 | 3393030.715 | 530489.0911 | #N/A | #N/A | #N/A | #N/A | #N/A | #N/A | #N/A | #N/A | #N/A | #N/A | #N/A | #N/A | #N/A | #N/A | #N/A | #N/A | #N/A | 118 | FD | 0.51029 | 139.1686 | 10043980.0482 | 514285.0672 | #N/A | #N/A | #N/A | #N/A | #N/A | #N/A | #N/A | #N/A | #N/A | #N/A
[8 empty] | 209 | [6 empty] | 236 | #N/A | #N/A | #N/A | #N/A | #N/A | 236 | #N/A | #N/A | #N/A | #N/A | #N/A | #N/A | #N/A | #N/A | #N/A | #N/A | #N/A | #N/A | 118 | P | 0.5064 | 139.5331 | 3393030.715 | 530489.0911 | #N/A | #N/A | #N/A | #N/A | #N/A | #N/A | #N/A | #N/A | #N/A | #N/A | #N/A | #N/A | #N/A | #N/A | #N/A | #N/A | #N/A | 118 | FD | 0.51029 | 139.1686 | 10043980.0482 | 514285.0672 | #N/A | #N/A | #N/A | #N/A | #N/A | #N/A | #N/A | #N/A | #N/A | #N/A
[8 empty] | 210 | [6 empty] | 237 | #N/A | #N/A | #N/A | #N/A | #N/A | 237 | #N/A | #N/A | #N/A | #N/A | #N/A | #N/A | #N/A | #N/A | #N/A | #N/A | #N/A | #N/A | 119 | N | 0.52943 | 139.5575 | 2255528.521 | 532744.6197 | #N/A | #N/A | #N/A | #N/A | #N/A | #N/A | #N/A | #N/A | #N/A | #N/A | #N/A | #N/A | #N/A | #N/A | #N/A | #N/A | #N/A | 119 | DQ | 0.51009 | 138.9065 | 3195079.2272 | 517480.1465 | #N/A | #N/A | #N/A | #N/A | #N/A | #N/A | #N/A | #N/A | #N/A | #N/A
[8 empty] | 211 | [6 empty] | 238 | #N/A | #N/A | #N/A | #N/A | #N/A | 238 | #N/A | #N/A | #N/A | #N/A | #N/A | #N/A | #N/A | #N/A | #N/A | #N/A | #N/A | #N/A | 119 | N | 0.52943 | 139.5575 | 2255528.521 | 532744.6197 | #N/A | #N/A | #N/A | #N/A | #N/A | #N/A | #N/A | #N/A | #N/A | #N/A | #N/A | #N/A | #N/A | #N/A | #N/A | #N/A | #N/A | 119 | DQ | 0.51009 | 138.9065 | 3195079.2272 | 517480.1465 | #N/A | #N/A | #N/A | #N/A | #N/A | #N/A | #N/A | #N/A | #N/A | #N/A
[8 empty] | 212 | [6 empty] | 239 | #N/A | #N/A | #N/A | #N/A | #N/A | 239 | #N/A | #N/A | #N/A | #N/A | #N/A | #N/A | #N/A | #N/A | #N/A | #N/A | #N/A | #N/A | 120 | AH | 0.50584 | 139.575 | 7391636.0502 | 540136.2557 | #N/A | #N/A | #N/A | #N/A | #N/A | #N/A | #N/A | #N/A | #N/A | #N/A | #N/A | #N/A | #N/A | #N/A | #N/A | #N/A | #N/A | 120 | G | 0.50899 | 140.1632 | 1913826.8813 | 519393.9733 | #N/A | #N/A | #N/A | #N/A | #N/A | #N/A | #N/A | #N/A | #N/A | #N/A
[8 empty] | 213 | [6 empty] | 240 | #N/A | #N/A | #N/A | #N/A | #N/A | 240 | #N/A | #N/A | #N/A | #N/A | #N/A | #N/A | #N/A | #N/A | #N/A | #N/A | #N/A | #N/A | 120 | AH | 0.50584 | 139.575 | 7391636.0502 | 540136.2557 | #N/A | #N/A | #N/A | #N/A | #N/A | #N/A | #N/A | #N/A | #N/A | #N/A | #N/A | #N/A | #N/A | #N/A | #N/A | #N/A | #N/A | 120 | G | 0.50899 | 140.1632 | 1913826.8813 | 519393.9733 | #N/A | #N/A | #N/A | #N/A | #N/A | #N/A | #N/A | #N/A | #N/A | #N/A
[8 empty] | 214 | [6 empty] | 241 | #N/A | #N/A | #N/A | #N/A | #N/A | 241 | #N/A | #N/A | #N/A | #N/A | #N/A | #N/A | #N/A | #N/A | #N/A | #N/A | #N/A | #N/A | 121 | BE | 0.50117 | 139.5819 | 9432675.7213 | 549568.9314 | #N/A | #N/A | #N/A | #N/A | #N/A | #N/A | #N/A | #N/A | #N/A | #N/A | #N/A | #N/A | #N/A | #N/A | #N/A | #N/A | #N/A | 121 | CW | 0.50746 | 142.5939 | 13132172.9021 | 532526.1463 | #N/A | #N/A | #N/A | #N/A | #N/A | #N/A | #N/A | #N/A | #N/A | #N/A
[8 empty] | 215 | [6 empty] | 242 | #N/A | #N/A | #N/A | #N/A | #N/A | 242 | #N/A | #N/A | #N/A | #N/A | #N/A | #N/A | #N/A | #N/A | #N/A | #N/A | #N/A | #N/A | 121 | BE | 0.50117 | 139.5819 | 9432675.7213 | 549568.9314 | #N/A | #N/A | #N/A | #N/A | #N/A | #N/A | #N/A | #N/A | #N/A | #N/A | #N/A | #N/A | #N/A | #N/A | #N/A | #N/A | #N/A | 121 | CW | 0.50746 | 142.5939 | 13132172.9021 | 532526.1463 | #N/A | #N/A | #N/A | #N/A | #N/A | #N/A | #N/A | #N/A | #N/A | #N/A
[8 empty] | 216 | [6 empty] | 243 | #N/A | #N/A | #N/A | #N/A | #N/A | 243 | #N/A | #N/A | #N/A | #N/A | #N/A | #N/A | #N/A | #N/A | #N/A | #N/A | #N/A | #N/A | 122 | CI | 0.54809 | 139.7534 | 1978639.4636 | 551547.5709 | #N/A | #N/A | #N/A | #N/A | #N/A | #N/A | #N/A | #N/A | #N/A | #N/A | #N/A | #N/A | #N/A | #N/A | #N/A | #N/A | #N/A | 122 | DE | 0.50695 | 136.6192 | 8053550.4988 | 540579.6967 | #N/A | #N/A | #N/A | #N/A | #N/A | #N/A | #N/A | #N/A | #N/A | #N/A
[8 empty] | 217 | [6 empty] | 244 | #N/A | #N/A | #N/A | #N/A | #N/A | 244 | #N/A | #N/A | #N/A | #N/A | #N/A | #N/A | #N/A | #N/A | #N/A | #N/A | #N/A | #N/A | 122 | CI | 0.54809 | 139.7534 | 1978639.4636 | 551547.5709 | #N/A | #N/A | #N/A | #N/A | #N/A | #N/A | #N/A | #N/A | #N/A | #N/A | #N/A | #N/A | #N/A | #N/A | #N/A | #N/A | #N/A | 122 | DE | 0.50695 | 136.6192 | 8053550.4988 | 540579.6967 | #N/A | #N/A | #N/A | #N/A | #N/A | #N/A | #N/A | #N/A | #N/A | #N/A
[8 empty] | 218 | [6 empty] | 245 | #N/A | #N/A | #N/A | #N/A | #N/A | 245 | #N/A | #N/A | #N/A | #N/A | #N/A | #N/A | #N/A | #N/A | #N/A | #N/A | #N/A | #N/A | 123 | AM | 0.52104 | 139.8555 | 11320155.7766 | 562867.7267 | #N/A | #N/A | #N/A | #N/A | #N/A | #N/A | #N/A | #N/A | #N/A | #N/A | #N/A | #N/A | #N/A | #N/A | #N/A | #N/A | #N/A | 123 | DT | 0.50667 | 139.3013 | 2137288.5965 | 542716.9853 | #N/A | #N/A | #N/A | #N/A | #N/A | #N/A | #N/A | #N/A | #N/A | #N/A
[8 empty] | 219 | [6 empty] | 246 | #N/A | #N/A | #N/A | #N/A | #N/A | 246 | #N/A | #N/A | #N/A | #N/A | #N/A | #N/A | #N/A | #N/A | #N/A | #N/A | #N/A | #N/A | 123 | AM | 0.52104 | 139.8555 | 11320155.7766 | 562867.7267 | #N/A | #N/A | #N/A | #N/A | #N/A | #N/A | #N/A | #N/A | #N/A | #N/A | #N/A | #N/A | #N/A | #N/A | #N/A | #N/A | #N/A | 123 | DT | 0.50667 | 139.3013 | 2137288.5965 | 542716.9853 | #N/A | #N/A | #N/A | #N/A | #N/A | #N/A | #N/A | #N/A | #N/A | #N/A
[8 empty] | 220 | [6 empty] | 247 | #N/A | #N/A | #N/A | #N/A | #N/A | 247 | #N/A | #N/A | #N/A | #N/A | #N/A | #N/A | #N/A | #N/A | #N/A | #N/A | #N/A | #N/A | 124 | BG | 0.44932 | 139.8814 | 4887399.3067 | 567755.126 | #N/A | #N/A | #N/A | #N/A | #N/A | #N/A | #N/A | #N/A | #N/A | #N/A | #N/A | #N/A | #N/A | #N/A | #N/A | #N/A | #N/A | 124 | P | 0.5064 | 139.5331 | 3393030.715 | 546110.0161 | #N/A | #N/A | #N/A | #N/A | #N/A | #N/A | #N/A | #N/A | #N/A | #N/A
[8 empty] | 221 | [6 empty] | 248 | #N/A | #N/A | #N/A | #N/A | #N/A | 248 | #N/A | #N/A | #N/A | #N/A | #N/A | #N/A | #N/A | #N/A | #N/A | #N/A | #N/A | #N/A | 124 | BG | 0.44932 | 139.8814 | 4887399.3067 | 567755.126 | #N/A | #N/A | #N/A | #N/A | #N/A | #N/A | #N/A | #N/A | #N/A | #N/A | #N/A | #N/A | #N/A | #N/A | #N/A | #N/A | #N/A | 124 | P | 0.5064 | 139.5331 | 3393030.715 | 546110.0161 | #N/A | #N/A | #N/A | #N/A | #N/A | #N/A | #N/A | #N/A | #N/A | #N/A
[8 empty] | 222 | [6 empty] | 249 | #N/A | #N/A | #N/A | #N/A | #N/A | 249 | #N/A | #N/A | #N/A | #N/A | #N/A | #N/A | #N/A | #N/A | #N/A | #N/A | #N/A | #N/A | 125 | AA | 0.4932 | 139.902 | 5453449.2976 | 573208.5753 | #N/A | #N/A | #N/A | #N/A | #N/A | #N/A | #N/A | #N/A | #N/A | #N/A | #N/A | #N/A | #N/A | #N/A | #N/A | #N/A | #N/A | 125 | AH | 0.50584 | 139.575 | 7391636.0502 | 553501.6521 | #N/A | #N/A | #N/A | #N/A | #N/A | #N/A | #N/A | #N/A | #N/A | #N/A
[8 empty] | 223 | [6 empty] | 250 | #N/A | #N/A | #N/A | #N/A | #N/A | 250 | #N/A | #N/A | #N/A | #N/A | #N/A | #N/A | #N/A | #N/A | #N/A | #N/A | #N/A | #N/A | 125 | AA | 0.4932 | 139.902 | 5453449.2976 | 573208.5753 | #N/A | #N/A | #N/A | #N/A | #N/A | #N/A | #N/A | #N/A | #N/A | #N/A | #N/A | #N/A | #N/A | #N/A | #N/A | #N/A | #N/A | 125 | AH | 0.50584 | 139.575 | 7391636.0502 | 553501.6521 | #N/A | #N/A | #N/A | #N/A | #N/A | #N/A | #N/A | #N/A | #N/A | #N/A
[8 empty] | 224 | [6 empty] | 251 | #N/A | #N/A | #N/A | #N/A | #N/A | 251 | #N/A | #N/A | #N/A | #N/A | #N/A | #N/A | #N/A | #N/A | #N/A | #N/A | #N/A | #N/A | 126 | BS | 0.49773 | 139.9131 | 2451562.9106 | 575660.1382 | #N/A | #N/A | #N/A | #N/A | #N/A | #N/A | #N/A | #N/A | #N/A | #N/A | #N/A | #N/A | #N/A | #N/A | #N/A | #N/A | #N/A | 126 | AX | 0.50482 | 139.2619 | 7224839.5875 | 560726.4917 | #N/A | #N/A | #N/A | #N/A | #N/A | #N/A | #N/A | #N/A | #N/A | #N/A
[8 empty] | 225 | [6 empty] | 252 | #N/A | #N/A | #N/A | #N/A | #N/A | 252 | #N/A | #N/A | #N/A | #N/A | #N/A | #N/A | #N/A | #N/A | #N/A | #N/A | #N/A | #N/A | 126 | BS | 0.49773 | 139.9131 | 2451562.9106 | 575660.1382 | #N/A | #N/A | #N/A | #N/A | #N/A | #N/A | #N/A | #N/A | #N/A | #N/A | #N/A | #N/A | #N/A | #N/A | #N/A | #N/A | #N/A | 126 | AX | 0.50482 | 139.2619 | 7224839.5875 | 560726.4917 | #N/A | #N/A | #N/A | #N/A | #N/A | #N/A | #N/A | #N/A | #N/A | #N/A
[8 empty] | 226 | [6 empty] | 253 | #N/A | #N/A | #N/A | #N/A | #N/A | 253 | #N/A | #N/A | #N/A | #N/A | #N/A | #N/A | #N/A | #N/A | #N/A | #N/A | #N/A | #N/A | 127 | BO | 0.49248 | 140.0644 | 1161440.5983 | 576821.5788 | #N/A | #N/A | #N/A | #N/A | #N/A | #N/A | #N/A | #N/A | #N/A | #N/A | #N/A | #N/A | #N/A | #N/A | #N/A | #N/A | #N/A | 127 | FE | 0.50481 | 136.7291 | 5068302.6008 | 565794.7943 | #N/A | #N/A | #N/A | #N/A | #N/A | #N/A | #N/A | #N/A | #N/A | #N/A
[8 empty] | 227 | [6 empty] | 254 | #N/A | #N/A | #N/A | #N/A | #N/A | 254 | #N/A | #N/A | #N/A | #N/A | #N/A | #N/A | #N/A | #N/A | #N/A | #N/A | #N/A | #N/A | 127 | BO | 0.49248 | 140.0644 | 1161440.5983 | 576821.5788 | #N/A | #N/A | #N/A | #N/A | #N/A | #N/A | #N/A | #N/A | #N/A | #N/A | #N/A | #N/A | #N/A | #N/A | #N/A | #N/A | #N/A | 127 | FE | 0.50481 | 136.7291 | 5068302.6008 | 565794.7943 | #N/A | #N/A | #N/A | #N/A | #N/A | #N/A | #N/A | #N/A | #N/A | #N/A
[8 empty] | 228 | [6 empty] | 255 | #N/A | #N/A | #N/A | #N/A | #N/A | 255 | #N/A | #N/A | #N/A | #N/A | #N/A | #N/A | #N/A | #N/A | #N/A | #N/A | #N/A | #N/A | 128 | G | 0.50899 | 140.1632 | 1913826.8813 | 578735.4057 | #N/A | #N/A | #N/A | #N/A | #N/A | #N/A | #N/A | #N/A | #N/A | #N/A | #N/A | #N/A | #N/A | #N/A | #N/A | #N/A | #N/A | 128 | CB | 0.50208 | 139.336 | 13605797.7019 | 579400.592 | #N/A | #N/A | #N/A | #N/A | #N/A | #N/A | #N/A | #N/A | #N/A | #N/A
[8 empty] | 229 | [6 empty] | 256 | #N/A | #N/A | #N/A | #N/A | #N/A | 256 | #N/A | #N/A | #N/A | #N/A | #N/A | #N/A | #N/A | #N/A | #N/A | #N/A | #N/A | #N/A | 128 | G | 0.50899 | 140.1632 | 1913826.8813 | 578735.4057 | #N/A | #N/A | #N/A | #N/A | #N/A | #N/A | #N/A | #N/A | #N/A | #N/A | #N/A | #N/A | #N/A | #N/A | #N/A | #N/A | #N/A | 128 | CB | 0.50208 | 139.336 | 13605797.7019 | 579400.592 | #N/A | #N/A | #N/A | #N/A | #N/A | #N/A | #N/A | #N/A | #N/A | #N/A
[8 empty] | 230 | [6 empty] | 257 | #N/A | #N/A | #N/A | #N/A | #N/A | 257 | #N/A | #N/A | #N/A | #N/A | #N/A | #N/A | #N/A | #N/A | #N/A | #N/A | #N/A | #N/A | 129 | EG | 0.58449 | 140.257 | 1413910.6679 | 580149.3163 | #N/A | #N/A | #N/A | #N/A | #N/A | #N/A | #N/A | #N/A | #N/A | #N/A | #N/A | #N/A | #N/A | #N/A | #N/A | #N/A | #N/A | 129 | BE | 0.50117 | 139.5819 | 9432675.7213 | 588833.2677 | #N/A | #N/A | #N/A | #N/A | #N/A | #N/A | #N/A | #N/A | #N/A | #N/A
[8 empty] | 231 | [6 empty] | 258 | #N/A | #N/A | #N/A | #N/A | #N/A | 258 | #N/A | #N/A | #N/A | #N/A | #N/A | #N/A | #N/A | #N/A | #N/A | #N/A | #N/A | #N/A | 129 | EG | 0.58449 | 140.257 | 1413910.6679 | 580149.3163 | #N/A | #N/A | #N/A | #N/A | #N/A | #N/A | #N/A | #N/A | #N/A | #N/A | #N/A | #N/A | #N/A | #N/A | #N/A | #N/A | #N/A | 129 | BE | 0.50117 | 139.5819 | 9432675.7213 | 588833.2677 | #N/A | #N/A | #N/A | #N/A | #N/A | #N/A | #N/A | #N/A | #N/A | #N/A
[8 empty] | 232 | [6 empty] | 259 | #N/A | #N/A | #N/A | #N/A | #N/A | 259 | #N/A | #N/A | #N/A | #N/A | #N/A | #N/A | #N/A | #N/A | #N/A | #N/A | #N/A | #N/A | 130 | CM | 0.53869 | 140.3976 | 2519810.5267 | 582669.1269 | #N/A | #N/A | #N/A | #N/A | #N/A | #N/A | #N/A | #N/A | #N/A | #N/A | #N/A | #N/A | #N/A | #N/A | #N/A | #N/A | #N/A | 130 | BS | 0.49773 | 139.9131 | 2451562.9106 | 591284.8306 | #N/A | #N/A | #N/A | #N/A | #N/A | #N/A | #N/A | #N/A | #N/A | #N/A
[8 empty] | 233 | [6 empty] | 260 | #N/A | #N/A | #N/A | #N/A | #N/A | 260 | #N/A | #N/A | #N/A | #N/A | #N/A | #N/A | #N/A | #N/A | #N/A | #N/A | #N/A | #N/A | 130 | CM | 0.53869 | 140.3976 | 2519810.5267 | 582669.1269 | #N/A | #N/A | #N/A | #N/A | #N/A | #N/A | #N/A | #N/A | #N/A | #N/A | #N/A | #N/A | #N/A | #N/A | #N/A | #N/A | #N/A | 130 | BS | 0.49773 | 139.9131 | 2451562.9106 | 591284.8306 | #N/A | #N/A | #N/A | #N/A | #N/A | #N/A | #N/A | #N/A | #N/A | #N/A
[8 empty] | 234 | [6 empty] | 261 | #N/A | #N/A | #N/A | #N/A | #N/A | 261 | #N/A | #N/A | #N/A | #N/A | #N/A | #N/A | #N/A | #N/A | #N/A | #N/A | #N/A | #N/A | 131 | FN | 0.57423 | 140.4569 | 5256793.1165 | 587925.92 | #N/A | #N/A | #N/A | #N/A | #N/A | #N/A | #N/A | #N/A | #N/A | #N/A | #N/A | #N/A | #N/A | #N/A | #N/A | #N/A | #N/A | 131 | DR | 0.49445 | 138.8447 | 1363398.1563 | 592648.2288 | #N/A | #N/A | #N/A | #N/A | #N/A | #N/A | #N/A | #N/A | #N/A | #N/A
[8 empty] | 235 | [6 empty] | 262 | #N/A | #N/A | #N/A | #N/A | #N/A | 262 | #N/A | #N/A | #N/A | #N/A | #N/A | #N/A | #N/A | #N/A | #N/A | #N/A | #N/A | #N/A | 131 | FN | 0.57423 | 140.4569 | 5256793.1165 | 587925.92 | #N/A | #N/A | #N/A | #N/A | #N/A | #N/A | #N/A | #N/A | #N/A | #N/A | #N/A | #N/A | #N/A | #N/A | #N/A | #N/A | #N/A | 131 | DR | 0.49445 | 138.8447 | 1363398.1563 | 592648.2288 | #N/A | #N/A | #N/A | #N/A | #N/A | #N/A | #N/A | #N/A | #N/A | #N/A
[8 empty] | 236 | [6 empty] | 263 | #N/A | #N/A | #N/A | #N/A | #N/A | 263 | #N/A | #N/A | #N/A | #N/A | #N/A | #N/A | #N/A | #N/A | #N/A | #N/A | #N/A | #N/A | 132 | S | 0.52664 | 140.5148 | 1401444.9548 | 589327.3649 | #N/A | #N/A | #N/A | #N/A | #N/A | #N/A | #N/A | #N/A | #N/A | #N/A | #N/A | #N/A | #N/A | #N/A | #N/A | #N/A | #N/A | 132 | AA | 0.4932 | 139.902 | 5453449.2976 | 598101.6781 | #N/A | #N/A | #N/A | #N/A | #N/A | #N/A | #N/A | #N/A | #N/A | #N/A
[8 empty] | 237 | [6 empty] | 264 | #N/A | #N/A | #N/A | #N/A | #N/A | 264 | #N/A | #N/A | #N/A | #N/A | #N/A | #N/A | #N/A | #N/A | #N/A | #N/A | #N/A | #N/A | 132 | S | 0.52664 | 140.5148 | 1401444.9548 | 589327.3649 | #N/A | #N/A | #N/A | #N/A | #N/A | #N/A | #N/A | #N/A | #N/A | #N/A | #N/A | #N/A | #N/A | #N/A | #N/A | #N/A | #N/A | 132 | AA | 0.4932 | 139.902 | 5453449.2976 | 598101.6781 | #N/A | #N/A | #N/A | #N/A | #N/A | #N/A | #N/A | #N/A | #N/A | #N/A
[8 empty] | 238 | [6 empty] | 265 | #N/A | #N/A | #N/A | #N/A | #N/A | 265 | #N/A | #N/A | #N/A | #N/A | #N/A | #N/A | #N/A | #N/A | #N/A | #N/A | #N/A | #N/A | 133 | FG | 0.53943 | 140.6426 | 6087706.1269 | 595415.0711 | #N/A | #N/A | #N/A | #N/A | #N/A | #N/A | #N/A | #N/A | #N/A | #N/A | #N/A | #N/A | #N/A | #N/A | #N/A | #N/A | #N/A | 133 | BO | 0.49248 | 140.0644 | 1161440.5983 | 599263.1187 | #N/A | #N/A | #N/A | #N/A | #N/A | #N/A | #N/A | #N/A | #N/A | #N/A
[8 empty] | 239 | [6 empty] | 266 | #N/A | #N/A | #N/A | #N/A | #N/A | 266 | #N/A | #N/A | #N/A | #N/A | #N/A | #N/A | #N/A | #N/A | #N/A | #N/A | #N/A | #N/A | 133 | FG | 0.53943 | 140.6426 | 6087706.1269 | 595415.0711 | #N/A | #N/A | #N/A | #N/A | #N/A | #N/A | #N/A | #N/A | #N/A | #N/A | #N/A | #N/A | #N/A | #N/A | #N/A | #N/A | #N/A | 133 | BO | 0.49248 | 140.0644 | 1161440.5983 | 599263.1187 | #N/A | #N/A | #N/A | #N/A | #N/A | #N/A | #N/A | #N/A | #N/A | #N/A
[8 empty] | 240 | [6 empty] | 267 | #N/A | #N/A | #N/A | #N/A | #N/A | 267 | #N/A | #N/A | #N/A | #N/A | #N/A | #N/A | #N/A | #N/A | #N/A | #N/A | #N/A | #N/A | 134 | T | 0.49233 | 140.6535 | 1357551.7146 | 596772.6228 | #N/A | #N/A | #N/A | #N/A | #N/A | #N/A | #N/A | #N/A | #N/A | #N/A | #N/A | #N/A | #N/A | #N/A | #N/A | #N/A | #N/A | 134 | T | 0.49233 | 140.6535 | 1357551.7146 | 600620.6704 | #N/A | #N/A | #N/A | #N/A | #N/A | #N/A | #N/A | #N/A | #N/A | #N/A
[8 empty] | 241 | [6 empty] | 268 | #N/A | #N/A | #N/A | #N/A | #N/A | 268 | #N/A | #N/A | #N/A | #N/A | #N/A | #N/A | #N/A | #N/A | #N/A | #N/A | #N/A | #N/A | 134 | T | 0.49233 | 140.6535 | 1357551.7146 | 596772.6228 | #N/A | #N/A | #N/A | #N/A | #N/A | #N/A | #N/A | #N/A | #N/A | #N/A | #N/A | #N/A | #N/A | #N/A | #N/A | #N/A | #N/A | 134 | T | 0.49233 | 140.6535 | 1357551.7146 | 600620.6704 | #N/A | #N/A | #N/A | #N/A | #N/A | #N/A | #N/A | #N/A | #N/A | #N/A
[8 empty] | 242 | [6 empty] | 269 | #N/A | #N/A | #N/A | #N/A | #N/A | 269 | #N/A | #N/A | #N/A | #N/A | #N/A | #N/A | #N/A | #N/A | #N/A | #N/A | #N/A | #N/A | 135 | AE | 0.48178 | 140.6596 | 6120726.6245 | 602893.3494 | #N/A | #N/A | #N/A | #N/A | #N/A | #N/A | #N/A | #N/A | #N/A | #N/A | #N/A | #N/A | #N/A | #N/A | #N/A | #N/A | #N/A | 135 | AL | 0.48654 | 140.7476 | 8419130.4752 | 609039.8009 | #N/A | #N/A | #N/A | #N/A | #N/A | #N/A | #N/A | #N/A | #N/A | #N/A
[8 empty] | 243 | [6 empty] | 270 | #N/A | #N/A | #N/A | #N/A | #N/A | 270 | #N/A | #N/A | #N/A | #N/A | #N/A | #N/A | #N/A | #N/A | #N/A | #N/A | #N/A | #N/A | 135 | AE | 0.48178 | 140.6596 | 6120726.6245 | 602893.3494 | #N/A | #N/A | #N/A | #N/A | #N/A | #N/A | #N/A | #N/A | #N/A | #N/A | #N/A | #N/A | #N/A | #N/A | #N/A | #N/A | #N/A | 135 | AL | 0.48654 | 140.7476 | 8419130.4752 | 609039.8009 | #N/A | #N/A | #N/A | #N/A | #N/A | #N/A | #N/A | #N/A | #N/A | #N/A
[8 empty] | 244 | [6 empty] | 271 | #N/A | #N/A | #N/A | #N/A | #N/A | 271 | #N/A | #N/A | #N/A | #N/A | #N/A | #N/A | #N/A | #N/A | #N/A | #N/A | #N/A | #N/A | 136 | W | 0.48521 | 140.6746 | 1041414.2035 | 603934.7636 | #N/A | #N/A | #N/A | #N/A | #N/A | #N/A | #N/A | #N/A | #N/A | #N/A | #N/A | #N/A | #N/A | #N/A | #N/A | #N/A | #N/A | 136 | W | 0.48521 | 140.6746 | 1041414.2035 | 610081.2151 | #N/A | #N/A | #N/A | #N/A | #N/A | #N/A | #N/A | #N/A | #N/A | #N/A
[8 empty] | 245 | [6 empty] | 272 | #N/A | #N/A | #N/A | #N/A | #N/A | 272 | #N/A | #N/A | #N/A | #N/A | #N/A | #N/A | #N/A | #N/A | #N/A | #N/A | #N/A | #N/A | 136 | W | 0.48521 | 140.6746 | 1041414.2035 | 603934.7636 | #N/A | #N/A | #N/A | #N/A | #N/A | #N/A | #N/A | #N/A | #N/A | #N/A | #N/A | #N/A | #N/A | #N/A | #N/A | #N/A | #N/A | 136 | W | 0.48521 | 140.6746 | 1041414.2035 | 610081.2151 | #N/A | #N/A | #N/A | #N/A | #N/A | #N/A | #N/A | #N/A | #N/A | #N/A
[8 empty] | 246 | [6 empty] | 273 | #N/A | #N/A | #N/A | #N/A | #N/A | 273 | #N/A | #N/A | #N/A | #N/A | #N/A | #N/A | #N/A | #N/A | #N/A | #N/A | #N/A | #N/A | 137 | AL | 0.48654 | 140.7476 | 8419130.4752 | 612353.8941 | #N/A | #N/A | #N/A | #N/A | #N/A | #N/A | #N/A | #N/A | #N/A | #N/A | #N/A | #N/A | #N/A | #N/A | #N/A | #N/A | #N/A | 137 | DI | 0.48459 | 137.9794 | 3598530.682 | 613679.7458 | #N/A | #N/A | #N/A | #N/A | #N/A | #N/A | #N/A | #N/A | #N/A | #N/A
[8 empty] | 247 | [6 empty] | 274 | #N/A | #N/A | #N/A | #N/A | #N/A | 274 | #N/A | #N/A | #N/A | #N/A | #N/A | #N/A | #N/A | #N/A | #N/A | #N/A | #N/A | #N/A | 137 | AL | 0.48654 | 140.7476 | 8419130.4752 | 612353.8941 | #N/A | #N/A | #N/A | #N/A | #N/A | #N/A | #N/A | #N/A | #N/A | #N/A | #N/A | #N/A | #N/A | #N/A | #N/A | #N/A | #N/A | 137 | DI | 0.48459 | 137.9794 | 3598530.682 | 613679.7458 | #N/A | #N/A | #N/A | #N/A | #N/A | #N/A | #N/A | #N/A | #N/A | #N/A
[8 empty] | 248 | [6 empty] | 275 | #N/A | #N/A | #N/A | #N/A | #N/A | 275 | #N/A | #N/A | #N/A | #N/A | #N/A | #N/A | #N/A | #N/A | #N/A | #N/A | #N/A | #N/A | 138 | AF | 0.48226 | 140.758 | 4738960.2309 | 617092.8543 | #N/A | #N/A | #N/A | #N/A | #N/A | #N/A | #N/A | #N/A | #N/A | #N/A | #N/A | #N/A | #N/A | #N/A | #N/A | #N/A | #N/A | 138 | AF | 0.48226 | 140.758 | 4738960.2309 | 618418.706 | #N/A | #N/A | #N/A | #N/A | #N/A | #N/A | #N/A | #N/A | #N/A | #N/A
[8 empty] | 249 | [6 empty] | 276 | #N/A | #N/A | #N/A | #N/A | #N/A | 276 | #N/A | #N/A | #N/A | #N/A | #N/A | #N/A | #N/A | #N/A | #N/A | #N/A | #N/A | #N/A | 138 | AF | 0.48226 | 140.758 | 4738960.2309 | 617092.8543 | #N/A | #N/A | #N/A | #N/A | #N/A | #N/A | #N/A | #N/A | #N/A | #N/A | #N/A | #N/A | #N/A | #N/A | #N/A | #N/A | #N/A | 138 | AF | 0.48226 | 140.758 | 4738960.2309 | 618418.706 | #N/A | #N/A | #N/A | #N/A | #N/A | #N/A | #N/A | #N/A | #N/A | #N/A
[8 empty] | 250 | [6 empty] | 277 | #N/A | #N/A | #N/A | #N/A | #N/A | 277 | #N/A | #N/A | #N/A | #N/A | #N/A | #N/A | #N/A | #N/A | #N/A | #N/A | #N/A | #N/A | 139 | AZ | 0.48099 | 140.7949 | 7189609.1597 | 624282.4635 | #N/A | #N/A | #N/A | #N/A | #N/A | #N/A | #N/A | #N/A | #N/A | #N/A | #N/A | #N/A | #N/A | #N/A | #N/A | #N/A | #N/A | 139 | AE | 0.48178 | 140.6596 | 6120726.6245 | 624539.4326 | #N/A | #N/A | #N/A | #N/A | #N/A | #N/A | #N/A | #N/A | #N/A | #N/A
[8 empty] | 251 | [6 empty] | 278 | #N/A | #N/A | #N/A | #N/A | #N/A | 278 | #N/A | #N/A | #N/A | #N/A | #N/A | #N/A | #N/A | #N/A | #N/A | #N/A | #N/A | #N/A | 139 | AZ | 0.48099 | 140.7949 | 7189609.1597 | 624282.4635 | #N/A | #N/A | #N/A | #N/A | #N/A | #N/A | #N/A | #N/A | #N/A | #N/A | #N/A | #N/A | #N/A | #N/A | #N/A | #N/A | #N/A | 139 | AE | 0.48178 | 140.6596 | 6120726.6245 | 624539.4326 | #N/A | #N/A | #N/A | #N/A | #N/A | #N/A | #N/A | #N/A | #N/A | #N/A
[8 empty] | 252 | [6 empty] | 279 | #N/A | #N/A | #N/A | #N/A | #N/A | 279 | #N/A | #N/A | #N/A | #N/A | #N/A | #N/A | #N/A | #N/A | #N/A | #N/A | #N/A | #N/A | 140 | CL | 0.52726 | 141.3382 | 2536204.7363 | 626818.6682 | #N/A | #N/A | #N/A | #N/A | #N/A | #N/A | #N/A | #N/A | #N/A | #N/A | #N/A | #N/A | #N/A | #N/A | #N/A | #N/A | #N/A | 140 | BJ | 0.48119 | 137.7092 | 2046007.0341 | 626585.4397 | #N/A | #N/A | #N/A | #N/A | #N/A | #N/A | #N/A | #N/A | #N/A | #N/A
[8 empty] | 253 | [6 empty] | 280 | #N/A | #N/A | #N/A | #N/A | #N/A | 280 | #N/A | #N/A | #N/A | #N/A | #N/A | #N/A | #N/A | #N/A | #N/A | #N/A | #N/A | #N/A | 140 | CL | 0.52726 | 141.3382 | 2536204.7363 | 626818.6682 | #N/A | #N/A | #N/A | #N/A | #N/A | #N/A | #N/A | #N/A | #N/A | #N/A | #N/A | #N/A | #N/A | #N/A | #N/A | #N/A | #N/A | 140 | BJ | 0.48119 | 137.7092 | 2046007.0341 | 626585.4397 | #N/A | #N/A | #N/A | #N/A | #N/A | #N/A | #N/A | #N/A | #N/A | #N/A
[8 empty] | 254 | [6 empty] | 281 | #N/A | #N/A | #N/A | #N/A | #N/A | 281 | #N/A | #N/A | #N/A | #N/A | #N/A | #N/A | #N/A | #N/A | #N/A | #N/A | #N/A | #N/A | 141 | DG | 0.42898 | 141.4421 | 6447684.254 | 633266.3525 | #N/A | #N/A | #N/A | #N/A | #N/A | #N/A | #N/A | #N/A | #N/A | #N/A | #N/A | #N/A | #N/A | #N/A | #N/A | #N/A | #N/A | 141 | AZ | 0.48099 | 140.7949 | 7189609.1597 | 633775.0488 | #N/A | #N/A | #N/A | #N/A | #N/A | #N/A | #N/A | #N/A | #N/A | #N/A
[8 empty] | 255 | [6 empty] | 282 | #N/A | #N/A | #N/A | #N/A | #N/A | 282 | #N/A | #N/A | #N/A | #N/A | #N/A | #N/A | #N/A | #N/A | #N/A | #N/A | #N/A | #N/A | 141 | DG | 0.42898 | 141.4421 | 6447684.254 | 633266.3525 | #N/A | #N/A | #N/A | #N/A | #N/A | #N/A | #N/A | #N/A | #N/A | #N/A | #N/A | #N/A | #N/A | #N/A | #N/A | #N/A | #N/A | 141 | AZ | 0.48099 | 140.7949 | 7189609.1597 | 633775.0488 | #N/A | #N/A | #N/A | #N/A | #N/A | #N/A | #N/A | #N/A | #N/A | #N/A
[8 empty] | 256 | [6 empty] | 283 | #N/A | #N/A | #N/A | #N/A | #N/A | 283 | #N/A | #N/A | #N/A | #N/A | #N/A | #N/A | #N/A | #N/A | #N/A | #N/A | #N/A | #N/A | 142 | DH | 0.42771 | 141.453 | 6141287.128 | 639407.6396 | #N/A | #N/A | #N/A | #N/A | #N/A | #N/A | #N/A | #N/A | #N/A | #N/A | #N/A | #N/A | #N/A | #N/A | #N/A | #N/A | #N/A | 142 | EU | 0.47958 | 137.625 | 7629357.3023 | 641404.4061 | #N/A | #N/A | #N/A | #N/A | #N/A | #N/A | #N/A | #N/A | #N/A | #N/A
[8 empty] | 257 | [6 empty] | 284 | #N/A | #N/A | #N/A | #N/A | #N/A | 284 | #N/A | #N/A | #N/A | #N/A | #N/A | #N/A | #N/A | #N/A | #N/A | #N/A | #N/A | #N/A | 142 | DH | 0.42771 | 141.453 | 6141287.128 | 639407.6396 | #N/A | #N/A | #N/A | #N/A | #N/A | #N/A | #N/A | #N/A | #N/A | #N/A | #N/A | #N/A | #N/A | #N/A | #N/A | #N/A | #N/A | 142 | EU | 0.47958 | 137.625 | 7629357.3023 | 641404.4061 | #N/A | #N/A | #N/A | #N/A | #N/A | #N/A | #N/A | #N/A | #N/A | #N/A
[8 empty] | 258 | [6 empty] | 285 | #N/A | #N/A | #N/A | #N/A | #N/A | 285 | #N/A | #N/A | #N/A | #N/A | #N/A | #N/A | #N/A | #N/A | #N/A | #N/A | #N/A | #N/A | 143 | DV | 0.47274 | 141.4768 | 3161108.7459 | 642568.7483 | #N/A | #N/A | #N/A | #N/A | #N/A | #N/A | #N/A | #N/A | #N/A | #N/A | #N/A | #N/A | #N/A | #N/A | #N/A | #N/A | #N/A | 143 | CU | 0.47779 | 145.4301 | 3364001.5357 | 644768.4076 | #N/A | #N/A | #N/A | #N/A | #N/A | #N/A | #N/A | #N/A | #N/A | #N/A
[8 empty] | 259 | [6 empty] | 286 | #N/A | #N/A | #N/A | #N/A | #N/A | 286 | #N/A | #N/A | #N/A | #N/A | #N/A | #N/A | #N/A | #N/A | #N/A | #N/A | #N/A | #N/A | 143 | DV | 0.47274 | 141.4768 | 3161108.7459 | 642568.7483 | #N/A | #N/A | #N/A | #N/A | #N/A | #N/A | #N/A | #N/A | #N/A | #N/A | #N/A | #N/A | #N/A | #N/A | #N/A | #N/A | #N/A | 143 | CU | 0.47779 | 145.4301 | 3364001.5357 | 644768.4076 | #N/A | #N/A | #N/A | #N/A | #N/A | #N/A | #N/A | #N/A | #N/A | #N/A
[8 empty] | 260 | [6 empty] | 287 | #N/A | #N/A | #N/A | #N/A | #N/A | 287 | #N/A | #N/A | #N/A | #N/A | #N/A | #N/A | #N/A | #N/A | #N/A | #N/A | #N/A | #N/A | 144 | AB | 0.47071 | 141.6962 | 4826082.3772 | 647394.8307 | #N/A | #N/A | #N/A | #N/A | #N/A | #N/A | #N/A | #N/A | #N/A | #N/A | #N/A | #N/A | #N/A | #N/A | #N/A | #N/A | #N/A | 144 | DV | 0.47274 | 141.4768 | 3161108.7459 | 647929.5164 | #N/A | #N/A | #N/A | #N/A | #N/A | #N/A | #N/A | #N/A | #N/A | #N/A
[8 empty] | 261 | [6 empty] | 288 | #N/A | #N/A | #N/A | #N/A | #N/A | 288 | #N/A | #N/A | #N/A | #N/A | #N/A | #N/A | #N/A | #N/A | #N/A | #N/A | #N/A | #N/A | 144 | AB | 0.47071 | 141.6962 | 4826082.3772 | 647394.8307 | #N/A | #N/A | #N/A | #N/A | #N/A | #N/A | #N/A | #N/A | #N/A | #N/A | #N/A | #N/A | #N/A | #N/A | #N/A | #N/A | #N/A | 144 | DV | 0.47274 | 141.4768 | 3161108.7459 | 647929.5164 | #N/A | #N/A | #N/A | #N/A | #N/A | #N/A | #N/A | #N/A | #N/A | #N/A
[8 empty] | 262 | [6 empty] | 289 | #N/A | #N/A | #N/A | #N/A | #N/A | 289 | #N/A | #N/A | #N/A | #N/A | #N/A | #N/A | #N/A | #N/A | #N/A | #N/A | #N/A | #N/A | 145 | DB | 0.51854 | 141.9493 | 3472524.5534 | 650867.3553 | #N/A | #N/A | #N/A | #N/A | #N/A | #N/A | #N/A | #N/A | #N/A | #N/A | #N/A | #N/A | #N/A | #N/A | #N/A | #N/A | #N/A | 145 | AB | 0.47071 | 141.6962 | 4826082.3772 | 652755.5988 | #N/A | #N/A | #N/A | #N/A | #N/A | #N/A | #N/A | #N/A | #N/A | #N/A
[8 empty] | 263 | [6 empty] | 290 | #N/A | #N/A | #N/A | #N/A | #N/A | 290 | #N/A | #N/A | #N/A | #N/A | #N/A | #N/A | #N/A | #N/A | #N/A | #N/A | #N/A | #N/A | 145 | DB | 0.51854 | 141.9493 | 3472524.5534 | 650867.3553 | #N/A | #N/A | #N/A | #N/A | #N/A | #N/A | #N/A | #N/A | #N/A | #N/A | #N/A | #N/A | #N/A | #N/A | #N/A | #N/A | #N/A | 145 | AB | 0.47071 | 141.6962 | 4826082.3772 | 652755.5988 | #N/A | #N/A | #N/A | #N/A | #N/A | #N/A | #N/A | #N/A | #N/A | #N/A
[8 empty] | 264 | [6 empty] | 291 | #N/A | #N/A | #N/A | #N/A | #N/A | 291 | #N/A | #N/A | #N/A | #N/A | #N/A | #N/A | #N/A | #N/A | #N/A | #N/A | #N/A | #N/A | 146 | AS | 0.46332 | 142.0077 | 9766860.7551 | 660634.216 | #N/A | #N/A | #N/A | #N/A | #N/A | #N/A | #N/A | #N/A | #N/A | #N/A | #N/A | #N/A | #N/A | #N/A | #N/A | #N/A | #N/A | 146 | CJ | 0.46603 | 145.6334 | 2583556.0263 | 655339.1548 | #N/A | #N/A | #N/A | #N/A | #N/A | #N/A | #N/A | #N/A | #N/A | #N/A
[8 empty] | 265 | [6 empty] | 292 | #N/A | #N/A | #N/A | #N/A | #N/A | 292 | #N/A | #N/A | #N/A | #N/A | #N/A | #N/A | #N/A | #N/A | #N/A | #N/A | #N/A | #N/A | 146 | AS | 0.46332 | 142.0077 | 9766860.7551 | 660634.216 | #N/A | #N/A | #N/A | #N/A | #N/A | #N/A | #N/A | #N/A | #N/A | #N/A | #N/A | #N/A | #N/A | #N/A | #N/A | #N/A | #N/A | 146 | CJ | 0.46603 | 145.6334 | 2583556.0263 | 655339.1548 | #N/A | #N/A | #N/A | #N/A | #N/A | #N/A | #N/A | #N/A | #N/A | #N/A
[8 empty] | 266 | [6 empty] | 293 | #N/A | #N/A | #N/A | #N/A | #N/A | 293 | #N/A | #N/A | #N/A | #N/A | #N/A | #N/A | #N/A | #N/A | #N/A | #N/A | #N/A | #N/A | 147 | DX | 0.46163 | 142.3267 | 2439130.5337 | 663073.3465 | #N/A | #N/A | #N/A | #N/A | #N/A | #N/A | #N/A | #N/A | #N/A | #N/A | #N/A | #N/A | #N/A | #N/A | #N/A | #N/A | #N/A | 147 | EW | 0.46412 | 144.1657 | 7050075.152 | 662389.2299 | #N/A | #N/A | #N/A | #N/A | #N/A | #N/A | #N/A | #N/A | #N/A | #N/A
[8 empty] | 267 | [6 empty] | 294 | #N/A | #N/A | #N/A | #N/A | #N/A | 294 | #N/A | #N/A | #N/A | #N/A | #N/A | #N/A | #N/A | #N/A | #N/A | #N/A | #N/A | #N/A | 147 | DX | 0.46163 | 142.3267 | 2439130.5337 | 663073.3465 | #N/A | #N/A | #N/A | #N/A | #N/A | #N/A | #N/A | #N/A | #N/A | #N/A | #N/A | #N/A | #N/A | #N/A | #N/A | #N/A | #N/A | 147 | EW | 0.46412 | 144.1657 | 7050075.152 | 662389.2299 | #N/A | #N/A | #N/A | #N/A | #N/A | #N/A | #N/A | #N/A | #N/A | #N/A
[8 empty] | 268 | [6 empty] | 295 | #N/A | #N/A | #N/A | #N/A | #N/A | 295 | #N/A | #N/A | #N/A | #N/A | #N/A | #N/A | #N/A | #N/A | #N/A | #N/A | #N/A | #N/A | 148 | EN | 0.46213 | 142.3309 | 6671876.2801 | 669745.2228 | #N/A | #N/A | #N/A | #N/A | #N/A | #N/A | #N/A | #N/A | #N/A | #N/A | #N/A | #N/A | #N/A | #N/A | #N/A | #N/A | #N/A | 148 | AS | 0.46332 | 142.0077 | 9766860.7551 | 672156.0907 | #N/A | #N/A | #N/A | #N/A | #N/A | #N/A | #N/A | #N/A | #N/A | #N/A
[8 empty] | 269 | [6 empty] | 296 | #N/A | #N/A | #N/A | #N/A | #N/A | 296 | #N/A | #N/A | #N/A | #N/A | #N/A | #N/A | #N/A | #N/A | #N/A | #N/A | #N/A | #N/A | 148 | EN | 0.46213 | 142.3309 | 6671876.2801 | 669745.2228 | #N/A | #N/A | #N/A | #N/A | #N/A | #N/A | #N/A | #N/A | #N/A | #N/A | #N/A | #N/A | #N/A | #N/A | #N/A | #N/A | #N/A | 148 | AS | 0.46332 | 142.0077 | 9766860.7551 | 672156.0907 | #N/A | #N/A | #N/A | #N/A | #N/A | #N/A | #N/A | #N/A | #N/A | #N/A
[8 empty] | 270 | [6 empty] | 297 | #N/A | #N/A | #N/A | #N/A | #N/A | 297 | #N/A | #N/A | #N/A | #N/A | #N/A | #N/A | #N/A | #N/A | #N/A | #N/A | #N/A | #N/A | 149 | BI | 0.41832 | 142.3476 | 8479606.3735 | 678224.8292 | #N/A | #N/A | #N/A | #N/A | #N/A | #N/A | #N/A | #N/A | #N/A | #N/A | #N/A | #N/A | #N/A | #N/A | #N/A | #N/A | #N/A | 149 | EN | 0.46213 | 142.3309 | 6671876.2801 | 678827.967 | #N/A | #N/A | #N/A | #N/A | #N/A | #N/A | #N/A | #N/A | #N/A | #N/A
[8 empty] | 271 | [6 empty] | 298 | #N/A | #N/A | #N/A | #N/A | #N/A | 298 | #N/A | #N/A | #N/A | #N/A | #N/A | #N/A | #N/A | #N/A | #N/A | #N/A | #N/A | #N/A | 149 | BI | 0.41832 | 142.3476 | 8479606.3735 | 678224.8292 | #N/A | #N/A | #N/A | #N/A | #N/A | #N/A | #N/A | #N/A | #N/A | #N/A | #N/A | #N/A | #N/A | #N/A | #N/A | #N/A | #N/A | 149 | EN | 0.46213 | 142.3309 | 6671876.2801 | 678827.967 | #N/A | #N/A | #N/A | #N/A | #N/A | #N/A | #N/A | #N/A | #N/A | #N/A
[8 empty] | 272 | [6 empty] | 299 | #N/A | #N/A | #N/A | #N/A | #N/A | 299 | #N/A | #N/A | #N/A | #N/A | #N/A | #N/A | #N/A | #N/A | #N/A | #N/A | #N/A | #N/A | 150 | CQ | 0.51353 | 142.4177 | 2868439.7665 | 681093.269 | #N/A | #N/A | #N/A | #N/A | #N/A | #N/A | #N/A | #N/A | #N/A | #N/A | #N/A | #N/A | #N/A | #N/A | #N/A | #N/A | #N/A | 150 | DX | 0.46163 | 142.3267 | 2439130.5337 | 681267.0975 | #N/A | #N/A | #N/A | #N/A | #N/A | #N/A | #N/A | #N/A | #N/A | #N/A
[8 empty] | 273 | [6 empty] | 300 | #N/A | #N/A | #N/A | #N/A | #N/A | 300 | #N/A | #N/A | #N/A | #N/A | #N/A | #N/A | #N/A | #N/A | #N/A | #N/A | #N/A | #N/A | 150 | CQ | 0.51353 | 142.4177 | 2868439.7665 | 681093.269 | #N/A | #N/A | #N/A | #N/A | #N/A | #N/A | #N/A | #N/A | #N/A | #N/A | #N/A | #N/A | #N/A | #N/A | #N/A | #N/A | #N/A | 150 | DX | 0.46163 | 142.3267 | 2439130.5337 | 681267.0975 | #N/A | #N/A | #N/A | #N/A | #N/A | #N/A | #N/A | #N/A | #N/A | #N/A
[8 empty] | 274 | [6 empty] | 301 | #N/A | #N/A | #N/A | #N/A | #N/A | 301 | #N/A | #N/A | #N/A | #N/A | #N/A | #N/A | #N/A | #N/A | #N/A | #N/A | #N/A | #N/A | 151 | DD | 0.41408 | 142.5292 | 3488158.7761 | 684581.4277 | #N/A | #N/A | #N/A | #N/A | #N/A | #N/A | #N/A | #N/A | #N/A | #N/A | #N/A | #N/A | #N/A | #N/A | #N/A | #N/A | #N/A | 151 | CG | 0.45704 | 142.6198 | 2270065.7749 | 683537.1633 | #N/A | #N/A | #N/A | #N/A | #N/A | #N/A | #N/A | #N/A | #N/A | #N/A
[8 empty] | 275 | [6 empty] | 302 | #N/A | #N/A | #N/A | #N/A | #N/A | 302 | #N/A | #N/A | #N/A | #N/A | #N/A | #N/A | #N/A | #N/A | #N/A | #N/A | #N/A | #N/A | 151 | DD | 0.41408 | 142.5292 | 3488158.7761 | 684581.4277 | #N/A | #N/A | #N/A | #N/A | #N/A | #N/A | #N/A | #N/A | #N/A | #N/A | #N/A | #N/A | #N/A | #N/A | #N/A | #N/A | #N/A | 151 | CG | 0.45704 | 142.6198 | 2270065.7749 | 683537.1633 | #N/A | #N/A | #N/A | #N/A | #N/A | #N/A | #N/A | #N/A | #N/A | #N/A
[8 empty] | 276 | [6 empty] | 303 | #N/A | #N/A | #N/A | #N/A | #N/A | 303 | #N/A | #N/A | #N/A | #N/A | #N/A | #N/A | #N/A | #N/A | #N/A | #N/A | #N/A | #N/A | 152 | CW | 0.50746 | 142.5939 | 13132172.9021 | 697713.6006 | #N/A | #N/A | #N/A | #N/A | #N/A | #N/A | #N/A | #N/A | #N/A | #N/A | #N/A | #N/A | #N/A | #N/A | #N/A | #N/A | #N/A | 152 | BG | 0.44932 | 139.8814 | 4887399.3067 | 688424.5626 | #N/A | #N/A | #N/A | #N/A | #N/A | #N/A | #N/A | #N/A | #N/A | #N/A
[8 empty] | 277 | [6 empty] | 304 | #N/A | #N/A | #N/A | #N/A | #N/A | 304 | #N/A | #N/A | #N/A | #N/A | #N/A | #N/A | #N/A | #N/A | #N/A | #N/A | #N/A | #N/A | 152 | CW | 0.50746 | 142.5939 | 13132172.9021 | 697713.6006 | #N/A | #N/A | #N/A | #N/A | #N/A | #N/A | #N/A | #N/A | #N/A | #N/A | #N/A | #N/A | #N/A | #N/A | #N/A | #N/A | #N/A | 152 | BG | 0.44932 | 139.8814 | 4887399.3067 | 688424.5626 | #N/A | #N/A | #N/A | #N/A | #N/A | #N/A | #N/A | #N/A | #N/A | #N/A
[8 empty] | 278 | [6 empty] | 305 | #N/A | #N/A | #N/A | #N/A | #N/A | 305 | #N/A | #N/A | #N/A | #N/A | #N/A | #N/A | #N/A | #N/A | #N/A | #N/A | #N/A | #N/A | 153 | CG | 0.45704 | 142.6198 | 2270065.7749 | 699983.6664 | #N/A | #N/A | #N/A | #N/A | #N/A | #N/A | #N/A | #N/A | #N/A | #N/A | #N/A | #N/A | #N/A | #N/A | #N/A | #N/A | #N/A | 153 | BK | 0.44907 | 143.0862 | 2888775.4497 | 691313.338 | #N/A | #N/A | #N/A | #N/A | #N/A | #N/A | #N/A | #N/A | #N/A | #N/A
[8 empty] | 279 | [6 empty] | 306 | #N/A | #N/A | #N/A | #N/A | #N/A | 306 | #N/A | #N/A | #N/A | #N/A | #N/A | #N/A | #N/A | #N/A | #N/A | #N/A | #N/A | #N/A | 153 | CG | 0.45704 | 142.6198 | 2270065.7749 | 699983.6664 | #N/A | #N/A | #N/A | #N/A | #N/A | #N/A | #N/A | #N/A | #N/A | #N/A | #N/A | #N/A | #N/A | #N/A | #N/A | #N/A | #N/A | 153 | BK | 0.44907 | 143.0862 | 2888775.4497 | 691313.338 | #N/A | #N/A | #N/A | #N/A | #N/A | #N/A | #N/A | #N/A | #N/A | #N/A
[8 empty] | 280 | [6 empty] | 307 | #N/A | #N/A | #N/A | #N/A | #N/A | 307 | #N/A | #N/A | #N/A | #N/A | #N/A | #N/A | #N/A | #N/A | #N/A | #N/A | #N/A | #N/A | 154 | BK | 0.44907 | 143.0862 | 2888775.4497 | 702872.4419 | #N/A | #N/A | #N/A | #N/A | #N/A | #N/A | #N/A | #N/A | #N/A | #N/A | #N/A | #N/A | #N/A | #N/A | #N/A | #N/A | #N/A | 154 | BX | 0.44806 | 143.5961 | 2524027.4442 | 693837.3655 | #N/A | #N/A | #N/A | #N/A | #N/A | #N/A | #N/A | #N/A | #N/A | #N/A
[8 empty] | 281 | [6 empty] | 308 | #N/A | #N/A | #N/A | #N/A | #N/A | 308 | #N/A | #N/A | #N/A | #N/A | #N/A | #N/A | #N/A | #N/A | #N/A | #N/A | #N/A | #N/A | 154 | BK | 0.44907 | 143.0862 | 2888775.4497 | 702872.4419 | #N/A | #N/A | #N/A | #N/A | #N/A | #N/A | #N/A | #N/A | #N/A | #N/A | #N/A | #N/A | #N/A | #N/A | #N/A | #N/A | #N/A | 154 | BX | 0.44806 | 143.5961 | 2524027.4442 | 693837.3655 | #N/A | #N/A | #N/A | #N/A | #N/A | #N/A | #N/A | #N/A | #N/A | #N/A
[8 empty] | 282 | [6 empty] | 309 | #N/A | #N/A | #N/A | #N/A | #N/A | 309 | #N/A | #N/A | #N/A | #N/A | #N/A | #N/A | #N/A | #N/A | #N/A | #N/A | #N/A | #N/A | 155 | F | 0.44522 | 143.2992 | 2759840.9026 | 705632.2828 | #N/A | #N/A | #N/A | #N/A | #N/A | #N/A | #N/A | #N/A | #N/A | #N/A | #N/A | #N/A | #N/A | #N/A | #N/A | #N/A | #N/A | 155 | F | 0.44522 | 143.2992 | 2759840.9026 | 696597.2064 | #N/A | #N/A | #N/A | #N/A | #N/A | #N/A | #N/A | #N/A | #N/A | #N/A
[8 empty] | 283 | [6 empty] | 310 | #N/A | #N/A | #N/A | #N/A | #N/A | 310 | #N/A | #N/A | #N/A | #N/A | #N/A | #N/A | #N/A | #N/A | #N/A | #N/A | #N/A | #N/A | 155 | F | 0.44522 | 143.2992 | 2759840.9026 | 705632.2828 | #N/A | #N/A | #N/A | #N/A | #N/A | #N/A | #N/A | #N/A | #N/A | #N/A | #N/A | #N/A | #N/A | #N/A | #N/A | #N/A | #N/A | 155 | F | 0.44522 | 143.2992 | 2759840.9026 | 696597.2064 | #N/A | #N/A | #N/A | #N/A | #N/A | #N/A | #N/A | #N/A | #N/A | #N/A
[8 empty] | 284 | [6 empty] | 311 | #N/A | #N/A | #N/A | #N/A | #N/A | 311 | #N/A | #N/A | #N/A | #N/A | #N/A | #N/A | #N/A | #N/A | #N/A | #N/A | #N/A | #N/A | 156 | BX | 0.44806 | 143.5961 | 2524027.4442 | 708156.3102 | #N/A | #N/A | #N/A | #N/A | #N/A | #N/A | #N/A | #N/A | #N/A | #N/A | #N/A | #N/A | #N/A | #N/A | #N/A | #N/A | #N/A | 156 | CY | 0.43694 | 148.098 | 12057645.9344 | 708654.8523 | #N/A | #N/A | #N/A | #N/A | #N/A | #N/A | #N/A | #N/A | #N/A | #N/A
[8 empty] | 285 | [6 empty] | 312 | #N/A | #N/A | #N/A | #N/A | #N/A | 312 | #N/A | #N/A | #N/A | #N/A | #N/A | #N/A | #N/A | #N/A | #N/A | #N/A | #N/A | #N/A | 156 | BX | 0.44806 | 143.5961 | 2524027.4442 | 708156.3102 | #N/A | #N/A | #N/A | #N/A | #N/A | #N/A | #N/A | #N/A | #N/A | #N/A | #N/A | #N/A | #N/A | #N/A | #N/A | #N/A | #N/A | 156 | CY | 0.43694 | 148.098 | 12057645.9344 | 708654.8523 | #N/A | #N/A | #N/A | #N/A | #N/A | #N/A | #N/A | #N/A | #N/A | #N/A
[8 empty] | 286 | [6 empty] | 313 | #N/A | #N/A | #N/A | #N/A | #N/A | 313 | #N/A | #N/A | #N/A | #N/A | #N/A | #N/A | #N/A | #N/A | #N/A | #N/A | #N/A | #N/A | 157 | FJ | 0.3939 | 143.6397 | 11603558.1344 | 719759.8683 | #N/A | #N/A | #N/A | #N/A | #N/A | #N/A | #N/A | #N/A | #N/A | #N/A | #N/A | #N/A | #N/A | #N/A | #N/A | #N/A | #N/A | 157 | DG | 0.42898 | 141.4421 | 6447684.254 | 715102.5366 | #N/A | #N/A | #N/A | #N/A | #N/A | #N/A | #N/A | #N/A | #N/A | #N/A
[8 empty] | 287 | [6 empty] | 314 | #N/A | #N/A | #N/A | #N/A | #N/A | 314 | #N/A | #N/A | #N/A | #N/A | #N/A | #N/A | #N/A | #N/A | #N/A | #N/A | #N/A | #N/A | 157 | FJ | 0.3939 | 143.6397 | 11603558.1344 | 719759.8683 | #N/A | #N/A | #N/A | #N/A | #N/A | #N/A | #N/A | #N/A | #N/A | #N/A | #N/A | #N/A | #N/A | #N/A | #N/A | #N/A | #N/A | 157 | DG | 0.42898 | 141.4421 | 6447684.254 | 715102.5366 | #N/A | #N/A | #N/A | #N/A | #N/A | #N/A | #N/A | #N/A | #N/A | #N/A
[8 empty] | 288 | [6 empty] | 315 | #N/A | #N/A | #N/A | #N/A | #N/A | 315 | #N/A | #N/A | #N/A | #N/A | #N/A | #N/A | #N/A | #N/A | #N/A | #N/A | #N/A | #N/A | 158 | EW | 0.46412 | 144.1657 | 7050075.152 | 726809.9435 | #N/A | #N/A | #N/A | #N/A | #N/A | #N/A | #N/A | #N/A | #N/A | #N/A | #N/A | #N/A | #N/A | #N/A | #N/A | #N/A | #N/A | 158 | DH | 0.42771 | 141.453 | 6141287.128 | 721243.8237 | #N/A | #N/A | #N/A | #N/A | #N/A | #N/A | #N/A | #N/A | #N/A | #N/A
[8 empty] | 289 | [6 empty] | 316 | #N/A | #N/A | #N/A | #N/A | #N/A | 316 | #N/A | #N/A | #N/A | #N/A | #N/A | #N/A | #N/A | #N/A | #N/A | #N/A | #N/A | #N/A | 158 | EW | 0.46412 | 144.1657 | 7050075.152 | 726809.9435 | #N/A | #N/A | #N/A | #N/A | #N/A | #N/A | #N/A | #N/A | #N/A | #N/A | #N/A | #N/A | #N/A | #N/A | #N/A | #N/A | #N/A | 158 | DH | 0.42771 | 141.453 | 6141287.128 | 721243.8237 | #N/A | #N/A | #N/A | #N/A | #N/A | #N/A | #N/A | #N/A | #N/A | #N/A
[8 empty] | 290 | [6 empty] | 317 | #N/A | #N/A | #N/A | #N/A | #N/A | 317 | #N/A | #N/A | #N/A | #N/A | #N/A | #N/A | #N/A | #N/A | #N/A | #N/A | #N/A | #N/A | 159 | FA | 0.4146 | 144.2824 | 5519460.0472 | 732329.4035 | #N/A | #N/A | #N/A | #N/A | #N/A | #N/A | #N/A | #N/A | #N/A | #N/A | #N/A | #N/A | #N/A | #N/A | #N/A | #N/A | #N/A | 159 | CR | 0.42032 | 148.8331 | 5184964.5119 | 726428.7882 | #N/A | #N/A | #N/A | #N/A | #N/A | #N/A | #N/A | #N/A | #N/A | #N/A
[8 empty] | 291 | [6 empty] | 318 | #N/A | #N/A | #N/A | #N/A | #N/A | 318 | #N/A | #N/A | #N/A | #N/A | #N/A | #N/A | #N/A | #N/A | #N/A | #N/A | #N/A | #N/A | 159 | FA | 0.4146 | 144.2824 | 5519460.0472 | 732329.4035 | #N/A | #N/A | #N/A | #N/A | #N/A | #N/A | #N/A | #N/A | #N/A | #N/A | #N/A | #N/A | #N/A | #N/A | #N/A | #N/A | #N/A | 159 | CR | 0.42032 | 148.8331 | 5184964.5119 | 726428.7882 | #N/A | #N/A | #N/A | #N/A | #N/A | #N/A | #N/A | #N/A | #N/A | #N/A
[8 empty] | 292 | [6 empty] | 319 | #N/A | #N/A | #N/A | #N/A | #N/A | 319 | #N/A | #N/A | #N/A | #N/A | #N/A | #N/A | #N/A | #N/A | #N/A | #N/A | #N/A | #N/A | 160 | CU | 0.47779 | 145.4301 | 3364001.5357 | 735693.4051 | #N/A | #N/A | #N/A | #N/A | #N/A | #N/A | #N/A | #N/A | #N/A | #N/A | #N/A | #N/A | #N/A | #N/A | #N/A | #N/A | #N/A | 160 | BI | 0.41832 | 142.3476 | 8479606.3735 | 734908.3946 | #N/A | #N/A | #N/A | #N/A | #N/A | #N/A | #N/A | #N/A | #N/A | #N/A
[8 empty] | 293 | [6 empty] | 320 | #N/A | #N/A | #N/A | #N/A | #N/A | 320 | #N/A | #N/A | #N/A | #N/A | #N/A | #N/A | #N/A | #N/A | #N/A | #N/A | #N/A | #N/A | 160 | CU | 0.47779 | 145.4301 | 3364001.5357 | 735693.4051 | #N/A | #N/A | #N/A | #N/A | #N/A | #N/A | #N/A | #N/A | #N/A | #N/A | #N/A | #N/A | #N/A | #N/A | #N/A | #N/A | #N/A | 160 | BI | 0.41832 | 142.3476 | 8479606.3735 | 734908.3946 | #N/A | #N/A | #N/A | #N/A | #N/A | #N/A | #N/A | #N/A | #N/A | #N/A
[8 empty] | 294 | [6 empty] | 321 | #N/A | #N/A | #N/A | #N/A | #N/A | 321 | #N/A | #N/A | #N/A | #N/A | #N/A | #N/A | #N/A | #N/A | #N/A | #N/A | #N/A | #N/A | 161 | CJ | 0.46603 | 145.6334 | 2583556.0263 | 738276.9611 | #N/A | #N/A | #N/A | #N/A | #N/A | #N/A | #N/A | #N/A | #N/A | #N/A | #N/A | #N/A | #N/A | #N/A | #N/A | #N/A | #N/A | 161 | FA | 0.4146 | 144.2824 | 5519460.0472 | 740427.8546 | #N/A | #N/A | #N/A | #N/A | #N/A | #N/A | #N/A | #N/A | #N/A | #N/A
[8 empty] | 295 | [6 empty] | 322 | #N/A | #N/A | #N/A | #N/A | #N/A | 322 | #N/A | #N/A | #N/A | #N/A | #N/A | #N/A | #N/A | #N/A | #N/A | #N/A | #N/A | #N/A | 161 | CJ | 0.46603 | 145.6334 | 2583556.0263 | 738276.9611 | #N/A | #N/A | #N/A | #N/A | #N/A | #N/A | #N/A | #N/A | #N/A | #N/A | #N/A | #N/A | #N/A | #N/A | #N/A | #N/A | #N/A | 161 | FA | 0.4146 | 144.2824 | 5519460.0472 | 740427.8546 | #N/A | #N/A | #N/A | #N/A | #N/A | #N/A | #N/A | #N/A | #N/A | #N/A
[8 empty] | 296 | [6 empty] | 323 | #N/A | #N/A | #N/A | #N/A | #N/A | 323 | #N/A | #N/A | #N/A | #N/A | #N/A | #N/A | #N/A | #N/A | #N/A | #N/A | #N/A | #N/A | 162 | BF | 0.34427 | 147.4278 | 1447689.8317 | 739724.6509 | #N/A | #N/A | #N/A | #N/A | #N/A | #N/A | #N/A | #N/A | #N/A | #N/A | #N/A | #N/A | #N/A | #N/A | #N/A | #N/A | #N/A | 162 | DD | 0.41408 | 142.5292 | 3488158.7761 | 743916.0134 | #N/A | #N/A | #N/A | #N/A | #N/A | #N/A | #N/A | #N/A | #N/A | #N/A
[8 empty] | 297 | [6 empty] | 324 | #N/A | #N/A | #N/A | #N/A | #N/A | 324 | #N/A | #N/A | #N/A | #N/A | #N/A | #N/A | #N/A | #N/A | #N/A | #N/A | #N/A | #N/A | 162 | BF | 0.34427 | 147.4278 | 1447689.8317 | 739724.6509 | #N/A | #N/A | #N/A | #N/A | #N/A | #N/A | #N/A | #N/A | #N/A | #N/A | #N/A | #N/A | #N/A | #N/A | #N/A | #N/A | #N/A | 162 | DD | 0.41408 | 142.5292 | 3488158.7761 | 743916.0134 | #N/A | #N/A | #N/A | #N/A | #N/A | #N/A | #N/A | #N/A | #N/A | #N/A
[8 empty] | 298 | [6 empty] | 325 | #N/A | #N/A | #N/A | #N/A | #N/A | 325 | #N/A | #N/A | #N/A | #N/A | #N/A | #N/A | #N/A | #N/A | #N/A | #N/A | #N/A | #N/A | 163 | Q | 0.39766 | 147.7801 | 3280603.843 | 743005.2548 | #N/A | #N/A | #N/A | #N/A | #N/A | #N/A | #N/A | #N/A | #N/A | #N/A | #N/A | #N/A | #N/A | #N/A | #N/A | #N/A | #N/A | 163 | CV | 0.40551 | 149.8977 | 10390067.5028 | 754306.0809 | #N/A | #N/A | #N/A | #N/A | #N/A | #N/A | #N/A | #N/A | #N/A | #N/A
[8 empty] | 299 | [6 empty] | 326 | #N/A | #N/A | #N/A | #N/A | #N/A | 326 | #N/A | #N/A | #N/A | #N/A | #N/A | #N/A | #N/A | #N/A | #N/A | #N/A | #N/A | #N/A | 163 | Q | 0.39766 | 147.7801 | 3280603.843 | 743005.2548 | #N/A | #N/A | #N/A | #N/A | #N/A | #N/A | #N/A | #N/A | #N/A | #N/A | #N/A | #N/A | #N/A | #N/A | #N/A | #N/A | #N/A | 163 | CV | 0.40551 | 149.8977 | 10390067.5028 | 754306.0809 | #N/A | #N/A | #N/A | #N/A | #N/A | #N/A | #N/A | #N/A | #N/A | #N/A
[8 empty] | 300 | [6 empty] | 327 | #N/A | #N/A | #N/A | #N/A | #N/A | 327 | #N/A | #N/A | #N/A | #N/A | #N/A | #N/A | #N/A | #N/A | #N/A | #N/A | #N/A | #N/A | 164 | CY | 0.43694 | 148.098 | 12057645.9344 | 755062.9007 | #N/A | #N/A | #N/A | #N/A | #N/A | #N/A | #N/A | #N/A | #N/A | #N/A | #N/A | #N/A | #N/A | #N/A | #N/A | #N/A | #N/A | 164 | CO | 0.40366 | 149.9873 | 2885951.9318 | 757192.0329 | #N/A | #N/A | #N/A | #N/A | #N/A | #N/A | #N/A | #N/A | #N/A | #N/A
[8 empty] | 301 | [6 empty] | 328 | #N/A | #N/A | #N/A | #N/A | #N/A | 328 | #N/A | #N/A | #N/A | #N/A | #N/A | #N/A | #N/A | #N/A | #N/A | #N/A | #N/A | #N/A | 164 | CY | 0.43694 | 148.098 | 12057645.9344 | 755062.9007 | #N/A | #N/A | #N/A | #N/A | #N/A | #N/A | #N/A | #N/A | #N/A | #N/A | #N/A | #N/A | #N/A | #N/A | #N/A | #N/A | #N/A | 164 | CO | 0.40366 | 149.9873 | 2885951.9318 | 757192.0329 | #N/A | #N/A | #N/A | #N/A | #N/A | #N/A | #N/A | #N/A | #N/A | #N/A
[8 empty] | 302 | [6 empty] | 329 | #N/A | #N/A | #N/A | #N/A | #N/A | 329 | #N/A | #N/A | #N/A | #N/A | #N/A | #N/A | #N/A | #N/A | #N/A | #N/A | #N/A | #N/A | 165 | CR | 0.42032 | 148.8331 | 5184964.5119 | 760247.8652 | #N/A | #N/A | #N/A | #N/A | #N/A | #N/A | #N/A | #N/A | #N/A | #N/A | #N/A | #N/A | #N/A | #N/A | #N/A | #N/A | #N/A | 165 | Q | 0.39766 | 147.7801 | 3280603.843 | 760472.6367 | #N/A | #N/A | #N/A | #N/A | #N/A | #N/A | #N/A | #N/A | #N/A | #N/A
[8 empty] | 303 | [6 empty] | 330 | #N/A | #N/A | #N/A | #N/A | #N/A | 330 | #N/A | #N/A | #N/A | #N/A | #N/A | #N/A | #N/A | #N/A | #N/A | #N/A | #N/A | #N/A | 165 | CR | 0.42032 | 148.8331 | 5184964.5119 | 760247.8652 | #N/A | #N/A | #N/A | #N/A | #N/A | #N/A | #N/A | #N/A | #N/A | #N/A | #N/A | #N/A | #N/A | #N/A | #N/A | #N/A | #N/A | 165 | Q | 0.39766 | 147.7801 | 3280603.843 | 760472.6367 | #N/A | #N/A | #N/A | #N/A | #N/A | #N/A | #N/A | #N/A | #N/A | #N/A
[8 empty] | 304 | [25 empty] | 166 | CV | 0.40551 | 149.8977 | 10390067.5028 | 770637.9327 | #N/A | #N/A | #N/A | #N/A | #N/A | #N/A | #N/A | #N/A | #N/A | #N/A | #N/A | #N/A | #N/A | 0 | #N/A | #N/A | #N/A | 166 | FJ | 0.3939 | 143.6397 | 11603558.1344 | 772076.1948 | #N/A | #N/A | #N/A | #N/A | #N/A | #N/A | #N/A | #N/A | #N/A | #N/A
[8 empty] | 305 | [25 empty] | 166 | CV | 0.40551 | 149.8977 | 10390067.5028 | 770637.9327 | #N/A | #N/A | #N/A | #N/A | #N/A | #N/A | #N/A | #N/A | #N/A | #N/A | [7 empty] | 166 | FJ | 0.3939 | 143.6397 | 11603558.1344 | 772076.1948 | #N/A | #N/A | #N/A | #N/A | #N/A | #N/A | #N/A | #N/A | #N/A | #N/A
[8 empty] | 306 | [25 empty] | 167 | CO | 0.40366 | 149.9873 | 2885951.9318 | 773523.8847 | #N/A | #N/A | #N/A | #N/A | #N/A | #N/A | #N/A | #N/A | #N/A | #N/A | [7 empty] | 167 | EC | 0.35343 | 150.1275 | 3041095.8121 | 775117.2906 | #N/A | #N/A | #N/A | #N/A | #N/A | #N/A | #N/A | #N/A | #N/A | #N/A
[8 empty] | 307 | [25 empty] | 167 | CO | 0.40366 | 149.9873 | 2885951.9318 | 773523.8847 | #N/A | #N/A | #N/A | #N/A | #N/A | #N/A | #N/A | #N/A | #N/A | #N/A | [7 empty] | 167 | EC | 0.35343 | 150.1275 | 3041095.8121 | 775117.2906 | #N/A | #N/A | #N/A | #N/A | #N/A | #N/A | #N/A | #N/A | #N/A | #N/A
[8 empty] | 308 | [25 empty] | 168 | EC | 0.35343 | 150.1275 | 3041095.8121 | 776564.9805 | #N/A | #N/A | #N/A | #N/A | #N/A | #N/A | #N/A | #N/A | #N/A | #N/A | [7 empty] | 168 | BF | 0.34427 | 147.4278 | 1447689.8317 | 776564.9805 | #N/A | #N/A | #N/A | #N/A | #N/A | #N/A | #N/A | #N/A | #N/A | #N/A
[8 empty] | 309 | [25 empty] | 168 | EC | 0.35343 | 150.1275 | 3041095.8121 | 776564.9805 | #N/A | #N/A | #N/A | #N/A | #N/A | #N/A | #N/A | #N/A | #N/A | #N/A | [7 empty] | 168 | BF | 0.34427 | 147.4278 | 1447689.8317 | 776564.9805 | #N/A | #N/A | #N/A | #N/A | #N/A | #N/A | #N/A | #N/A | #N/A | #N/A
[8 empty] | 310 | [25 empty] | 169 | FM | 0.32221 | 151.5288 | 11492633.3972 | 788057.6139 | #N/A | #N/A | #N/A | #N/A | #N/A | #N/A | #N/A | #N/A | #N/A | #N/A | [7 empty] | 169 | FM | 0.32221 | 151.5288 | 11492633.3972 | 788057.6139 | #N/A | #N/A | #N/A | #N/A | #N/A | #N/A | #N/A | #N/A | #N/A | #N/A
[8 empty] | 311 | [25 empty] | 169 | FM | 0.32221 | 151.5288 | 11492633.3972 | 788057.6139 | #N/A | #N/A | #N/A | #N/A | #N/A | #N/A | #N/A | #N/A | #N/A | #N/A | [7 empty] | 169 | FM | 0.32221 | 151.5288 | 11492633.3972 | 788057.6139 | #N/A | #N/A | #N/A | #N/A | #N/A | #N/A | #N/A | #N/A | #N/A | #N/A
[8 empty] | 312 | [25 empty] | 170 | EE | 0.27242 | 152.3952 | 1699763.8738 | 789757.3777 | #N/A | #N/A | #N/A | #N/A | #N/A | #N/A | #N/A | #N/A | #N/A | #N/A | [7 empty] | 170 | CZ | 0.29268 | 158.2592 | 5785620.8466 | 793843.2347 | #N/A | #N/A | #N/A | #N/A | #N/A | #N/A | #N/A | #N/A | #N/A | #N/A
[8 empty] | 313 | [25 empty] | 170 | EE | 0.27242 | 152.3952 | 1699763.8738 | 789757.3777 | #N/A | #N/A | #N/A | #N/A | #N/A | #N/A | #N/A | #N/A | #N/A | #N/A | [7 empty] | 170 | CZ | 0.29268 | 158.2592 | 5785620.8466 | 793843.2347 | #N/A | #N/A | #N/A | #N/A | #N/A | #N/A | #N/A | #N/A | #N/A | #N/A
[8 empty] | 314 | [25 empty] | 171 | EJ | 0.21795 | 156.3143 | 5173471.8212 | 794930.8496 | #N/A | #N/A | #N/A | #N/A | #N/A | #N/A | #N/A | #N/A | #N/A | #N/A | [7 empty] | 171 | EE | 0.27242 | 152.3952 | 1699763.8738 | 795542.9986 | #N/A | #N/A | #N/A | #N/A | #N/A | #N/A | #N/A | #N/A | #N/A | #N/A
[8 empty] | 315 | [25 empty] | 171 | EJ | 0.21795 | 156.3143 | 5173471.8212 | 794930.8496 | #N/A | #N/A | #N/A | #N/A | #N/A | #N/A | #N/A | #N/A | #N/A | #N/A | [7 empty] | 171 | EE | 0.27242 | 152.3952 | 1699763.8738 | 795542.9986 | #N/A | #N/A | #N/A | #N/A | #N/A | #N/A | #N/A | #N/A | #N/A | #N/A
[8 empty] | 316 | [25 empty] | 172 | BH | 0.2086 | 156.9637 | 347487.6971 | 795278.3373 | #N/A | #N/A | #N/A | #N/A | #N/A | #N/A | #N/A | #N/A | #N/A | #N/A | [7 empty] | 172 | CH | 0.26664 | 159.7171 | 3637260.6237 | 799180.2592 | #N/A | #N/A | #N/A | #N/A | #N/A | #N/A | #N/A | #N/A | #N/A | #N/A
[8 empty] | 317 | [25 empty] | 172 | BH | 0.2086 | 156.9637 | 347487.6971 | 795278.3373 | #N/A | #N/A | #N/A | #N/A | #N/A | #N/A | #N/A | #N/A | #N/A | #N/A | [7 empty] | 172 | CH | 0.26664 | 159.7171 | 3637260.6237 | 799180.2592 | #N/A | #N/A | #N/A | #N/A | #N/A | #N/A | #N/A | #N/A | #N/A | #N/A
[8 empty] | 318 | [25 empty] | 173 | CZ | 0.29268 | 158.2592 | 5785620.8466 | 801063.9581 | #N/A | #N/A | #N/A | #N/A | #N/A | #N/A | #N/A | #N/A | #N/A | #N/A | [7 empty] | 173 | EJ | 0.21795 | 156.3143 | 5173471.8212 | 804353.731 | #N/A | #N/A | #N/A | #N/A | #N/A | #N/A | #N/A | #N/A | #N/A | #N/A
[8 empty] | 319 | [25 empty] | 173 | CZ | 0.29268 | 158.2592 | 5785620.8466 | 801063.9581 | #N/A | #N/A | #N/A | #N/A | #N/A | #N/A | #N/A | #N/A | #N/A | #N/A | [7 empty] | 173 | EJ | 0.21795 | 156.3143 | 5173471.8212 | 804353.731 | #N/A | #N/A | #N/A | #N/A | #N/A | #N/A | #N/A | #N/A | #N/A | #N/A
[8 empty] | 320 | [25 empty] | 174 | CH | 0.26664 | 159.7171 | 3637260.6237 | 804701.2187 | #N/A | #N/A | #N/A | #N/A | #N/A | #N/A | #N/A | #N/A | #N/A | #N/A | [7 empty] | 174 | BH | 0.2086 | 156.9637 | 347487.6971 | 804701.2187 | #N/A | #N/A | #N/A | #N/A | #N/A | #N/A | #N/A | #N/A | #N/A | #N/A
[8 empty] | 321 | [25 empty] | 174 | CH | 0.26664 | 159.7171 | 3637260.6237 | 804701.2187 | #N/A | #N/A | #N/A | #N/A | #N/A | #N/A | #N/A | #N/A | #N/A | #N/A | [7 empty] | 174 | BH | 0.2086 | 156.9637 | 347487.6971 | 804701.2187 | #N/A | #N/A | #N/A | #N/A | #N/A | #N/A | #N/A | #N/A | #N/A | #N/A
[8 empty] | 322 | [25 empty] | 175 | #N/A | #N/A | #N/A | #N/A | #N/A | #N/A | #N/A | #N/A | #N/A | #N/A | #N/A | #N/A | #N/A | #N/A | #N/A | [7 empty] | 175 | #N/A | #N/A | #N/A | #N/A | #N/A | #N/A | #N/A | #N/A | #N/A | #N/A | #N/A | #N/A | #N/A | #N/A | #N/A
[8 empty] | 323 | [25 empty] | 175 | #N/A | #N/A | #N/A | #N/A | #N/A | #N/A | #N/A | #N/A | #N/A | #N/A | #N/A | #N/A | #N/A | #N/A | #N/A | [7 empty] | 175 | #N/A | #N/A | #N/A | #N/A | #N/A | #N/A | #N/A | #N/A | #N/A | #N/A | #N/A | #N/A | #N/A | #N/A | #N/A
[8 empty] | 324 | [25 empty] | 176 | #N/A | #N/A | #N/A | #N/A | #N/A | #N/A | #N/A | #N/A | #N/A | #N/A | #N/A | #N/A | #N/A | #N/A | #N/A | [7 empty] | 176 | #N/A | #N/A | #N/A | #N/A | #N/A | #N/A | #N/A | #N/A | #N/A | #N/A | #N/A | #N/A | #N/A | #N/A | #N/A
[8 empty] | 325 | [25 empty] | 176 | #N/A | #N/A | #N/A | #N/A | #N/A | #N/A | #N/A | #N/A | #N/A | #N/A | #N/A | #N/A | #N/A | #N/A | #N/A | [7 empty] | 176 | #N/A | #N/A | #N/A | #N/A | #N/A | #N/A | #N/A | #N/A | #N/A | #N/A | #N/A | #N/A | #N/A | #N/A | #N/A
[8 empty] | 326 | [25 empty] | 177 | #N/A | #N/A | #N/A | #N/A | #N/A | #N/A | #N/A | #N/A | #N/A | #N/A | #N/A | #N/A | #N/A | #N/A | #N/A | [7 empty] | 177 | #N/A | #N/A | #N/A | #N/A | #N/A | #N/A | #N/A | #N/A | #N/A | #N/A | #N/A | #N/A | #N/A | #N/A | #N/A
[8 empty] | 327 | [25 empty] | 177 | #N/A | #N/A | #N/A | #N/A | #N/A | #N/A | #N/A | #N/A | #N/A | #N/A | #N/A | #N/A | #N/A | #N/A | #N/A | [7 empty] | 177 | #N/A | #N/A | #N/A | #N/A | #N/A | #N/A | #N/A | #N/A | #N/A | #N/A | #N/A | #N/A | #N/A | #N/A | #N/A
[8 empty] | 328 | [25 empty] | 178 | #N/A | #N/A | #N/A | #N/A | #N/A | #N/A | #N/A | #N/A | #N/A | #N/A | #N/A | #N/A | #N/A | #N/A | #N/A | [7 empty] | 178 | #N/A | #N/A | #N/A | #N/A | #N/A | #N/A | #N/A | #N/A | #N/A | #N/A | #N/A | #N/A | #N/A | #N/A | #N/A
[8 empty] | 329 | [25 empty] | 178 | #N/A | #N/A | #N/A | #N/A | #N/A | #N/A | #N/A | #N/A | #N/A | #N/A | #N/A | #N/A | #N/A | #N/A | #N/A | [7 empty] | 178 | #N/A | #N/A | #N/A | #N/A | #N/A | #N/A | #N/A | #N/A | #N/A | #N/A | #N/A | #N/A | #N/A | #N/A | #N/A
[8 empty] | 330 | [25 empty] | 179 | #N/A | #N/A | #N/A | #N/A | #N/A | #N/A | #N/A | #N/A | #N/A | #N/A | #N/A | #N/A | #N/A | #N/A | #N/A | [7 empty] | 179 | #N/A | #N/A | #N/A | #N/A | #N/A | #N/A | #N/A | #N/A | #N/A | #N/A | #N/A | #N/A | #N/A | #N/A | #N/A
[34 empty] | 179 | #N/A | #N/A | #N/A | #N/A | #N/A | #N/A | #N/A | #N/A | #N/A | #N/A | #N/A | #N/A | #N/A | #N/A | #N/A | [7 empty] | 179 | #N/A | #N/A | #N/A | #N/A | #N/A | #N/A | #N/A | #N/A | #N/A | #N/A | #N/A | #N/A | #N/A | #N/A | #N/A
[34 empty] | 180 | #N/A | #N/A | #N/A | #N/A | #N/A | #N/A | #N/A | #N/A | #N/A | #N/A | #N/A | #N/A | #N/A | #N/A | #N/A | [7 empty] | 180 | #N/A | #N/A | #N/A | #N/A | #N/A | #N/A | #N/A | #N/A | #N/A | #N/A | #N/A | #N/A | #N/A | #N/A | #N/A
[34 empty] | 180 | #N/A | #N/A | #N/A | #N/A | #N/A | #N/A | #N/A | #N/A | #N/A | #N/A | #N/A | #N/A | #N/A | #N/A | #N/A | [7 empty] | 180 | #N/A | #N/A | #N/A | #N/A | #N/A | #N/A | #N/A | #N/A | #N/A | #N/A | #N/A | #N/A | #N/A | #N/A | #N/A
[34 empty] | 181 | #N/A | #N/A | #N/A | #N/A | #N/A | #N/A | #N/A | #N/A | #N/A | #N/A | #N/A | #N/A | #N/A | #N/A | #N/A | [7 empty] | 181 | #N/A | #N/A | #N/A | #N/A | #N/A | #N/A | #N/A | #N/A | #N/A | #N/A | #N/A | #N/A | #N/A | #N/A | #N/A
[34 empty] | 181 | #N/A | #N/A | #N/A | #N/A | #N/A | #N/A | #N/A | #N/A | #N/A | #N/A | #N/A | #N/A | #N/A | #N/A | #N/A | [7 empty] | 181 | #N/A | #N/A | #N/A | #N/A | #N/A | #N/A | #N/A | #N/A | #N/A | #N/A | #N/A | #N/A | #N/A | #N/A | #N/A
[34 empty] | 182 | #N/A | #N/A | #N/A | #N/A | #N/A | #N/A | #N/A | #N/A | #N/A | #N/A | #N/A | #N/A | #N/A | #N/A | #N/A | [7 empty] | 182 | #N/A | #N/A | #N/A | #N/A | #N/A | #N/A | #N/A | #N/A | #N/A | #N/A | #N/A | #N/A | #N/A | #N/A | #N/A
[34 empty] | 182 | #N/A | #N/A | #N/A | #N/A | #N/A | #N/A | #N/A | #N/A | #N/A | #N/A | #N/A | #N/A | #N/A | #N/A | #N/A | [7 empty] | 182 | #N/A | #N/A | #N/A | #N/A | #N/A | #N/A | #N/A | #N/A | #N/A | #N/A | #N/A | #N/A | #N/A | #N/A | #N/A
[34 empty] | 183 | #N/A | #N/A | #N/A | #N/A | #N/A | #N/A | #N/A | #N/A | #N/A | #N/A | #N/A | #N/A | #N/A | #N/A | #N/A | [7 empty] | 183 | #N/A | #N/A | #N/A | #N/A | #N/A | #N/A | #N/A | #N/A | #N/A | #N/A | #N/A | #N/A | #N/A | #N/A | #N/A
[34 empty] | 183 | #N/A | #N/A | #N/A | #N/A | #N/A | #N/A | #N/A | #N/A | #N/A | #N/A | #N/A | #N/A | #N/A | #N/A | #N/A | [7 empty] | 183 | #N/A | #N/A | #N/A | #N/A | #N/A | #N/A | #N/A | #N/A | #N/A | #N/A | #N/A | #N/A | #N/A | #N/A | #N/A
[34 empty] | 184 | #N/A | #N/A | #N/A | #N/A | #N/A | #N/A | #N/A | #N/A | #N/A | #N/A | #N/A | #N/A | #N/A | #N/A | #N/A | [7 empty] | 184 | #N/A | #N/A | #N/A | #N/A | #N/A | #N/A | #N/A | #N/A | #N/A | #N/A | #N/A | #N/A | #N/A | #N/A | #N/A
[34 empty] | 184 | #N/A | #N/A | #N/A | #N/A | #N/A | #N/A | #N/A | #N/A | #N/A | #N/A | #N/A | #N/A | #N/A | #N/A | #N/A | [7 empty] | 184 | #N/A | #N/A | #N/A | #N/A | #N/A | #N/A | #N/A | #N/A | #N/A | #N/A | #N/A | #N/A | #N/A | #N/A | #N/A
[34 empty] | 185 | #N/A | #N/A | #N/A | #N/A | #N/A | #N/A | #N/A | #N/A | #N/A | #N/A | #N/A | #N/A | #N/A | #N/A | #N/A | [7 empty] | 185 | #N/A | #N/A | #N/A | #N/A | #N/A | #N/A | #N/A | #N/A | #N/A | #N/A | #N/A | #N/A | #N/A | #N/A | #N/A
[34 empty] | 185 | #N/A | #N/A | #N/A | #N/A | #N/A | #N/A | #N/A | #N/A | #N/A | #N/A | #N/A | #N/A | #N/A | #N/A | #N/A | [7 empty] | 185 | #N/A | #N/A | #N/A | #N/A | #N/A | #N/A | #N/A | #N/A | #N/A | #N/A | #N/A | #N/A | #N/A | #N/A | #N/A
[34 empty] | 186 | #N/A | #N/A | #N/A | #N/A | #N/A | #N/A | #N/A | #N/A | #N/A | #N/A | #N/A | #N/A | #N/A | #N/A | #N/A | [7 empty] | 186 | #N/A | #N/A | #N/A | #N/A | #N/A | #N/A | #N/A | #N/A | #N/A | #N/A | #N/A | #N/A | #N/A | #N/A | #N/A
[34 empty] | 186 | #N/A | #N/A | #N/A | #N/A | #N/A | #N/A | #N/A | #N/A | #N/A | #N/A | #N/A | #N/A | #N/A | #N/A | #N/A | [7 empty] | 186 | #N/A | #N/A | #N/A | #N/A | #N/A | #N/A | #N/A | #N/A | #N/A | #N/A | #N/A | #N/A | #N/A | #N/A | #N/A
[34 empty] | 187 | #N/A | #N/A | #N/A | #N/A | #N/A | #N/A | #N/A | #N/A | #N/A | #N/A | #N/A | #N/A | #N/A | #N/A | #N/A | [7 empty] | 187 | #N/A | #N/A | #N/A | #N/A | #N/A | #N/A | #N/A | #N/A | #N/A | #N/A | #N/A | #N/A | #N/A | #N/A | #N/A
[34 empty] | 187 | #N/A | #N/A | #N/A | #N/A | #N/A | #N/A | #N/A | #N/A | #N/A | #N/A | #N/A | #N/A | #N/A | #N/A | #N/A | [7 empty] | 187 | #N/A | #N/A | #N/A | #N/A | #N/A | #N/A | #N/A | #N/A | #N/A | #N/A | #N/A | #N/A | #N/A | #N/A | #N/A
[34 empty] | 188 | #N/A | #N/A | #N/A | #N/A | #N/A | #N/A | #N/A | #N/A | #N/A | #N/A | #N/A | #N/A | #N/A | #N/A | #N/A | [7 empty] | 188 | #N/A | #N/A | #N/A | #N/A | #N/A | #N/A | #N/A | #N/A | #N/A | #N/A | #N/A | #N/A | #N/A | #N/A | #N/A
[34 empty] | 188 | #N/A | #N/A | #N/A | #N/A | #N/A | #N/A | #N/A | #N/A | #N/A | #N/A | #N/A | #N/A | #N/A | #N/A | #N/A | [7 empty] | 188 | #N/A | #N/A | #N/A | #N/A | #N/A | #N/A | #N/A | #N/A | #N/A | #N/A | #N/A | #N/A | #N/A | #N/A | #N/A
[34 empty] | 189 | #N/A | #N/A | #N/A | #N/A | #N/A | #N/A | #N/A | #N/A | #N/A | #N/A | #N/A | #N/A | #N/A | #N/A | #N/A | [7 empty] | 189 | #N/A | #N/A | #N/A | #N/A | #N/A | #N/A | #N/A | #N/A | #N/A | #N/A | #N/A | #N/A | #N/A | #N/A | #N/A
[34 empty] | 189 | #N/A | #N/A | #N/A | #N/A | #N/A | #N/A | #N/A | #N/A | #N/A | #N/A | #N/A | #N/A | #N/A | #N/A | #N/A | [7 empty] | 189 | #N/A | #N/A | #N/A | #N/A | #N/A | #N/A | #N/A | #N/A | #N/A | #N/A | #N/A | #N/A | #N/A | #N/A | #N/A
[34 empty] | 190 | #N/A | #N/A | #N/A | #N/A | #N/A | #N/A | #N/A | #N/A | #N/A | #N/A | #N/A | #N/A | #N/A | #N/A | #N/A | [7 empty] | 190 | #N/A | #N/A | #N/A | #N/A | #N/A | #N/A | #N/A | #N/A | #N/A | #N/A | #N/A | #N/A | #N/A | #N/A | #N/A
[34 empty] | 190 | #N/A | #N/A | #N/A | #N/A | #N/A | #N/A | #N/A | #N/A | #N/A | #N/A | #N/A | #N/A | #N/A | #N/A | #N/A | [7 empty] | 190 | #N/A | #N/A | #N/A | #N/A | #N/A | #N/A | #N/A | #N/A | #N/A | #N/A | #N/A | #N/A | #N/A | #N/A | #N/A
[34 empty] | 191 | #N/A | #N/A | #N/A | #N/A | #N/A | #N/A | #N/A | #N/A | #N/A | #N/A | #N/A | #N/A | #N/A | #N/A | #N/A | [7 empty] | 191 | #N/A | #N/A | #N/A | #N/A | #N/A | #N/A | #N/A | #N/A | #N/A | #N/A | #N/A | #N/A | #N/A | #N/A | #N/A
[34 empty] | 191 | #N/A | #N/A | #N/A | #N/A | #N/A | #N/A | #N/A | #N/A | #N/A | #N/A | #N/A | #N/A | #N/A | #N/A | #N/A | [7 empty] | 191 | #N/A | #N/A | #N/A | #N/A | #N/A | #N/A | #N/A | #N/A | #N/A | #N/A | #N/A | #N/A | #N/A | #N/A | #N/A
[34 empty] | 192 | #N/A | #N/A | #N/A | #N/A | #N/A | #N/A | #N/A | #N/A | #N/A | #N/A | #N/A | #N/A | #N/A | #N/A | #N/A | [7 empty] | 192 | #N/A | #N/A | #N/A | #N/A | #N/A | #N/A | #N/A | #N/A | #N/A | #N/A | #N/A | #N/A | #N/A | #N/A | #N/A
[34 empty] | 192 | #N/A | #N/A | #N/A | #N/A | #N/A | #N/A | #N/A | #N/A | #N/A | #N/A | #N/A | #N/A | #N/A | #N/A | #N/A | [7 empty] | 192 | #N/A | #N/A | #N/A | #N/A | #N/A | #N/A | #N/A | #N/A | #N/A | #N/A | #N/A | #N/A | #N/A | #N/A | #N/A
[34 empty] | 193 | #N/A | #N/A | #N/A | #N/A | #N/A | #N/A | #N/A | #N/A | #N/A | #N/A | #N/A | #N/A | #N/A | #N/A | #N/A | [7 empty] | 193 | #N/A | #N/A | #N/A | #N/A | #N/A | #N/A | #N/A | #N/A | #N/A | #N/A | #N/A | #N/A | #N/A | #N/A | #N/A
[34 empty] | 193 | #N/A | #N/A | #N/A | #N/A | #N/A | #N/A | #N/A | #N/A | #N/A | #N/A | #N/A | #N/A | #N/A | #N/A | #N/A | [7 empty] | 193 | #N/A | #N/A | #N/A | #N/A | #N/A | #N/A | #N/A | #N/A | #N/A | #N/A | #N/A | #N/A | #N/A | #N/A | #N/A
[34 empty] | 194 | #N/A | #N/A | #N/A | #N/A | #N/A | #N/A | #N/A | #N/A | #N/A | #N/A | #N/A | #N/A | #N/A | #N/A | #N/A | [7 empty] | 194 | #N/A | #N/A | #N/A | #N/A | #N/A | #N/A | #N/A | #N/A | #N/A | #N/A | #N/A | #N/A | #N/A | #N/A | #N/A
[34 empty] | 194 | #N/A | #N/A | #N/A | #N/A | #N/A | #N/A | #N/A | #N/A | #N/A | #N/A | #N/A | #N/A | #N/A | #N/A | #N/A | [7 empty] | 194 | #N/A | #N/A | #N/A | #N/A | #N/A | #N/A | #N/A | #N/A | #N/A | #N/A | #N/A | #N/A | #N/A | #N/A | #N/A
[34 empty] | 195 | #N/A | #N/A | #N/A | #N/A | #N/A | #N/A | #N/A | #N/A | #N/A | #N/A | #N/A | #N/A | #N/A | #N/A | #N/A | [7 empty] | 195 | #N/A | #N/A | #N/A | #N/A | #N/A | #N/A | #N/A | #N/A | #N/A | #N/A | #N/A | #N/A | #N/A | #N/A | #N/A
[34 empty] | 195 | #N/A | #N/A | #N/A | #N/A | #N/A | #N/A | #N/A | #N/A | #N/A | #N/A | #N/A | #N/A | #N/A | #N/A | #N/A | [7 empty] | 195 | #N/A | #N/A | #N/A | #N/A | #N/A | #N/A | #N/A | #N/A | #N/A | #N/A | #N/A | #N/A | #N/A | #N/A | #N/A
[34 empty] | 196 | #N/A | #N/A | #N/A | #N/A | #N/A | #N/A | #N/A | #N/A | #N/A | #N/A | #N/A | #N/A | #N/A | #N/A | #N/A | [7 empty] | 196 | #N/A | #N/A | #N/A | #N/A | #N/A | #N/A | #N/A | #N/A | #N/A | #N/A | #N/A | #N/A | #N/A | #N/A | #N/A
[34 empty] | 196 | #N/A | #N/A | #N/A | #N/A | #N/A | #N/A | #N/A | #N/A | #N/A | #N/A | #N/A | #N/A | #N/A | #N/A | #N/A | [7 empty] | 196 | #N/A | #N/A | #N/A | #N/A | #N/A | #N/A | #N/A | #N/A | #N/A | #N/A | #N/A | #N/A | #N/A | #N/A | #N/A
[34 empty] | 197 | #N/A | #N/A | #N/A | #N/A | #N/A | #N/A | #N/A | #N/A | #N/A | #N/A | #N/A | #N/A | #N/A | #N/A | #N/A | [7 empty] | 197 | #N/A | #N/A | #N/A | #N/A | #N/A | #N/A | #N/A | #N/A | #N/A | #N/A | #N/A | #N/A | #N/A | #N/A | #N/A
[34 empty] | 197 | #N/A | #N/A | #N/A | #N/A | #N/A | #N/A | #N/A | #N/A | #N/A | #N/A | #N/A | #N/A | #N/A | #N/A | #N/A | [7 empty] | 197 | #N/A | #N/A | #N/A | #N/A | #N/A | #N/A | #N/A | #N/A | #N/A | #N/A | #N/A | #N/A | #N/A | #N/A | #N/A
[34 empty] | 198 | #N/A | #N/A | #N/A | #N/A | #N/A | #N/A | #N/A | #N/A | #N/A | #N/A | #N/A | #N/A | #N/A | #N/A | #N/A | [7 empty] | 198 | #N/A | #N/A | #N/A | #N/A | #N/A | #N/A | #N/A | #N/A | #N/A | #N/A | #N/A | #N/A | #N/A | #N/A | #N/A
[34 empty] | 198 | #N/A | #N/A | #N/A | #N/A | #N/A | #N/A | #N/A | #N/A | #N/A | #N/A | #N/A | #N/A | #N/A | #N/A | #N/A | [7 empty] | 198 | #N/A | #N/A | #N/A | #N/A | #N/A | #N/A | #N/A | #N/A | #N/A | #N/A | #N/A | #N/A | #N/A | #N/A | #N/A
[34 empty] | 199 | #N/A | #N/A | #N/A | #N/A | #N/A | #N/A | #N/A | #N/A | #N/A | #N/A | #N/A | #N/A | #N/A | #N/A | #N/A | [7 empty] | 199 | #N/A | #N/A | #N/A | #N/A | #N/A | #N/A | #N/A | #N/A | #N/A | #N/A | #N/A | #N/A | #N/A | #N/A | #N/A
[34 empty] | 199 | #N/A | #N/A | #N/A | #N/A | #N/A | #N/A | #N/A | #N/A | #N/A | #N/A | #N/A | #N/A | #N/A | #N/A | #N/A | [7 empty] | 199 | #N/A | #N/A | #N/A | #N/A | #N/A | #N/A | #N/A | #N/A | #N/A | #N/A | #N/A | #N/A | #N/A | #N/A | #N/A
[34 empty] | 200 | #N/A | #N/A | #N/A | #N/A | #N/A | #N/A | #N/A | #N/A | #N/A | #N/A | #N/A | #N/A | #N/A | #N/A | #N/A | [7 empty] | 200 | #N/A | #N/A | #N/A | #N/A | #N/A | #N/A | #N/A | #N/A | #N/A | #N/A | #N/A | #N/A | #N/A | #N/A | #N/A
[34 empty] | 200 | #N/A | #N/A | #N/A | #N/A | #N/A | #N/A | #N/A | #N/A | #N/A | #N/A | #N/A | #N/A | #N/A | #N/A | #N/A | [7 empty] | 200 | #N/A | #N/A | #N/A | #N/A | #N/A | #N/A | #N/A | #N/A | #N/A | #N/A | #N/A | #N/A | #N/A | #N/A | #N/A
[34 empty] | 201 | #N/A | #N/A | #N/A | #N/A | #N/A | #N/A | #N/A | #N/A | #N/A | #N/A | #N/A | #N/A | #N/A | #N/A | #N/A | [7 empty] | 201 | #N/A | #N/A | #N/A | #N/A | #N/A | #N/A | #N/A | #N/A | #N/A | #N/A | #N/A | #N/A | #N/A | #N/A | #N/A
[34 empty] | 201 | #N/A | #N/A | #N/A | #N/A | #N/A | #N/A | #N/A | #N/A | #N/A | #N/A | #N/A | #N/A | #N/A | #N/A | #N/A | [7 empty] | 201 | #N/A | #N/A | #N/A | #N/A | #N/A | #N/A | #N/A | #N/A | #N/A | #N/A | #N/A | #N/A | #N/A | #N/A | #N/A
[34 empty] | 202 | #N/A | #N/A | #N/A | #N/A | #N/A | #N/A | #N/A | #N/A | #N/A | #N/A | #N/A | #N/A | #N/A | #N/A | #N/A | [7 empty] | 202 | #N/A | #N/A | #N/A | #N/A | #N/A | #N/A | #N/A | #N/A | #N/A | #N/A | #N/A | #N/A | #N/A | #N/A | #N/A
[34 empty] | 202 | #N/A | #N/A | #N/A | #N/A | #N/A | #N/A | #N/A | #N/A | #N/A | #N/A | #N/A | #N/A | #N/A | #N/A | #N/A | [7 empty] | 202 | #N/A | #N/A | #N/A | #N/A | #N/A | #N/A | #N/A | #N/A | #N/A | #N/A | #N/A | #N/A | #N/A | #N/A | #N/A
[34 empty] | 203 | #N/A | #N/A | #N/A | #N/A | #N/A | #N/A | #N/A | #N/A | #N/A | #N/A | #N/A | #N/A | #N/A | #N/A | #N/A | [7 empty] | 203 | #N/A | #N/A | #N/A | #N/A | #N/A | #N/A | #N/A | #N/A | #N/A | #N/A | #N/A | #N/A | #N/A | #N/A | #N/A
[34 empty] | 203 | #N/A | #N/A | #N/A | #N/A | #N/A | #N/A | #N/A | #N/A | #N/A | #N/A | #N/A | #N/A | #N/A | #N/A | #N/A | [7 empty] | 203 | #N/A | #N/A | #N/A | #N/A | #N/A | #N/A | #N/A | #N/A | #N/A | #N/A | #N/A | #N/A | #N/A | #N/A | #N/A
[34 empty] | 204 | #N/A | #N/A | #N/A | #N/A | #N/A | #N/A | #N/A | #N/A | #N/A | #N/A | #N/A | #N/A | #N/A | #N/A | #N/A | [7 empty] | 204 | #N/A | #N/A | #N/A | #N/A | #N/A | #N/A | #N/A | #N/A | #N/A | #N/A | #N/A | #N/A | #N/A | #N/A | #N/A
[34 empty] | 204 | #N/A | #N/A | #N/A | #N/A | #N/A | #N/A | #N/A | #N/A | #N/A | #N/A | #N/A | #N/A | #N/A | #N/A | #N/A | [7 empty] | 204 | #N/A | #N/A | #N/A | #N/A | #N/A | #N/A | #N/A | #N/A | #N/A | #N/A | #N/A | #N/A | #N/A | #N/A | #N/A
[34 empty] | 205 | #N/A | #N/A | #N/A | #N/A | #N/A | #N/A | #N/A | #N/A | #N/A | #N/A | #N/A | #N/A | #N/A | #N/A | #N/A | [7 empty] | 205 | #N/A | #N/A | #N/A | #N/A | #N/A | #N/A | #N/A | #N/A | #N/A | #N/A | #N/A | #N/A | #N/A | #N/A | #N/A
[34 empty] | 205 | #N/A | #N/A | #N/A | #N/A | #N/A | #N/A | #N/A | #N/A | #N/A | #N/A | #N/A | #N/A | #N/A | #N/A | #N/A | [7 empty] | 205 | #N/A | #N/A | #N/A | #N/A | #N/A | #N/A | #N/A | #N/A | #N/A | #N/A | #N/A | #N/A | #N/A | #N/A | #N/A
[34 empty] | 206 | #N/A | #N/A | #N/A | #N/A | #N/A | #N/A | #N/A | #N/A | #N/A | #N/A | #N/A | #N/A | #N/A | #N/A | #N/A | [7 empty] | 206 | #N/A | #N/A | #N/A | #N/A | #N/A | #N/A | #N/A | #N/A | #N/A | #N/A | #N/A | #N/A | #N/A | #N/A | #N/A
[34 empty] | 206 | #N/A | #N/A | #N/A | #N/A | #N/A | #N/A | #N/A | #N/A | #N/A | #N/A | #N/A | #N/A | #N/A | #N/A | #N/A | [7 empty] | 206 | #N/A | #N/A | #N/A | #N/A | #N/A | #N/A | #N/A | #N/A | #N/A | #N/A | #N/A | #N/A | #N/A | #N/A | #N/A
[34 empty] | 207 | #N/A | #N/A | #N/A | #N/A | #N/A | #N/A | #N/A | #N/A | #N/A | #N/A | #N/A | #N/A | #N/A | #N/A | #N/A | [7 empty] | 207 | #N/A | #N/A | #N/A | #N/A | #N/A | #N/A | #N/A | #N/A | #N/A | #N/A | #N/A | #N/A | #N/A | #N/A | #N/A
[34 empty] | 207 | #N/A | #N/A | #N/A | #N/A | #N/A | #N/A | #N/A | #N/A | #N/A | #N/A | #N/A | #N/A | #N/A | #N/A | #N/A | [7 empty] | 207 | #N/A | #N/A | #N/A | #N/A | #N/A | #N/A | #N/A | #N/A | #N/A | #N/A | #N/A | #N/A | #N/A | #N/A | #N/A
[34 empty] | 208 | #N/A | #N/A | #N/A | #N/A | #N/A | #N/A | #N/A | #N/A | #N/A | #N/A | #N/A | #N/A | #N/A | #N/A | #N/A | [7 empty] | 208 | #N/A | #N/A | #N/A | #N/A | #N/A | #N/A | #N/A | #N/A | #N/A | #N/A | #N/A | #N/A | #N/A | #N/A | #N/A
[34 empty] | 208 | #N/A | #N/A | #N/A | #N/A | #N/A | #N/A | #N/A | #N/A | #N/A | #N/A | #N/A | #N/A | #N/A | #N/A | #N/A | [7 empty] | 208 | #N/A | #N/A | #N/A | #N/A | #N/A | #N/A | #N/A | #N/A | #N/A | #N/A | #N/A | #N/A | #N/A | #N/A | #N/A
[34 empty] | 209 | #N/A | #N/A | #N/A | #N/A | #N/A | #N/A | #N/A | #N/A | #N/A | #N/A | #N/A | #N/A | #N/A | #N/A | #N/A | [7 empty] | 209 | #N/A | #N/A | #N/A | #N/A | #N/A | #N/A | #N/A | #N/A | #N/A | #N/A | #N/A | #N/A | #N/A | #N/A | #N/A
[34 empty] | 209 | #N/A | #N/A | #N/A | #N/A | #N/A | #N/A | #N/A | #N/A | #N/A | #N/A | #N/A | #N/A | #N/A | #N/A | #N/A | [7 empty] | 209 | #N/A | #N/A | #N/A | #N/A | #N/A | #N/A | #N/A | #N/A | #N/A | #N/A | #N/A | #N/A | #N/A | #N/A | #N/A
[34 empty] | 210 | #N/A | #N/A | #N/A | #N/A | #N/A | #N/A | #N/A | #N/A | #N/A | #N/A | #N/A | #N/A | #N/A | #N/A | #N/A | [7 empty] | 210 | #N/A | #N/A | #N/A | #N/A | #N/A | #N/A | #N/A | #N/A | #N/A | #N/A | #N/A | #N/A | #N/A | #N/A | #N/A
[34 empty] | 210 | #N/A | #N/A | #N/A | #N/A | #N/A | #N/A | #N/A | #N/A | #N/A | #N/A | #N/A | #N/A | #N/A | #N/A | #N/A | [7 empty] | 210 | #N/A | #N/A | #N/A | #N/A | #N/A | #N/A | #N/A | #N/A | #N/A | #N/A | #N/A | #N/A | #N/A | #N/A | #N/A
[34 empty] | 211 | #N/A | #N/A | #N/A | #N/A | #N/A | #N/A | #N/A | #N/A | #N/A | #N/A | #N/A | #N/A | #N/A | #N/A | #N/A | [7 empty] | 211 | #N/A | #N/A | #N/A | #N/A | #N/A | #N/A | #N/A | #N/A | #N/A | #N/A | #N/A | #N/A | #N/A | #N/A | #N/A
[34 empty] | 211 | #N/A | #N/A | #N/A | #N/A | #N/A | #N/A | #N/A | #N/A | #N/A | #N/A | #N/A | #N/A | #N/A | #N/A | #N/A | [7 empty] | 211 | #N/A | #N/A | #N/A | #N/A | #N/A | #N/A | #N/A | #N/A | #N/A | #N/A | #N/A | #N/A | #N/A | #N/A | #N/A
[34 empty] | 212 | #N/A | #N/A | #N/A | #N/A | #N/A | #N/A | #N/A | #N/A | #N/A | #N/A | #N/A | #N/A | #N/A | #N/A | #N/A | [7 empty] | 212 | #N/A | #N/A | #N/A | #N/A | #N/A | #N/A | #N/A | #N/A | #N/A | #N/A | #N/A | #N/A | #N/A | #N/A | #N/A
[34 empty] | 212 | #N/A | #N/A | #N/A | #N/A | #N/A | #N/A | #N/A | #N/A | #N/A | #N/A | #N/A | #N/A | #N/A | #N/A | #N/A | [7 empty] | 212 | #N/A | #N/A | #N/A | #N/A | #N/A | #N/A | #N/A | #N/A | #N/A | #N/A | #N/A | #N/A | #N/A | #N/A | #N/A
[34 empty] | 213 | #N/A | #N/A | #N/A | #N/A | #N/A | #N/A | #N/A | #N/A | #N/A | #N/A | #N/A | #N/A | #N/A | #N/A | #N/A | [7 empty] | 213 | #N/A | #N/A | #N/A | #N/A | #N/A | #N/A | #N/A | #N/A | #N/A | #N/A | #N/A | #N/A | #N/A | #N/A | #N/A
[34 empty] | 213 | #N/A | #N/A | #N/A | #N/A | #N/A | #N/A | #N/A | #N/A | #N/A | #N/A | #N/A | #N/A | #N/A | #N/A | #N/A | [7 empty] | 213 | #N/A | #N/A | #N/A | #N/A | #N/A | #N/A | #N/A | #N/A | #N/A | #N/A | #N/A | #N/A | #N/A | #N/A | #N/A
[34 empty] | 214 | #N/A | #N/A | #N/A | #N/A | #N/A | #N/A | #N/A | #N/A | #N/A | #N/A | #N/A | #N/A | #N/A | #N/A | #N/A | [7 empty] | 214 | #N/A | #N/A | #N/A | #N/A | #N/A | #N/A | #N/A | #N/A | #N/A | #N/A | #N/A | #N/A | #N/A | #N/A | #N/A
[34 empty] | 214 | #N/A | #N/A | #N/A | #N/A | #N/A | #N/A | #N/A | #N/A | #N/A | #N/A | #N/A | #N/A | #N/A | #N/A | #N/A | [7 empty] | 214 | #N/A | #N/A | #N/A | #N/A | #N/A | #N/A | #N/A | #N/A | #N/A | #N/A | #N/A | #N/A | #N/A | #N/A | #N/A
[34 empty] | 215 | #N/A | #N/A | #N/A | #N/A | #N/A | #N/A | #N/A | #N/A | #N/A | #N/A | #N/A | #N/A | #N/A | #N/A | #N/A | [7 empty] | 215 | #N/A | #N/A | #N/A | #N/A | #N/A | #N/A | #N/A | #N/A | #N/A | #N/A | #N/A | #N/A | #N/A | #N/A | #N/A
[34 empty] | 215 | #N/A | #N/A | #N/A | #N/A | #N/A | #N/A | #N/A | #N/A | #N/A | #N/A | #N/A | #N/A | #N/A | #N/A | #N/A | [7 empty] | 215 | #N/A | #N/A | #N/A | #N/A | #N/A | #N/A | #N/A | #N/A | #N/A | #N/A | #N/A | #N/A | #N/A | #N/A | #N/A
[34 empty] | 216 | #N/A | #N/A | #N/A | #N/A | #N/A | #N/A | #N/A | #N/A | #N/A | #N/A | #N/A | #N/A | #N/A | #N/A | #N/A | [7 empty] | 216 | #N/A | #N/A | #N/A | #N/A | #N/A | #N/A | #N/A | #N/A | #N/A | #N/A | #N/A | #N/A | #N/A | #N/A | #N/A
[34 empty] | 216 | #N/A | #N/A | #N/A | #N/A | #N/A | #N/A | #N/A | #N/A | #N/A | #N/A | #N/A | #N/A | #N/A | #N/A | #N/A | [7 empty] | 216 | #N/A | #N/A | #N/A | #N/A | #N/A | #N/A | #N/A | #N/A | #N/A | #N/A | #N/A | #N/A | #N/A | #N/A | #N/A
[34 empty] | 217 | #N/A | #N/A | #N/A | #N/A | #N/A | #N/A | #N/A | #N/A | #N/A | #N/A | #N/A | #N/A | #N/A | #N/A | #N/A | [7 empty] | 217 | #N/A | #N/A | #N/A | #N/A | #N/A | #N/A | #N/A | #N/A | #N/A | #N/A | #N/A | #N/A | #N/A | #N/A | #N/A
[34 empty] | 217 | #N/A | #N/A | #N/A | #N/A | #N/A | #N/A | #N/A | #N/A | #N/A | #N/A | #N/A | #N/A | #N/A | #N/A | #N/A | [7 empty] | 217 | #N/A | #N/A | #N/A | #N/A | #N/A | #N/A | #N/A | #N/A | #N/A | #N/A | #N/A | #N/A | #N/A | #N/A | #N/A
[34 empty] | 218 | #N/A | #N/A | #N/A | #N/A | #N/A | #N/A | #N/A | #N/A | #N/A | #N/A | #N/A | #N/A | #N/A | #N/A | #N/A | [7 empty] | 218 | #N/A | #N/A | #N/A | #N/A | #N/A | #N/A | #N/A | #N/A | #N/A | #N/A | #N/A | #N/A | #N/A | #N/A | #N/A
[34 empty] | 218 | #N/A | #N/A | #N/A | #N/A | #N/A | #N/A | #N/A | #N/A | #N/A | #N/A | #N/A | #N/A | #N/A | #N/A | #N/A | [7 empty] | 218 | #N/A | #N/A | #N/A | #N/A | #N/A | #N/A | #N/A | #N/A | #N/A | #N/A | #N/A | #N/A | #N/A | #N/A | #N/A
[34 empty] | 219 | #N/A | #N/A | #N/A | #N/A | #N/A | #N/A | #N/A | #N/A | #N/A | #N/A | #N/A | #N/A | #N/A | #N/A | #N/A | [7 empty] | 219 | #N/A | #N/A | #N/A | #N/A | #N/A | #N/A | #N/A | #N/A | #N/A | #N/A | #N/A | #N/A | #N/A | #N/A | #N/A
[34 empty] | 219 | #N/A | #N/A | #N/A | #N/A | #N/A | #N/A | #N/A | #N/A | #N/A | #N/A | #N/A | #N/A | #N/A | #N/A | #N/A | [7 empty] | 219 | #N/A | #N/A | #N/A | #N/A | #N/A | #N/A | #N/A | #N/A | #N/A | #N/A | #N/A | #N/A | #N/A | #N/A | #N/A
[34 empty] | 220 | #N/A | #N/A | #N/A | #N/A | #N/A | #N/A | #N/A | #N/A | #N/A | #N/A | #N/A | #N/A | #N/A | #N/A | #N/A | [7 empty] | 220 | #N/A | #N/A | #N/A | #N/A | #N/A | #N/A | #N/A | #N/A | #N/A | #N/A | #N/A | #N/A | #N/A | #N/A | #N/A
[34 empty] | 220 | #N/A | #N/A | #N/A | #N/A | #N/A | #N/A | #N/A | #N/A | #N/A | #N/A | #N/A | #N/A | #N/A | #N/A | #N/A | [7 empty] | 220 | #N/A | #N/A | #N/A | #N/A | #N/A | #N/A | #N/A | #N/A | #N/A | #N/A | #N/A | #N/A | #N/A | #N/A | #N/A
[34 empty] | 221 | #N/A | #N/A | #N/A | #N/A | #N/A | #N/A | #N/A | #N/A | #N/A | #N/A | #N/A | #N/A | #N/A | #N/A | #N/A | [7 empty] | 221 | #N/A | #N/A | #N/A | #N/A | #N/A | #N/A | #N/A | #N/A | #N/A | #N/A | #N/A | #N/A | #N/A | #N/A | #N/A
[34 empty] | 221 | #N/A | #N/A | #N/A | #N/A | #N/A | #N/A | #N/A | #N/A | #N/A | #N/A | #N/A | #N/A | #N/A | #N/A | #N/A | [7 empty] | 221 | #N/A | #N/A | #N/A | #N/A | #N/A | #N/A | #N/A | #N/A | #N/A | #N/A | #N/A | #N/A | #N/A | #N/A | #N/A
[34 empty] | 222 | #N/A | #N/A | #N/A | #N/A | #N/A | #N/A | #N/A | #N/A | #N/A | #N/A | #N/A | #N/A | #N/A | #N/A | #N/A | [7 empty] | 222 | #N/A | #N/A | #N/A | #N/A | #N/A | #N/A | #N/A | #N/A | #N/A | #N/A | #N/A | #N/A | #N/A | #N/A | #N/A
[34 empty] | 222 | #N/A | #N/A | #N/A | #N/A | #N/A | #N/A | #N/A | #N/A | #N/A | #N/A | #N/A | #N/A | #N/A | #N/A | #N/A | [7 empty] | 222 | #N/A | #N/A | #N/A | #N/A | #N/A | #N/A | #N/A | #N/A | #N/A | #N/A | #N/A | #N/A | #N/A | #N/A | #N/A
[34 empty] | 223 | #N/A | #N/A | #N/A | #N/A | #N/A | #N/A | #N/A | #N/A | #N/A | #N/A | #N/A | #N/A | #N/A | #N/A | #N/A | [7 empty] | 223 | #N/A | #N/A | #N/A | #N/A | #N/A | #N/A | #N/A | #N/A | #N/A | #N/A | #N/A | #N/A | #N/A | #N/A | #N/A
[34 empty] | 223 | #N/A | #N/A | #N/A | #N/A | #N/A | #N/A | #N/A | #N/A | #N/A | #N/A | #N/A | #N/A | #N/A | #N/A | #N/A | [7 empty] | 223 | #N/A | #N/A | #N/A | #N/A | #N/A | #N/A | #N/A | #N/A | #N/A | #N/A | #N/A | #N/A | #N/A | #N/A | #N/A
[34 empty] | 224 | #N/A | #N/A | #N/A | #N/A | #N/A | #N/A | #N/A | #N/A | #N/A | #N/A | #N/A | #N/A | #N/A | #N/A | #N/A | [7 empty] | 224 | #N/A | #N/A | #N/A | #N/A | #N/A | #N/A | #N/A | #N/A | #N/A | #N/A | #N/A | #N/A | #N/A | #N/A | #N/A
[34 empty] | 224 | #N/A | #N/A | #N/A | #N/A | #N/A | #N/A | #N/A | #N/A | #N/A | #N/A | #N/A | #N/A | #N/A | #N/A | #N/A | [7 empty] | 224 | #N/A | #N/A | #N/A | #N/A | #N/A | #N/A | #N/A | #N/A | #N/A | #N/A | #N/A | #N/A | #N/A | #N/A | #N/A
[34 empty] | 225 | #N/A | #N/A | #N/A | #N/A | #N/A | #N/A | #N/A | #N/A | #N/A | #N/A | #N/A | #N/A | #N/A | #N/A | #N/A | [7 empty] | 225 | #N/A | #N/A | #N/A | #N/A | #N/A | #N/A | #N/A | #N/A | #N/A | #N/A | #N/A | #N/A | #N/A | #N/A | #N/A
[34 empty] | 225 | #N/A | #N/A | #N/A | #N/A | #N/A | #N/A | #N/A | #N/A | #N/A | #N/A | #N/A | #N/A | #N/A | #N/A | #N/A | [7 empty] | 225 | #N/A | #N/A | #N/A | #N/A | #N/A | #N/A | #N/A | #N/A | #N/A | #N/A | #N/A | #N/A | #N/A | #N/A | #N/A
[34 empty] | 226 | #N/A | #N/A | #N/A | #N/A | #N/A | #N/A | #N/A | #N/A | #N/A | #N/A | #N/A | #N/A | #N/A | #N/A | #N/A | [7 empty] | 226 | #N/A | #N/A | #N/A | #N/A | #N/A | #N/A | #N/A | #N/A | #N/A | #N/A | #N/A | #N/A | #N/A | #N/A | #N/A
[34 empty] | 226 | #N/A | #N/A | #N/A | #N/A | #N/A | #N/A | #N/A | #N/A | #N/A | #N/A | #N/A | #N/A | #N/A | #N/A | #N/A | [7 empty] | 226 | #N/A | #N/A | #N/A | #N/A | #N/A | #N/A | #N/A | #N/A | #N/A | #N/A | #N/A | #N/A | #N/A | #N/A | #N/A
[34 empty] | 227 | #N/A | #N/A | #N/A | #N/A | #N/A | #N/A | #N/A | #N/A | #N/A | #N/A | #N/A | #N/A | #N/A | #N/A | #N/A | [7 empty] | 227 | #N/A | #N/A | #N/A | #N/A | #N/A | #N/A | #N/A | #N/A | #N/A | #N/A | #N/A | #N/A | #N/A | #N/A | #N/A
[34 empty] | 227 | #N/A | #N/A | #N/A | #N/A | #N/A | #N/A | #N/A | #N/A | #N/A | #N/A | #N/A | #N/A | #N/A | #N/A | #N/A | [7 empty] | 227 | #N/A | #N/A | #N/A | #N/A | #N/A | #N/A | #N/A | #N/A | #N/A | #N/A | #N/A | #N/A | #N/A | #N/A | #N/A
[34 empty] | 228 | #N/A | #N/A | #N/A | #N/A | #N/A | #N/A | #N/A | #N/A | #N/A | #N/A | #N/A | #N/A | #N/A | #N/A | #N/A | [7 empty] | 228 | #N/A | #N/A | #N/A | #N/A | #N/A | #N/A | #N/A | #N/A | #N/A | #N/A | #N/A | #N/A | #N/A | #N/A | #N/A
[34 empty] | 228 | #N/A | #N/A | #N/A | #N/A | #N/A | #N/A | #N/A | #N/A | #N/A | #N/A | #N/A | #N/A | #N/A | #N/A | #N/A | [7 empty] | 228 | #N/A | #N/A | #N/A | #N/A | #N/A | #N/A | #N/A | #N/A | #N/A | #N/A | #N/A | #N/A | #N/A | #N/A | #N/A
[34 empty] | 229 | #N/A | #N/A | #N/A | #N/A | #N/A | #N/A | #N/A | #N/A | #N/A | #N/A | #N/A | #N/A | #N/A | #N/A | #N/A | [7 empty] | 229 | #N/A | #N/A | #N/A | #N/A | #N/A | #N/A | #N/A | #N/A | #N/A | #N/A | #N/A | #N/A | #N/A | #N/A | #N/A
[34 empty] | 229 | #N/A | #N/A | #N/A | #N/A | #N/A | #N/A | #N/A | #N/A | #N/A | #N/A | #N/A | #N/A | #N/A | #N/A | #N/A | [7 empty] | 229 | #N/A | #N/A | #N/A | #N/A | #N/A | #N/A | #N/A | #N/A | #N/A | #N/A | #N/A | #N/A | #N/A | #N/A | #N/A
[34 empty] | 230 | #N/A | #N/A | #N/A | #N/A | #N/A | #N/A | #N/A | #N/A | #N/A | #N/A | #N/A | #N/A | #N/A | #N/A | #N/A | [7 empty] | 230 | #N/A | #N/A | #N/A | #N/A | #N/A | #N/A | #N/A | #N/A | #N/A | #N/A | #N/A | #N/A | #N/A | #N/A | #N/A
[34 empty] | 230 | #N/A | #N/A | #N/A | #N/A | #N/A | #N/A | #N/A | #N/A | #N/A | #N/A | #N/A | #N/A | #N/A | #N/A | #N/A | [7 empty] | 230 | #N/A | #N/A | #N/A | #N/A | #N/A | #N/A | #N/A | #N/A | #N/A | #N/A | #N/A | #N/A | #N/A | #N/A | #N/A
[34 empty] | 231 | #N/A | #N/A | #N/A | #N/A | #N/A | #N/A | #N/A | #N/A | #N/A | #N/A | #N/A | #N/A | #N/A | #N/A | #N/A | [7 empty] | 231 | #N/A | #N/A | #N/A | #N/A | #N/A | #N/A | #N/A | #N/A | #N/A | #N/A | #N/A | #N/A | #N/A | #N/A | #N/A
[34 empty] | 231 | #N/A | #N/A | #N/A | #N/A | #N/A | #N/A | #N/A | #N/A | #N/A | #N/A | #N/A | #N/A | #N/A | #N/A | #N/A | [7 empty] | 231 | #N/A | #N/A | #N/A | #N/A | #N/A | #N/A | #N/A | #N/A | #N/A | #N/A | #N/A | #N/A | #N/A | #N/A | #N/A
[34 empty] | 232 | #N/A | #N/A | #N/A | #N/A | #N/A | #N/A | #N/A | #N/A | #N/A | #N/A | #N/A | #N/A | #N/A | #N/A | #N/A | [7 empty] | 232 | #N/A | #N/A | #N/A | #N/A | #N/A | #N/A | #N/A | #N/A | #N/A | #N/A | #N/A | #N/A | #N/A | #N/A | #N/A
[34 empty] | 232 | #N/A | #N/A | #N/A | #N/A | #N/A | #N/A | #N/A | #N/A | #N/A | #N/A | #N/A | #N/A | #N/A | #N/A | #N/A | [7 empty] | 232 | #N/A | #N/A | #N/A | #N/A | #N/A | #N/A | #N/A | #N/A | #N/A | #N/A | #N/A | #N/A | #N/A | #N/A | #N/A
[34 empty] | 233 | #N/A | #N/A | #N/A | #N/A | #N/A | #N/A | #N/A | #N/A | #N/A | #N/A | #N/A | #N/A | #N/A | #N/A | #N/A | [7 empty] | 233 | #N/A | #N/A | #N/A | #N/A | #N/A | #N/A | #N/A | #N/A | #N/A | #N/A | #N/A | #N/A | #N/A | #N/A | #N/A
[34 empty] | 233 | #N/A | #N/A | #N/A | #N/A | #N/A | #N/A | #N/A | #N/A | #N/A | #N/A | #N/A | #N/A | #N/A | #N/A | #N/A | [7 empty] | 233 | #N/A | #N/A | #N/A | #N/A | #N/A | #N/A | #N/A | #N/A | #N/A | #N/A | #N/A | #N/A | #N/A | #N/A | #N/A
[34 empty] | 234 | #N/A | #N/A | #N/A | #N/A | #N/A | #N/A | #N/A | #N/A | #N/A | #N/A | #N/A | #N/A | #N/A | #N/A | #N/A | [7 empty] | 234 | #N/A | #N/A | #N/A | #N/A | #N/A | #N/A | #N/A | #N/A | #N/A | #N/A | #N/A | #N/A | #N/A | #N/A | #N/A
[34 empty] | 234 | #N/A | #N/A | #N/A | #N/A | #N/A | #N/A | #N/A | #N/A | #N/A | #N/A | #N/A | #N/A | #N/A | #N/A | #N/A | [7 empty] | 234 | #N/A | #N/A | #N/A | #N/A | #N/A | #N/A | #N/A | #N/A | #N/A | #N/A | #N/A | #N/A | #N/A | #N/A | #N/A
[34 empty] | 235 | #N/A | #N/A | #N/A | #N/A | #N/A | #N/A | #N/A | #N/A | #N/A | #N/A | #N/A | #N/A | #N/A | #N/A | #N/A | [7 empty] | 235 | #N/A | #N/A | #N/A | #N/A | #N/A | #N/A | #N/A | #N/A | #N/A | #N/A | #N/A | #N/A | #N/A | #N/A | #N/A
[34 empty] | 235 | #N/A | #N/A | #N/A | #N/A | #N/A | #N/A | #N/A | #N/A | #N/A | #N/A | #N/A | #N/A | #N/A | #N/A | #N/A | [7 empty] | 235 | #N/A | #N/A | #N/A | #N/A | #N/A | #N/A | #N/A | #N/A | #N/A | #N/A | #N/A | #N/A | #N/A | #N/A | #N/A
[34 empty] | 236 | #N/A | #N/A | #N/A | #N/A | #N/A | #N/A | #N/A | #N/A | #N/A | #N/A | #N/A | #N/A | #N/A | #N/A | #N/A | [7 empty] | 236 | #N/A | #N/A | #N/A | #N/A | #N/A | #N/A | #N/A | #N/A | #N/A | #N/A | #N/A | #N/A | #N/A | #N/A | #N/A
[34 empty] | 236 | #N/A | #N/A | #N/A | #N/A | #N/A | #N/A | #N/A | #N/A | #N/A | #N/A | #N/A | #N/A | #N/A | #N/A | #N/A | [7 empty] | 236 | #N/A | #N/A | #N/A | #N/A | #N/A | #N/A | #N/A | #N/A | #N/A | #N/A | #N/A | #N/A | #N/A | #N/A | #N/A
[34 empty] | 237 | #N/A | #N/A | #N/A | #N/A | #N/A | #N/A | #N/A | #N/A | #N/A | #N/A | #N/A | #N/A | #N/A | #N/A | #N/A | [7 empty] | 237 | #N/A | #N/A | #N/A | #N/A | #N/A | #N/A | #N/A | #N/A | #N/A | #N/A | #N/A | #N/A | #N/A | #N/A | #N/A
[34 empty] | 237 | #N/A | #N/A | #N/A | #N/A | #N/A | #N/A | #N/A | #N/A | #N/A | #N/A | #N/A | #N/A | #N/A | #N/A | #N/A | [7 empty] | 237 | #N/A | #N/A | #N/A | #N/A | #N/A | #N/A | #N/A | #N/A | #N/A | #N/A | #N/A | #N/A | #N/A | #N/A | #N/A
[34 empty] | 238 | #N/A | #N/A | #N/A | #N/A | #N/A | #N/A | #N/A | #N/A | #N/A | #N/A | #N/A | #N/A | #N/A | #N/A | #N/A | [7 empty] | 238 | #N/A | #N/A | #N/A | #N/A | #N/A | #N/A | #N/A | #N/A | #N/A | #N/A | #N/A | #N/A | #N/A | #N/A | #N/A
[34 empty] | 238 | #N/A | #N/A | #N/A | #N/A | #N/A | #N/A | #N/A | #N/A | #N/A | #N/A | #N/A | #N/A | #N/A | #N/A | #N/A | [7 empty] | 238 | #N/A | #N/A | #N/A | #N/A | #N/A | #N/A | #N/A | #N/A | #N/A | #N/A | #N/A | #N/A | #N/A | #N/A | #N/A
[34 empty] | 239 | #N/A | #N/A | #N/A | #N/A | #N/A | #N/A | #N/A | #N/A | #N/A | #N/A | #N/A | #N/A | #N/A | #N/A | #N/A | [7 empty] | 239 | #N/A | #N/A | #N/A | #N/A | #N/A | #N/A | #N/A | #N/A | #N/A | #N/A | #N/A | #N/A | #N/A | #N/A | #N/A
[34 empty] | 239 | #N/A | #N/A | #N/A | #N/A | #N/A | #N/A | #N/A | #N/A | #N/A | #N/A | #N/A | #N/A | #N/A | #N/A | #N/A | [7 empty] | 239 | #N/A | #N/A | #N/A | #N/A | #N/A | #N/A | #N/A | #N/A | #N/A | #N/A | #N/A | #N/A | #N/A | #N/A | #N/A
[34 empty] | 240 | #N/A | #N/A | #N/A | #N/A | #N/A | #N/A | #N/A | #N/A | #N/A | #N/A | #N/A | #N/A | #N/A | #N/A | #N/A | [7 empty] | 240 | #N/A | #N/A | #N/A | #N/A | #N/A | #N/A | #N/A | #N/A | #N/A | #N/A | #N/A | #N/A | #N/A | #N/A | #N/A
[34 empty] | 240 | #N/A | #N/A | #N/A | #N/A | #N/A | #N/A | #N/A | #N/A | #N/A | #N/A | #N/A | #N/A | #N/A | #N/A | #N/A | [7 empty] | 240 | #N/A | #N/A | #N/A | #N/A | #N/A | #N/A | #N/A | #N/A | #N/A | #N/A | #N/A | #N/A | #N/A | #N/A | #N/A
[34 empty] | 241 | #N/A | #N/A | #N/A | #N/A | #N/A | #N/A | #N/A | #N/A | #N/A | #N/A | #N/A | #N/A | #N/A | #N/A | #N/A | [7 empty] | 241 | #N/A | #N/A | #N/A | #N/A | #N/A | #N/A | #N/A | #N/A | #N/A | #N/A | #N/A | #N/A | #N/A | #N/A | #N/A
[34 empty] | 241 | #N/A | #N/A | #N/A | #N/A | #N/A | #N/A | #N/A | #N/A | #N/A | #N/A | #N/A | #N/A | #N/A | #N/A | #N/A | [7 empty] | 241 | #N/A | #N/A | #N/A | #N/A | #N/A | #N/A | #N/A | #N/A | #N/A | #N/A | #N/A | #N/A | #N/A | #N/A | #N/A
[34 empty] | 242 | #N/A | #N/A | #N/A | #N/A | #N/A | #N/A | #N/A | #N/A | #N/A | #N/A | #N/A | #N/A | #N/A | #N/A | #N/A | [7 empty] | 242 | #N/A | #N/A | #N/A | #N/A | #N/A | #N/A | #N/A | #N/A | #N/A | #N/A | #N/A | #N/A | #N/A | #N/A | #N/A
[34 empty] | 242 | #N/A | #N/A | #N/A | #N/A | #N/A | #N/A | #N/A | #N/A | #N/A | #N/A | #N/A | #N/A | #N/A | #N/A | #N/A | [7 empty] | 242 | #N/A | #N/A | #N/A | #N/A | #N/A | #N/A | #N/A | #N/A | #N/A | #N/A | #N/A | #N/A | #N/A | #N/A | #N/A
[34 empty] | 243 | #N/A | #N/A | #N/A | #N/A | #N/A | #N/A | #N/A | #N/A | #N/A | #N/A | #N/A | #N/A | #N/A | #N/A | #N/A | [7 empty] | 243 | #N/A | #N/A | #N/A | #N/A | #N/A | #N/A | #N/A | #N/A | #N/A | #N/A | #N/A | #N/A | #N/A | #N/A | #N/A
[34 empty] | 243 | #N/A | #N/A | #N/A | #N/A | #N/A | #N/A | #N/A | #N/A | #N/A | #N/A | #N/A | #N/A | #N/A | #N/A | #N/A | [7 empty] | 243 | #N/A | #N/A | #N/A | #N/A | #N/A | #N/A | #N/A | #N/A | #N/A | #N/A | #N/A | #N/A | #N/A | #N/A | #N/A
[34 empty] | 244 | #N/A | #N/A | #N/A | #N/A | #N/A | #N/A | #N/A | #N/A | #N/A | #N/A | #N/A | #N/A | #N/A | #N/A | #N/A | [7 empty] | 244 | #N/A | #N/A | #N/A | #N/A | #N/A | #N/A | #N/A | #N/A | #N/A | #N/A | #N/A | #N/A | #N/A | #N/A | #N/A
[34 empty] | 244 | #N/A | #N/A | #N/A | #N/A | #N/A | #N/A | #N/A | #N/A | #N/A | #N/A | #N/A | #N/A | #N/A | #N/A | #N/A | [7 empty] | 244 | #N/A | #N/A | #N/A | #N/A | #N/A | #N/A | #N/A | #N/A | #N/A | #N/A | #N/A | #N/A | #N/A | #N/A | #N/A
[34 empty] | 245 | #N/A | #N/A | #N/A | #N/A | #N/A | #N/A | #N/A | #N/A | #N/A | #N/A | #N/A | #N/A | #N/A | #N/A | #N/A | [7 empty] | 245 | #N/A | #N/A | #N/A | #N/A | #N/A | #N/A | #N/A | #N/A | #N/A | #N/A | #N/A | #N/A | #N/A | #N/A | #N/A
[34 empty] | 245 | #N/A | #N/A | #N/A | #N/A | #N/A | #N/A | #N/A | #N/A | #N/A | #N/A | #N/A | #N/A | #N/A | #N/A | #N/A | [7 empty] | 245 | #N/A | #N/A | #N/A | #N/A | #N/A | #N/A | #N/A | #N/A | #N/A | #N/A | #N/A | #N/A | #N/A | #N/A | #N/A
[34 empty] | 246 | #N/A | #N/A | #N/A | #N/A | #N/A | #N/A | #N/A | #N/A | #N/A | #N/A | #N/A | #N/A | #N/A | #N/A | #N/A | [7 empty] | 246 | #N/A | #N/A | #N/A | #N/A | #N/A | #N/A | #N/A | #N/A | #N/A | #N/A | #N/A | #N/A | #N/A | #N/A | #N/A
[34 empty] | 246 | #N/A | #N/A | #N/A | #N/A | #N/A | #N/A | #N/A | #N/A | #N/A | #N/A | #N/A | #N/A | #N/A | #N/A | #N/A | [7 empty] | 246 | #N/A | #N/A | #N/A | #N/A | #N/A | #N/A | #N/A | #N/A | #N/A | #N/A | #N/A | #N/A | #N/A | #N/A | #N/A
[34 empty] | 247 | #N/A | #N/A | #N/A | #N/A | #N/A | #N/A | #N/A | #N/A | #N/A | #N/A | #N/A | #N/A | #N/A | #N/A | #N/A | [7 empty] | 247 | #N/A | #N/A | #N/A | #N/A | #N/A | #N/A | #N/A | #N/A | #N/A | #N/A | #N/A | #N/A | #N/A | #N/A | #N/A
[34 empty] | 247 | #N/A | #N/A | #N/A | #N/A | #N/A | #N/A | #N/A | #N/A | #N/A | #N/A | #N/A | #N/A | #N/A | #N/A | #N/A | [7 empty] | 247 | #N/A | #N/A | #N/A | #N/A | #N/A | #N/A | #N/A | #N/A | #N/A | #N/A | #N/A | #N/A | #N/A | #N/A | #N/A
[34 empty] | 248 | #N/A | #N/A | #N/A | #N/A | #N/A | #N/A | #N/A | #N/A | #N/A | #N/A | #N/A | #N/A | #N/A | #N/A | #N/A | [7 empty] | 248 | #N/A | #N/A | #N/A | #N/A | #N/A | #N/A | #N/A | #N/A | #N/A | #N/A | #N/A | #N/A | #N/A | #N/A | #N/A
[34 empty] | 248 | #N/A | #N/A | #N/A | #N/A | #N/A | #N/A | #N/A | #N/A | #N/A | #N/A | #N/A | #N/A | #N/A | #N/A | #N/A | [7 empty] | 248 | #N/A | #N/A | #N/A | #N/A | #N/A | #N/A | #N/A | #N/A | #N/A | #N/A | #N/A | #N/A | #N/A | #N/A | #N/A
[34 empty] | 249 | #N/A | #N/A | #N/A | #N/A | #N/A | #N/A | #N/A | #N/A | #N/A | #N/A | #N/A | #N/A | #N/A | #N/A | #N/A | [7 empty] | 249 | #N/A | #N/A | #N/A | #N/A | #N/A | #N/A | #N/A | #N/A | #N/A | #N/A | #N/A | #N/A | #N/A | #N/A | #N/A
[34 empty] | 249 | #N/A | #N/A | #N/A | #N/A | #N/A | #N/A | #N/A | #N/A | #N/A | #N/A | #N/A | #N/A | #N/A | #N/A | #N/A | [7 empty] | 249 | #N/A | #N/A | #N/A | #N/A | #N/A | #N/A | #N/A | #N/A | #N/A | #N/A | #N/A | #N/A | #N/A | #N/A | #N/A
[34 empty] | 250 | #N/A | #N/A | #N/A | #N/A | #N/A | #N/A | #N/A | #N/A | #N/A | #N/A | #N/A | #N/A | #N/A | #N/A | #N/A | [7 empty] | 250 | #N/A | #N/A | #N/A | #N/A | #N/A | #N/A | #N/A | #N/A | #N/A | #N/A | #N/A | #N/A | #N/A | #N/A | #N/A
[34 empty] | 250 | #N/A | #N/A | #N/A | #N/A | #N/A | #N/A | #N/A | #N/A | #N/A | #N/A | #N/A | #N/A | #N/A | #N/A | #N/A | [7 empty] | 250 | #N/A | #N/A | #N/A | #N/A | #N/A | #N/A | #N/A | #N/A | #N/A | #N/A | #N/A | #N/A | #N/A | #N/A | #N/A
[34 empty] | 251 | #N/A | #N/A | #N/A | #N/A | #N/A | #N/A | #N/A | #N/A | #N/A | #N/A | #N/A | #N/A | #N/A | #N/A | #N/A | [7 empty] | 251 | #N/A | #N/A | #N/A | #N/A | #N/A | #N/A | #N/A | #N/A | #N/A | #N/A | #N/A | #N/A | #N/A | #N/A | #N/A
[34 empty] | 251 | #N/A | #N/A | #N/A | #N/A | #N/A | #N/A | #N/A | #N/A | #N/A | #N/A | #N/A | #N/A | #N/A | #N/A | #N/A | [7 empty] | 251 | #N/A | #N/A | #N/A | #N/A | #N/A | #N/A | #N/A | #N/A | #N/A | #N/A | #N/A | #N/A | #N/A | #N/A | #N/A
[34 empty] | 252 | #N/A | #N/A | #N/A | #N/A | #N/A | #N/A | #N/A | #N/A | #N/A | #N/A | #N/A | #N/A | #N/A | #N/A | #N/A | [7 empty] | 252 | #N/A | #N/A | #N/A | #N/A | #N/A | #N/A | #N/A | #N/A | #N/A | #N/A | #N/A | #N/A | #N/A | #N/A | #N/A
[34 empty] | 252 | #N/A | #N/A | #N/A | #N/A | #N/A | #N/A | #N/A | #N/A | #N/A | #N/A | #N/A | #N/A | #N/A | #N/A | #N/A | [7 empty] | 252 | #N/A | #N/A | #N/A | #N/A | #N/A | #N/A | #N/A | #N/A | #N/A | #N/A | #N/A | #N/A | #N/A | #N/A | #N/A
[34 empty] | 253 | #N/A | #N/A | #N/A | #N/A | #N/A | #N/A | #N/A | #N/A | #N/A | #N/A | #N/A | #N/A | #N/A | #N/A | #N/A | [7 empty] | 253 | #N/A | #N/A | #N/A | #N/A | #N/A | #N/A | #N/A | #N/A | #N/A | #N/A | #N/A | #N/A | #N/A | #N/A | #N/A
[34 empty] | 253 | #N/A | #N/A | #N/A | #N/A | #N/A | #N/A | #N/A | #N/A | #N/A | #N/A | #N/A | #N/A | #N/A | #N/A | #N/A | [7 empty] | 253 | #N/A | #N/A | #N/A | #N/A | #N/A | #N/A | #N/A | #N/A | #N/A | #N/A | #N/A | #N/A | #N/A | #N/A | #N/A
[34 empty] | 254 | #N/A | #N/A | #N/A | #N/A | #N/A | #N/A | #N/A | #N/A | #N/A | #N/A | #N/A | #N/A | #N/A | #N/A | #N/A | [7 empty] | 254 | #N/A | #N/A | #N/A | #N/A | #N/A | #N/A | #N/A | #N/A | #N/A | #N/A | #N/A | #N/A | #N/A | #N/A | #N/A
[34 empty] | 254 | #N/A | #N/A | #N/A | #N/A | #N/A | #N/A | #N/A | #N/A | #N/A | #N/A | #N/A | #N/A | #N/A | #N/A | #N/A | [7 empty] | 254 | #N/A | #N/A | #N/A | #N/A | #N/A | #N/A | #N/A | #N/A | #N/A | #N/A | #N/A | #N/A | #N/A | #N/A | #N/A
[34 empty] | 255 | #N/A | #N/A | #N/A | #N/A | #N/A | #N/A | #N/A | #N/A | #N/A | #N/A | #N/A | #N/A | #N/A | #N/A | #N/A | [7 empty] | 255 | #N/A | #N/A | #N/A | #N/A | #N/A | #N/A | #N/A | #N/A | #N/A | #N/A | #N/A | #N/A | #N/A | #N/A | #N/A
[34 empty] | 255 | #N/A | #N/A | #N/A | #N/A | #N/A | #N/A | #N/A | #N/A | #N/A | #N/A | #N/A | #N/A | #N/A | #N/A | #N/A | [7 empty] | 255 | #N/A | #N/A | #N/A | #N/A | #N/A | #N/A | #N/A | #N/A | #N/A | #N/A | #N/A | #N/A | #N/A | #N/A | #N/A
[34 empty] | 256 | #N/A | #N/A | #N/A | #N/A | #N/A | #N/A | #N/A | #N/A | #N/A | #N/A | #N/A | #N/A | #N/A | #N/A | #N/A | [7 empty] | 256 | #N/A | #N/A | #N/A | #N/A | #N/A | #N/A | #N/A | #N/A | #N/A | #N/A | #N/A | #N/A | #N/A | #N/A | #N/A
[34 empty] | 256 | #N/A | #N/A | #N/A | #N/A | #N/A | #N/A | #N/A | #N/A | #N/A | #N/A | #N/A | #N/A | #N/A | #N/A | #N/A | [7 empty] | 256 | #N/A | #N/A | #N/A | #N/A | #N/A | #N/A | #N/A | #N/A | #N/A | #N/A | #N/A | #N/A | #N/A | #N/A | #N/A
[34 empty] | 257 | #N/A | #N/A | #N/A | #N/A | #N/A | #N/A | #N/A | #N/A | #N/A | #N/A | #N/A | #N/A | #N/A | #N/A | #N/A | [7 empty] | 257 | #N/A | #N/A | #N/A | #N/A | #N/A | #N/A | #N/A | #N/A | #N/A | #N/A | #N/A | #N/A | #N/A | #N/A | #N/A
[34 empty] | 257 | #N/A | #N/A | #N/A | #N/A | #N/A | #N/A | #N/A | #N/A | #N/A | #N/A | #N/A | #N/A | #N/A | #N/A | #N/A | [7 empty] | 257 | #N/A | #N/A | #N/A | #N/A | #N/A | #N/A | #N/A | #N/A | #N/A | #N/A | #N/A | #N/A | #N/A | #N/A | #N/A
[34 empty] | 258 | #N/A | #N/A | #N/A | #N/A | #N/A | #N/A | #N/A | #N/A | #N/A | #N/A | #N/A | #N/A | #N/A | #N/A | #N/A | [7 empty] | 258 | #N/A | #N/A | #N/A | #N/A | #N/A | #N/A | #N/A | #N/A | #N/A | #N/A | #N/A | #N/A | #N/A | #N/A | #N/A
[34 empty] | 258 | #N/A | #N/A | #N/A | #N/A | #N/A | #N/A | #N/A | #N/A | #N/A | #N/A | #N/A | #N/A | #N/A | #N/A | #N/A | [7 empty] | 258 | #N/A | #N/A | #N/A | #N/A | #N/A | #N/A | #N/A | #N/A | #N/A | #N/A | #N/A | #N/A | #N/A | #N/A | #N/A
[34 empty] | 259 | #N/A | #N/A | #N/A | #N/A | #N/A | #N/A | #N/A | #N/A | #N/A | #N/A | #N/A | #N/A | #N/A | #N/A | #N/A | [7 empty] | 259 | #N/A | #N/A | #N/A | #N/A | #N/A | #N/A | #N/A | #N/A | #N/A | #N/A | #N/A | #N/A | #N/A | #N/A | #N/A
[34 empty] | 259 | #N/A | #N/A | #N/A | #N/A | #N/A | #N/A | #N/A | #N/A | #N/A | #N/A | #N/A | #N/A | #N/A | #N/A | #N/A | [7 empty] | 259 | #N/A | #N/A | #N/A | #N/A | #N/A | #N/A | #N/A | #N/A | #N/A | #N/A | #N/A | #N/A | #N/A | #N/A | #N/A
[34 empty] | 260 | #N/A | #N/A | #N/A | #N/A | #N/A | #N/A | #N/A | #N/A | #N/A | #N/A | #N/A | #N/A | #N/A | #N/A | #N/A | [7 empty] | 260 | #N/A | #N/A | #N/A | #N/A | #N/A | #N/A | #N/A | #N/A | #N/A | #N/A | #N/A | #N/A | #N/A | #N/A | #N/A
[34 empty] | 260 | #N/A | #N/A | #N/A | #N/A | #N/A | #N/A | #N/A | #N/A | #N/A | #N/A | #N/A | #N/A | #N/A | #N/A | #N/A | [7 empty] | 260 | #N/A | #N/A | #N/A | #N/A | #N/A | #N/A | #N/A | #N/A | #N/A | #N/A | #N/A | #N/A | #N/A | #N/A | #N/A
[34 empty] | 261 | #N/A | #N/A | #N/A | #N/A | #N/A | #N/A | #N/A | #N/A | #N/A | #N/A | #N/A | #N/A | #N/A | #N/A | #N/A | [7 empty] | 261 | #N/A | #N/A | #N/A | #N/A | #N/A | #N/A | #N/A | #N/A | #N/A | #N/A | #N/A | #N/A | #N/A | #N/A | #N/A
[34 empty] | 261 | #N/A | #N/A | #N/A | #N/A | #N/A | #N/A | #N/A | #N/A | #N/A | #N/A | #N/A | #N/A | #N/A | #N/A | #N/A | [7 empty] | 261 | #N/A | #N/A | #N/A | #N/A | #N/A | #N/A | #N/A | #N/A | #N/A | #N/A | #N/A | #N/A | #N/A | #N/A | #N/A
[34 empty] | 262 | #N/A | #N/A | #N/A | #N/A | #N/A | #N/A | #N/A | #N/A | #N/A | #N/A | #N/A | #N/A | #N/A | #N/A | #N/A | [7 empty] | 262 | #N/A | #N/A | #N/A | #N/A | #N/A | #N/A | #N/A | #N/A | #N/A | #N/A | #N/A | #N/A | #N/A | #N/A | #N/A
[34 empty] | 262 | #N/A | #N/A | #N/A | #N/A | #N/A | #N/A | #N/A | #N/A | #N/A | #N/A | #N/A | #N/A | #N/A | #N/A | #N/A | [7 empty] | 262 | #N/A | #N/A | #N/A | #N/A | #N/A | #N/A | #N/A | #N/A | #N/A | #N/A | #N/A | #N/A | #N/A | #N/A | #N/A
[34 empty] | 263 | #N/A | #N/A | #N/A | #N/A | #N/A | #N/A | #N/A | #N/A | #N/A | #N/A | #N/A | #N/A | #N/A | #N/A | #N/A | [7 empty] | 263 | #N/A | #N/A | #N/A | #N/A | #N/A | #N/A | #N/A | #N/A | #N/A | #N/A | #N/A | #N/A | #N/A | #N/A | #N/A
[34 empty] | 263 | #N/A | #N/A | #N/A | #N/A | #N/A | #N/A | #N/A | #N/A | #N/A | #N/A | #N/A | #N/A | #N/A | #N/A | #N/A | [7 empty] | 263 | #N/A | #N/A | #N/A | #N/A | #N/A | #N/A | #N/A | #N/A | #N/A | #N/A | #N/A | #N/A | #N/A | #N/A | #N/A
[34 empty] | 264 | #N/A | #N/A | #N/A | #N/A | #N/A | #N/A | #N/A | #N/A | #N/A | #N/A | #N/A | #N/A | #N/A | #N/A | #N/A | [7 empty] | 264 | #N/A | #N/A | #N/A | #N/A | #N/A | #N/A | #N/A | #N/A | #N/A | #N/A | #N/A | #N/A | #N/A | #N/A | #N/A
[34 empty] | 264 | #N/A | #N/A | #N/A | #N/A | #N/A | #N/A | #N/A | #N/A | #N/A | #N/A | #N/A | #N/A | #N/A | #N/A | #N/A | [7 empty] | 264 | #N/A | #N/A | #N/A | #N/A | #N/A | #N/A | #N/A | #N/A | #N/A | #N/A | #N/A | #N/A | #N/A | #N/A | #N/A
[34 empty] | 265 | #N/A | #N/A | #N/A | #N/A | #N/A | #N/A | #N/A | #N/A | #N/A | #N/A | #N/A | #N/A | #N/A | #N/A | #N/A | [7 empty] | 265 | #N/A | #N/A | #N/A | #N/A | #N/A | #N/A | #N/A | #N/A | #N/A | #N/A | #N/A | #N/A | #N/A | #N/A | #N/A
[34 empty] | 265 | #N/A | #N/A | #N/A | #N/A | #N/A | #N/A | #N/A | #N/A | #N/A | #N/A | #N/A | #N/A | #N/A | #N/A | #N/A | [7 empty] | 265 | #N/A | #N/A | #N/A | #N/A | #N/A | #N/A | #N/A | #N/A | #N/A | #N/A | #N/A | #N/A | #N/A | #N/A | #N/A
[34 empty] | 266 | #N/A | #N/A | #N/A | #N/A | #N/A | #N/A | #N/A | #N/A | #N/A | #N/A | #N/A | #N/A | #N/A | #N/A | #N/A | [7 empty] | 266 | #N/A | #N/A | #N/A | #N/A | #N/A | #N/A | #N/A | #N/A | #N/A | #N/A | #N/A | #N/A | #N/A | #N/A | #N/A
[34 empty] | 266 | #N/A | #N/A | #N/A | #N/A | #N/A | #N/A | #N/A | #N/A | #N/A | #N/A | #N/A | #N/A | #N/A | #N/A | #N/A | [7 empty] | 266 | #N/A | #N/A | #N/A | #N/A | #N/A | #N/A | #N/A | #N/A | #N/A | #N/A | #N/A | #N/A | #N/A | #N/A | #N/A
[34 empty] | 267 | #N/A | #N/A | #N/A | #N/A | #N/A | #N/A | #N/A | #N/A | #N/A | #N/A | #N/A | #N/A | #N/A | #N/A | #N/A | [7 empty] | 267 | #N/A | #N/A | #N/A | #N/A | #N/A | #N/A | #N/A | #N/A | #N/A | #N/A | #N/A | #N/A | #N/A | #N/A | #N/A
[34 empty] | 267 | #N/A | #N/A | #N/A | #N/A | #N/A | #N/A | #N/A | #N/A | #N/A | #N/A | #N/A | #N/A | #N/A | #N/A | #N/A | [7 empty] | 267 | #N/A | #N/A | #N/A | #N/A | #N/A | #N/A | #N/A | #N/A | #N/A | #N/A | #N/A | #N/A | #N/A | #N/A | #N/A
[34 empty] | 268 | #N/A | #N/A | #N/A | #N/A | #N/A | #N/A | #N/A | #N/A | #N/A | #N/A | #N/A | #N/A | #N/A | #N/A | #N/A | [7 empty] | 268 | #N/A | #N/A | #N/A | #N/A | #N/A | #N/A | #N/A | #N/A | #N/A | #N/A | #N/A | #N/A | #N/A | #N/A | #N/A
[34 empty] | 268 | #N/A | #N/A | #N/A | #N/A | #N/A | #N/A | #N/A | #N/A | #N/A | #N/A | #N/A | #N/A | #N/A | #N/A | #N/A | [7 empty] | 268 | #N/A | #N/A | #N/A | #N/A | #N/A | #N/A | #N/A | #N/A | #N/A | #N/A | #N/A | #N/A | #N/A | #N/A | #N/A
[34 empty] | 269 | #N/A | #N/A | #N/A | #N/A | #N/A | #N/A | #N/A | #N/A | #N/A | #N/A | #N/A | #N/A | #N/A | #N/A | #N/A | [7 empty] | 269 | #N/A | #N/A | #N/A | #N/A | #N/A | #N/A | #N/A | #N/A | #N/A | #N/A | #N/A | #N/A | #N/A | #N/A | #N/A
[34 empty] | 269 | #N/A | #N/A | #N/A | #N/A | #N/A | #N/A | #N/A | #N/A | #N/A | #N/A | #N/A | #N/A | #N/A | #N/A | #N/A | [7 empty] | 269 | #N/A | #N/A | #N/A | #N/A | #N/A | #N/A | #N/A | #N/A | #N/A | #N/A | #N/A | #N/A | #N/A | #N/A | #N/A
[34 empty] | 270 | #N/A | #N/A | #N/A | #N/A | #N/A | #N/A | #N/A | #N/A | #N/A | #N/A | #N/A | #N/A | #N/A | #N/A | #N/A | [7 empty] | 270 | #N/A | #N/A | #N/A | #N/A | #N/A | #N/A | #N/A | #N/A | #N/A | #N/A | #N/A | #N/A | #N/A | #N/A | #N/A
[34 empty] | 270 | #N/A | #N/A | #N/A | #N/A | #N/A | #N/A | #N/A | #N/A | #N/A | #N/A | #N/A | #N/A | #N/A | #N/A | #N/A | [7 empty] | 270 | #N/A | #N/A | #N/A | #N/A | #N/A | #N/A | #N/A | #N/A | #N/A | #N/A | #N/A | #N/A | #N/A | #N/A | #N/A
[34 empty] | 271 | #N/A | #N/A | #N/A | #N/A | #N/A | #N/A | #N/A | #N/A | #N/A | #N/A | #N/A | #N/A | #N/A | #N/A | #N/A | [7 empty] | 271 | #N/A | #N/A | #N/A | #N/A | #N/A | #N/A | #N/A | #N/A | #N/A | #N/A | #N/A | #N/A | #N/A | #N/A | #N/A
[34 empty] | 271 | #N/A | #N/A | #N/A | #N/A | #N/A | #N/A | #N/A | #N/A | #N/A | #N/A | #N/A | #N/A | #N/A | #N/A | #N/A | [7 empty] | 271 | #N/A | #N/A | #N/A | #N/A | #N/A | #N/A | #N/A | #N/A | #N/A | #N/A | #N/A | #N/A | #N/A | #N/A | #N/A
[34 empty] | 272 | #N/A | #N/A | #N/A | #N/A | #N/A | #N/A | #N/A | #N/A | #N/A | #N/A | #N/A | #N/A | #N/A | #N/A | #N/A | [7 empty] | 272 | #N/A | #N/A | #N/A | #N/A | #N/A | #N/A | #N/A | #N/A | #N/A | #N/A | #N/A | #N/A | #N/A | #N/A | #N/A
[34 empty] | 272 | #N/A | #N/A | #N/A | #N/A | #N/A | #N/A | #N/A | #N/A | #N/A | #N/A | #N/A | #N/A | #N/A | #N/A | #N/A | [7 empty] | 272 | #N/A | #N/A | #N/A | #N/A | #N/A | #N/A | #N/A | #N/A | #N/A | #N/A | #N/A | #N/A | #N/A | #N/A | #N/A
[34 empty] | 273 | #N/A | #N/A | #N/A | #N/A | #N/A | #N/A | #N/A | #N/A | #N/A | #N/A | #N/A | #N/A | #N/A | #N/A | #N/A | [7 empty] | 273 | #N/A | #N/A | #N/A | #N/A | #N/A | #N/A | #N/A | #N/A | #N/A | #N/A | #N/A | #N/A | #N/A | #N/A | #N/A
[34 empty] | 273 | #N/A | #N/A | #N/A | #N/A | #N/A | #N/A | #N/A | #N/A | #N/A | #N/A | #N/A | #N/A | #N/A | #N/A | #N/A | [7 empty] | 273 | #N/A | #N/A | #N/A | #N/A | #N/A | #N/A | #N/A | #N/A | #N/A | #N/A | #N/A | #N/A | #N/A | #N/A | #N/A
[34 empty] | 274 | #N/A | #N/A | #N/A | #N/A | #N/A | #N/A | #N/A | #N/A | #N/A | #N/A | #N/A | #N/A | #N/A | #N/A | #N/A | [7 empty] | 274 | #N/A | #N/A | #N/A | #N/A | #N/A | #N/A | #N/A | #N/A | #N/A | #N/A | #N/A | #N/A | #N/A | #N/A | #N/A
[34 empty] | 274 | #N/A | #N/A | #N/A | #N/A | #N/A | #N/A | #N/A | #N/A | #N/A | #N/A | #N/A | #N/A | #N/A | #N/A | #N/A | [7 empty] | 274 | #N/A | #N/A | #N/A | #N/A | #N/A | #N/A | #N/A | #N/A | #N/A | #N/A | #N/A | #N/A | #N/A | #N/A | #N/A
[34 empty] | 275 | #N/A | #N/A | #N/A | #N/A | #N/A | #N/A | #N/A | #N/A | #N/A | #N/A | #N/A | #N/A | #N/A | #N/A | #N/A | [7 empty] | 275 | #N/A | #N/A | #N/A | #N/A | #N/A | #N/A | #N/A | #N/A | #N/A | #N/A | #N/A | #N/A | #N/A | #N/A | #N/A
[34 empty] | 275 | #N/A | #N/A | #N/A | #N/A | #N/A | #N/A | #N/A | #N/A | #N/A | #N/A | #N/A | #N/A | #N/A | #N/A | #N/A | [7 empty] | 275 | #N/A | #N/A | #N/A | #N/A | #N/A | #N/A | #N/A | #N/A | #N/A | #N/A | #N/A | #N/A | #N/A | #N/A | #N/A
[34 empty] | 276 | #N/A | #N/A | #N/A | #N/A | #N/A | #N/A | #N/A | #N/A | #N/A | #N/A | #N/A | #N/A | #N/A | #N/A | #N/A | [7 empty] | 276 | #N/A | #N/A | #N/A | #N/A | #N/A | #N/A | #N/A | #N/A | #N/A | #N/A | #N/A | #N/A | #N/A | #N/A | #N/A
[34 empty] | 276 | #N/A | #N/A | #N/A | #N/A | #N/A | #N/A | #N/A | #N/A | #N/A | #N/A | #N/A | #N/A | #N/A | #N/A | #N/A | [7 empty] | 276 | #N/A | #N/A | #N/A | #N/A | #N/A | #N/A | #N/A | #N/A | #N/A | #N/A | #N/A | #N/A | #N/A | #N/A | #N/A
[34 empty] | 277 | #N/A | #N/A | #N/A | #N/A | #N/A | #N/A | #N/A | #N/A | #N/A | #N/A | #N/A | #N/A | #N/A | #N/A | #N/A | [7 empty] | 277 | #N/A | #N/A | #N/A | #N/A | #N/A | #N/A | #N/A | #N/A | #N/A | #N/A | #N/A | #N/A | #N/A | #N/A | #N/A
[34 empty] | 277 | #N/A | #N/A | #N/A | #N/A | #N/A | #N/A | #N/A | #N/A | #N/A | #N/A | #N/A | #N/A | #N/A | #N/A | #N/A | [7 empty] | 277 | #N/A | #N/A | #N/A | #N/A | #N/A | #N/A | #N/A | #N/A | #N/A | #N/A | #N/A | #N/A | #N/A | #N/A | #N/A
[34 empty] | 278 | #N/A | #N/A | #N/A | #N/A | #N/A | #N/A | #N/A | #N/A | #N/A | #N/A | #N/A | #N/A | #N/A | #N/A | #N/A | [7 empty] | 278 | #N/A | #N/A | #N/A | #N/A | #N/A | #N/A | #N/A | #N/A | #N/A | #N/A | #N/A | #N/A | #N/A | #N/A | #N/A
[34 empty] | 278 | #N/A | #N/A | #N/A | #N/A | #N/A | #N/A | #N/A | #N/A | #N/A | #N/A | #N/A | #N/A | #N/A | #N/A | #N/A | [7 empty] | 278 | #N/A | #N/A | #N/A | #N/A | #N/A | #N/A | #N/A | #N/A | #N/A | #N/A | #N/A | #N/A | #N/A | #N/A | #N/A
[34 empty] | 279 | #N/A | #N/A | #N/A | #N/A | #N/A | #N/A | #N/A | #N/A | #N/A | #N/A | #N/A | #N/A | #N/A | #N/A | #N/A | [7 empty] | 279 | #N/A | #N/A | #N/A | #N/A | #N/A | #N/A | #N/A | #N/A | #N/A | #N/A | #N/A | #N/A | #N/A | #N/A | #N/A
[34 empty] | 279 | #N/A | #N/A | #N/A | #N/A | #N/A | #N/A | #N/A | #N/A | #N/A | #N/A | #N/A | #N/A | #N/A | #N/A | #N/A | [7 empty] | 279 | #N/A | #N/A | #N/A | #N/A | #N/A | #N/A | #N/A | #N/A | #N/A | #N/A | #N/A | #N/A | #N/A | #N/A | #N/A
[34 empty] | 280 | #N/A | #N/A | #N/A | #N/A | #N/A | #N/A | #N/A | #N/A | #N/A | #N/A | #N/A | #N/A | #N/A | #N/A | #N/A | [7 empty] | 280 | #N/A | #N/A | #N/A | #N/A | #N/A | #N/A | #N/A | #N/A | #N/A | #N/A | #N/A | #N/A | #N/A | #N/A | #N/A
[34 empty] | 280 | #N/A | #N/A | #N/A | #N/A | #N/A | #N/A | #N/A | #N/A | #N/A | #N/A | #N/A | #N/A | #N/A | #N/A | #N/A | [7 empty] | 280 | #N/A | #N/A | #N/A | #N/A | #N/A | #N/A | #N/A | #N/A | #N/A | #N/A | #N/A | #N/A | #N/A | #N/A | #N/A
[34 empty] | 281 | #N/A | #N/A | #N/A | #N/A | #N/A | #N/A | #N/A | #N/A | #N/A | #N/A | #N/A | #N/A | #N/A | #N/A | #N/A | [7 empty] | 281 | #N/A | #N/A | #N/A | #N/A | #N/A | #N/A | #N/A | #N/A | #N/A | #N/A | #N/A | #N/A | #N/A | #N/A | #N/A
[34 empty] | 281 | #N/A | #N/A | #N/A | #N/A | #N/A | #N/A | #N/A | #N/A | #N/A | #N/A | #N/A | #N/A | #N/A | #N/A | #N/A | [7 empty] | 281 | #N/A | #N/A | #N/A | #N/A | #N/A | #N/A | #N/A | #N/A | #N/A | #N/A | #N/A | #N/A | #N/A | #N/A | #N/A
[34 empty] | 282 | #N/A | #N/A | #N/A | #N/A | #N/A | #N/A | #N/A | #N/A | #N/A | #N/A | #N/A | #N/A | #N/A | #N/A | #N/A | [7 empty] | 282 | #N/A | #N/A | #N/A | #N/A | #N/A | #N/A | #N/A | #N/A | #N/A | #N/A | #N/A | #N/A | #N/A | #N/A | #N/A
[34 empty] | 282 | #N/A | #N/A | #N/A | #N/A | #N/A | #N/A | #N/A | #N/A | #N/A | #N/A | #N/A | #N/A | #N/A | #N/A | #N/A | [7 empty] | 282 | #N/A | #N/A | #N/A | #N/A | #N/A | #N/A | #N/A | #N/A | #N/A | #N/A | #N/A | #N/A | #N/A | #N/A | #N/A
[34 empty] | 283 | #N/A | #N/A | #N/A | #N/A | #N/A | #N/A | #N/A | #N/A | #N/A | #N/A | #N/A | #N/A | #N/A | #N/A | #N/A | [7 empty] | 283 | #N/A | #N/A | #N/A | #N/A | #N/A | #N/A | #N/A | #N/A | #N/A | #N/A | #N/A | #N/A | #N/A | #N/A | #N/A
[34 empty] | 283 | #N/A | #N/A | #N/A | #N/A | #N/A | #N/A | #N/A | #N/A | #N/A | #N/A | #N/A | #N/A | #N/A | #N/A | #N/A | [7 empty] | 283 | #N/A | #N/A | #N/A | #N/A | #N/A | #N/A | #N/A | #N/A | #N/A | #N/A | #N/A | #N/A | #N/A | #N/A | #N/A
[34 empty] | 284 | #N/A | #N/A | #N/A | #N/A | #N/A | #N/A | #N/A | #N/A | #N/A | #N/A | #N/A | #N/A | #N/A | #N/A | #N/A | [7 empty] | 284 | #N/A | #N/A | #N/A | #N/A | #N/A | #N/A | #N/A | #N/A | #N/A | #N/A | #N/A | #N/A | #N/A | #N/A | #N/A
[34 empty] | 284 | #N/A | #N/A | #N/A | #N/A | #N/A | #N/A | #N/A | #N/A | #N/A | #N/A | #N/A | #N/A | #N/A | #N/A | #N/A | [7 empty] | 284 | #N/A | #N/A | #N/A | #N/A | #N/A | #N/A | #N/A | #N/A | #N/A | #N/A | #N/A | #N/A | #N/A | #N/A | #N/A
[34 empty] | 285 | #N/A | #N/A | #N/A | #N/A | #N/A | #N/A | #N/A | #N/A | #N/A | #N/A | #N/A | #N/A | #N/A | #N/A | #N/A | [7 empty] | 285 | #N/A | #N/A | #N/A | #N/A | #N/A | #N/A | #N/A | #N/A | #N/A | #N/A | #N/A | #N/A | #N/A | #N/A | #N/A
[34 empty] | 285 | #N/A | #N/A | #N/A | #N/A | #N/A | #N/A | #N/A | #N/A | #N/A | #N/A | #N/A | #N/A | #N/A | #N/A | #N/A | [7 empty] | 285 | #N/A | #N/A | #N/A | #N/A | #N/A | #N/A | #N/A | #N/A | #N/A | #N/A | #N/A | #N/A | #N/A | #N/A | #N/A
[34 empty] | 286 | #N/A | #N/A | #N/A | #N/A | #N/A | #N/A | #N/A | #N/A | #N/A | #N/A | #N/A | #N/A | #N/A | #N/A | #N/A | [7 empty] | 286 | #N/A | #N/A | #N/A | #N/A | #N/A | #N/A | #N/A | #N/A | #N/A | #N/A | #N/A | #N/A | #N/A | #N/A | #N/A
[34 empty] | 286 | #N/A | #N/A | #N/A | #N/A | #N/A | #N/A | #N/A | #N/A | #N/A | #N/A | #N/A | #N/A | #N/A | #N/A | #N/A | [7 empty] | 286 | #N/A | #N/A | #N/A | #N/A | #N/A | #N/A | #N/A | #N/A | #N/A | #N/A | #N/A | #N/A | #N/A | #N/A | #N/A
[34 empty] | 287 | #N/A | #N/A | #N/A | #N/A | #N/A | #N/A | #N/A | #N/A | #N/A | #N/A | #N/A | #N/A | #N/A | #N/A | #N/A | [7 empty] | 287 | #N/A | #N/A | #N/A | #N/A | #N/A | #N/A | #N/A | #N/A | #N/A | #N/A | #N/A | #N/A | #N/A | #N/A | #N/A
[34 empty] | 287 | #N/A | #N/A | #N/A | #N/A | #N/A | #N/A | #N/A | #N/A | #N/A | #N/A | #N/A | #N/A | #N/A | #N/A | #N/A | [7 empty] | 287 | #N/A | #N/A | #N/A | #N/A | #N/A | #N/A | #N/A | #N/A | #N/A | #N/A | #N/A | #N/A | #N/A | #N/A | #N/A
[34 empty] | 288 | #N/A | #N/A | #N/A | #N/A | #N/A | #N/A | #N/A | #N/A | #N/A | #N/A | #N/A | #N/A | #N/A | #N/A | #N/A | [7 empty] | 288 | #N/A | #N/A | #N/A | #N/A | #N/A | #N/A | #N/A | #N/A | #N/A | #N/A | #N/A | #N/A | #N/A | #N/A | #N/A
[34 empty] | 288 | #N/A | #N/A | #N/A | #N/A | #N/A | #N/A | #N/A | #N/A | #N/A | #N/A | #N/A | #N/A | #N/A | #N/A | #N/A | [7 empty] | 288 | #N/A | #N/A | #N/A | #N/A | #N/A | #N/A | #N/A | #N/A | #N/A | #N/A | #N/A | #N/A | #N/A | #N/A | #N/A
[34 empty] | 289 | #N/A | #N/A | #N/A | #N/A | #N/A | #N/A | #N/A | #N/A | #N/A | #N/A | #N/A | #N/A | #N/A | #N/A | #N/A | [7 empty] | 289 | #N/A | #N/A | #N/A | #N/A | #N/A | #N/A | #N/A | #N/A | #N/A | #N/A | #N/A | #N/A | #N/A | #N/A | #N/A
[34 empty] | 289 | #N/A | #N/A | #N/A | #N/A | #N/A | #N/A | #N/A | #N/A | #N/A | #N/A | #N/A | #N/A | #N/A | #N/A | #N/A | [7 empty] | 289 | #N/A | #N/A | #N/A | #N/A | #N/A | #N/A | #N/A | #N/A | #N/A | #N/A | #N/A | #N/A | #N/A | #N/A | #N/A
[34 empty] | 290 | #N/A | #N/A | #N/A | #N/A | #N/A | #N/A | #N/A | #N/A | #N/A | #N/A | #N/A | #N/A | #N/A | #N/A | #N/A | [7 empty] | 290 | #N/A | #N/A | #N/A | #N/A | #N/A | #N/A | #N/A | #N/A | #N/A | #N/A | #N/A | #N/A | #N/A | #N/A | #N/A
[34 empty] | 290 | #N/A | #N/A | #N/A | #N/A | #N/A | #N/A | #N/A | #N/A | #N/A | #N/A | #N/A | #N/A | #N/A | #N/A | #N/A | [7 empty] | 290 | #N/A | #N/A | #N/A | #N/A | #N/A | #N/A | #N/A | #N/A | #N/A | #N/A | #N/A | #N/A | #N/A | #N/A | #N/A
[34 empty] | 291 | #N/A | #N/A | #N/A | #N/A | #N/A | #N/A | #N/A | #N/A | #N/A | #N/A | #N/A | #N/A | #N/A | #N/A | #N/A | [7 empty] | 291 | #N/A | #N/A | #N/A | #N/A | #N/A | #N/A | #N/A | #N/A | #N/A | #N/A | #N/A | #N/A | #N/A | #N/A | #N/A
[34 empty] | 291 | #N/A | #N/A | #N/A | #N/A | #N/A | #N/A | #N/A | #N/A | #N/A | #N/A | #N/A | #N/A | #N/A | #N/A | #N/A | [7 empty] | 291 | #N/A | #N/A | #N/A | #N/A | #N/A | #N/A | #N/A | #N/A | #N/A | #N/A | #N/A | #N/A | #N/A | #N/A | #N/A
[34 empty] | 292 | #N/A | #N/A | #N/A | #N/A | #N/A | #N/A | #N/A | #N/A | #N/A | #N/A | #N/A | #N/A | #N/A | #N/A | #N/A | [7 empty] | 292 | #N/A | #N/A | #N/A | #N/A | #N/A | #N/A | #N/A | #N/A | #N/A | #N/A | #N/A | #N/A | #N/A | #N/A | #N/A
[34 empty] | 292 | #N/A | #N/A | #N/A | #N/A | #N/A | #N/A | #N/A | #N/A | #N/A | #N/A | #N/A | #N/A | #N/A | #N/A | #N/A | [7 empty] | 292 | #N/A | #N/A | #N/A | #N/A | #N/A | #N/A | #N/A | #N/A | #N/A | #N/A | #N/A | #N/A | #N/A | #N/A | #N/A
[34 empty] | 293 | #N/A | #N/A | #N/A | #N/A | #N/A | #N/A | #N/A | #N/A | #N/A | #N/A | #N/A | #N/A | #N/A | #N/A | #N/A | [7 empty] | 293 | #N/A | #N/A | #N/A | #N/A | #N/A | #N/A | #N/A | #N/A | #N/A | #N/A | #N/A | #N/A | #N/A | #N/A | #N/A
[34 empty] | 293 | #N/A | #N/A | #N/A | #N/A | #N/A | #N/A | #N/A | #N/A | #N/A | #N/A | #N/A | #N/A | #N/A | #N/A | #N/A | [7 empty] | 293 | #N/A | #N/A | #N/A | #N/A | #N/A | #N/A | #N/A | #N/A | #N/A | #N/A | #N/A | #N/A | #N/A | #N/A | #N/A
[34 empty] | 294 | #N/A | #N/A | #N/A | #N/A | #N/A | #N/A | #N/A | #N/A | #N/A | #N/A | #N/A | #N/A | #N/A | #N/A | #N/A | [7 empty] | 294 | #N/A | #N/A | #N/A | #N/A | #N/A | #N/A | #N/A | #N/A | #N/A | #N/A | #N/A | #N/A | #N/A | #N/A | #N/A
[34 empty] | 294 | #N/A | #N/A | #N/A | #N/A | #N/A | #N/A | #N/A | #N/A | #N/A | #N/A | #N/A | #N/A | #N/A | #N/A | #N/A | [7 empty] | 294 | #N/A | #N/A | #N/A | #N/A | #N/A | #N/A | #N/A | #N/A | #N/A | #N/A | #N/A | #N/A | #N/A | #N/A | #N/A
[34 empty] | 295 | #N/A | #N/A | #N/A | #N/A | #N/A | #N/A | #N/A | #N/A | #N/A | #N/A | #N/A | #N/A | #N/A | #N/A | #N/A | [7 empty] | 295 | #N/A | #N/A | #N/A | #N/A | #N/A | #N/A | #N/A | #N/A | #N/A | #N/A | #N/A | #N/A | #N/A | #N/A | #N/A
[34 empty] | 295 | #N/A | #N/A | #N/A | #N/A | #N/A | #N/A | #N/A | #N/A | #N/A | #N/A | #N/A | #N/A | #N/A | #N/A | #N/A | [7 empty] | 295 | #N/A | #N/A | #N/A | #N/A | #N/A | #N/A | #N/A | #N/A | #N/A | #N/A | #N/A | #N/A | #N/A | #N/A | #N/A
[34 empty] | 296 | #N/A | #N/A | #N/A | #N/A | #N/A | #N/A | #N/A | #N/A | #N/A | #N/A | #N/A | #N/A | #N/A | #N/A | #N/A | [7 empty] | 296 | #N/A | #N/A | #N/A | #N/A | #N/A | #N/A | #N/A | #N/A | #N/A | #N/A | #N/A | #N/A | #N/A | #N/A | #N/A
[34 empty] | 296 | #N/A | #N/A | #N/A | #N/A | #N/A | #N/A | #N/A | #N/A | #N/A | #N/A | #N/A | #N/A | #N/A | #N/A | #N/A | [7 empty] | 296 | #N/A | #N/A | #N/A | #N/A | #N/A | #N/A | #N/A | #N/A | #N/A | #N/A | #N/A | #N/A | #N/A | #N/A | #N/A
[34 empty] | 297 | #N/A | #N/A | #N/A | #N/A | #N/A | #N/A | #N/A | #N/A | #N/A | #N/A | #N/A | #N/A | #N/A | #N/A | #N/A | [7 empty] | 297 | #N/A | #N/A | #N/A | #N/A | #N/A | #N/A | #N/A | #N/A | #N/A | #N/A | #N/A | #N/A | #N/A | #N/A | #N/A
[34 empty] | 297 | #N/A | #N/A | #N/A | #N/A | #N/A | #N/A | #N/A | #N/A | #N/A | #N/A | #N/A | #N/A | #N/A | #N/A | #N/A | [7 empty] | 297 | #N/A | #N/A | #N/A | #N/A | #N/A | #N/A | #N/A | #N/A | #N/A | #N/A | #N/A | #N/A | #N/A | #N/A | #N/A
[34 empty] | 298 | #N/A | #N/A | #N/A | #N/A | #N/A | #N/A | #N/A | #N/A | #N/A | #N/A | #N/A | #N/A | #N/A | #N/A | #N/A | [7 empty] | 298 | #N/A | #N/A | #N/A | #N/A | #N/A | #N/A | #N/A | #N/A | #N/A | #N/A | #N/A | #N/A | #N/A | #N/A | #N/A
[34 empty] | 298 | #N/A | #N/A | #N/A | #N/A | #N/A | #N/A | #N/A | #N/A | #N/A | #N/A | #N/A | #N/A | #N/A | #N/A | #N/A | [7 empty] | 298 | #N/A | #N/A | #N/A | #N/A | #N/A | #N/A | #N/A | #N/A | #N/A | #N/A | #N/A | #N/A | #N/A | #N/A | #N/A
[34 empty] | 299 | #N/A | #N/A | #N/A | #N/A | #N/A | #N/A | #N/A | #N/A | #N/A | #N/A | #N/A | #N/A | #N/A | #N/A | #N/A | [7 empty] | 299 | #N/A | #N/A | #N/A | #N/A | #N/A | #N/A | #N/A | #N/A | #N/A | #N/A | #N/A | #N/A | #N/A | #N/A | #N/A
[34 empty] | 299 | #N/A | #N/A | #N/A | #N/A | #N/A | #N/A | #N/A | #N/A | #N/A | #N/A | #N/A | #N/A | #N/A | #N/A | #N/A | [7 empty] | 299 | #N/A | #N/A | #N/A | #N/A | #N/A | #N/A | #N/A | #N/A | #N/A | #N/A | #N/A | #N/A | #N/A | #N/A | #N/A
[34 empty] | 300 | #N/A | #N/A | #N/A | #N/A | #N/A | #N/A | #N/A | #N/A | #N/A | #N/A | #N/A | #N/A | #N/A | #N/A | #N/A | [7 empty] | 300 | #N/A | #N/A | #N/A | #N/A | #N/A | #N/A | #N/A | #N/A | #N/A | #N/A | #N/A | #N/A | #N/A | #N/A | #N/A
[34 empty] | 300 | #N/A | #N/A | #N/A | #N/A | #N/A | #N/A | #N/A | #N/A | #N/A | #N/A | #N/A | #N/A | #N/A | #N/A | #N/A | [7 empty] | 300 | #N/A | #N/A | #N/A | #N/A | #N/A | #N/A | #N/A | #N/A | #N/A | #N/A | #N/A | #N/A | #N/A | #N/A | #N/A
[34 empty] | 301 | #N/A | #N/A | #N/A | #N/A | #N/A | #N/A | #N/A | #N/A | #N/A | #N/A | #N/A | #N/A | #N/A | #N/A | #N/A | [7 empty] | 301 | #N/A | #N/A | #N/A | #N/A | #N/A | #N/A | #N/A | #N/A | #N/A | #N/A | #N/A | #N/A | #N/A | #N/A | #N/A
[34 empty] | 301 | #N/A | #N/A | #N/A | #N/A | #N/A | #N/A | #N/A | #N/A | #N/A | #N/A | #N/A | #N/A | #N/A | #N/A | #N/A | [7 empty] | 301 | #N/A | #N/A | #N/A | #N/A | #N/A | #N/A | #N/A | #N/A | #N/A | #N/A | #N/A | #N/A | #N/A | #N/A | #N/A
[34 empty] | 302 | #N/A | #N/A | #N/A | #N/A | #N/A | #N/A | #N/A | #N/A | #N/A | #N/A | #N/A | #N/A | #N/A | #N/A | #N/A | [7 empty] | 302 | #N/A | #N/A | #N/A | #N/A | #N/A | #N/A | #N/A | #N/A | #N/A | #N/A | #N/A | #N/A | #N/A | #N/A | #N/A
[34 empty] | 302 | #N/A | #N/A | #N/A | #N/A | #N/A | #N/A | #N/A | #N/A | #N/A | #N/A | #N/A | #N/A | #N/A | #N/A | #N/A | [7 empty] | 302 | #N/A | #N/A | #N/A | #N/A | #N/A | #N/A | #N/A | #N/A | #N/A | #N/A | #N/A | #N/A | #N/A | #N/A | #N/A
[34 empty] | 303 | #N/A | #N/A | #N/A | #N/A | #N/A | #N/A | #N/A | #N/A | #N/A | #N/A | #N/A | #N/A | #N/A | #N/A | #N/A | [7 empty] | 303 | #N/A | #N/A | #N/A | #N/A | #N/A | #N/A | #N/A | #N/A | #N/A | #N/A | #N/A | #N/A | #N/A | #N/A | #N/A
[34 empty] | 303 | #N/A | #N/A | #N/A | #N/A | #N/A | #N/A | #N/A | #N/A | #N/A | #N/A | #N/A | #N/A | #N/A | #N/A | #N/A | [7 empty] | 303 | #N/A | #N/A | #N/A | #N/A | #N/A | #N/A | #N/A | #N/A | #N/A | #N/A | #N/A | #N/A | #N/A | #N/A | #N/A
[34 empty] | 304 | #N/A | #N/A | #N/A | #N/A | #N/A | #N/A | #N/A | #N/A | #N/A | #N/A | #N/A | #N/A | #N/A | #N/A | #N/A | [7 empty] | 304 | #N/A | #N/A | #N/A | #N/A | #N/A | #N/A | #N/A | #N/A | #N/A | #N/A | #N/A | #N/A | #N/A | #N/A | #N/A
[34 empty] | 304 | #N/A | #N/A | #N/A | #N/A | #N/A | #N/A | #N/A | #N/A | #N/A | #N/A | #N/A | #N/A | #N/A | #N/A | #N/A | [7 empty] | 304 | #N/A | #N/A | #N/A | #N/A | #N/A | #N/A | #N/A | #N/A | #N/A | #N/A | #N/A | #N/A | #N/A | #N/A | #N/A
[34 empty] | 305 | #N/A | #N/A | #N/A | #N/A | #N/A | #N/A | #N/A | #N/A | #N/A | #N/A | #N/A | #N/A | #N/A | #N/A | #N/A | [7 empty] | 305 | #N/A | #N/A | #N/A | #N/A | #N/A | #N/A | #N/A | #N/A | #N/A | #N/A | #N/A | #N/A | #N/A | #N/A | #N/A
[34 empty] | 305 | #N/A | #N/A | #N/A | #N/A | #N/A | #N/A | #N/A | #N/A | #N/A | #N/A | #N/A | #N/A | #N/A | #N/A | #N/A | [7 empty] | 305 | #N/A | #N/A | #N/A | #N/A | #N/A | #N/A | #N/A | #N/A | #N/A | #N/A | #N/A | #N/A | #N/A | #N/A | #N/A
[34 empty] | 306 | #N/A | #N/A | #N/A | #N/A | #N/A | #N/A | #N/A | #N/A | #N/A | #N/A | #N/A | #N/A | #N/A | #N/A | #N/A | [7 empty] | 306 | #N/A | #N/A | #N/A | #N/A | #N/A | #N/A | #N/A | #N/A | #N/A | #N/A | #N/A | #N/A | #N/A | #N/A | #N/A
[34 empty] | 306 | #N/A | #N/A | #N/A | #N/A | #N/A | #N/A | #N/A | #N/A | #N/A | #N/A | #N/A | #N/A | #N/A | #N/A | #N/A | [7 empty] | 306 | #N/A | #N/A | #N/A | #N/A | #N/A | #N/A | #N/A | #N/A | #N/A | #N/A | #N/A | #N/A | #N/A | #N/A | #N/A
[34 empty] | 307 | #N/A | #N/A | #N/A | #N/A | #N/A | #N/A | #N/A | #N/A | #N/A | #N/A | #N/A | #N/A | #N/A | #N/A | #N/A | [7 empty] | 307 | #N/A | #N/A | #N/A | #N/A | #N/A | #N/A | #N/A | #N/A | #N/A | #N/A | #N/A | #N/A | #N/A | #N/A | #N/A
[34 empty] | 307 | #N/A | #N/A | #N/A | #N/A | #N/A | #N/A | #N/A | #N/A | #N/A | #N/A | #N/A | #N/A | #N/A | #N/A | #N/A | [7 empty] | 307 | #N/A | #N/A | #N/A | #N/A | #N/A | #N/A | #N/A | #N/A | #N/A | #N/A | #N/A | #N/A | #N/A | #N/A | #N/A
[34 empty] | 308 | #N/A | #N/A | #N/A | #N/A | #N/A | #N/A | #N/A | #N/A | #N/A | #N/A | #N/A | #N/A | #N/A | #N/A | #N/A | [7 empty] | 308 | #N/A | #N/A | #N/A | #N/A | #N/A | #N/A | #N/A | #N/A | #N/A | #N/A | #N/A | #N/A | #N/A | #N/A | #N/A
[34 empty] | 308 | #N/A | #N/A | #N/A | #N/A | #N/A | #N/A | #N/A | #N/A | #N/A | #N/A | #N/A | #N/A | #N/A | #N/A | #N/A | [7 empty] | 308 | #N/A | #N/A | #N/A | #N/A | #N/A | #N/A | #N/A | #N/A | #N/A | #N/A | #N/A | #N/A | #N/A | #N/A | #N/A
[34 empty] | 309 | #N/A | #N/A | #N/A | #N/A | #N/A | #N/A | #N/A | #N/A | #N/A | #N/A | #N/A | #N/A | #N/A | #N/A | #N/A | [7 empty] | 309 | #N/A | #N/A | #N/A | #N/A | #N/A | #N/A | #N/A | #N/A | #N/A | #N/A | #N/A | #N/A | #N/A | #N/A | #N/A
[34 empty] | 309 | #N/A | #N/A | #N/A | #N/A | #N/A | #N/A | #N/A | #N/A | #N/A | #N/A | #N/A | #N/A | #N/A | #N/A | #N/A | [7 empty] | 309 | #N/A | #N/A | #N/A | #N/A | #N/A | #N/A | #N/A | #N/A | #N/A | #N/A | #N/A | #N/A | #N/A | #N/A | #N/A
[34 empty] | 310 | #N/A | #N/A | #N/A | #N/A | #N/A | #N/A | #N/A | #N/A | #N/A | #N/A | #N/A | #N/A | #N/A | #N/A | #N/A | [7 empty] | 310 | #N/A | #N/A | #N/A | #N/A | #N/A | #N/A | #N/A | #N/A | #N/A | #N/A | #N/A | #N/A | #N/A | #N/A | #N/A
[34 empty] | 310 | #N/A | #N/A | #N/A | #N/A | #N/A | #N/A | #N/A | #N/A | #N/A | #N/A | #N/A | #N/A | #N/A | #N/A | #N/A | [7 empty] | 310 | #N/A | #N/A | #N/A | #N/A | #N/A | #N/A | #N/A | #N/A | #N/A | #N/A | #N/A | #N/A | #N/A | #N/A | #N/A
[34 empty] | 311 | #N/A | #N/A | #N/A | #N/A | #N/A | #N/A | #N/A | #N/A | #N/A | #N/A | #N/A | #N/A | #N/A | #N/A | #N/A | [7 empty] | 311 | #N/A | #N/A | #N/A | #N/A | #N/A | #N/A | #N/A | #N/A | #N/A | #N/A | #N/A | #N/A | #N/A | #N/A | #N/A
[34 empty] | 311 | #N/A | #N/A | #N/A | #N/A | #N/A | #N/A | #N/A | #N/A | #N/A | #N/A | #N/A | #N/A | #N/A | #N/A | #N/A | [7 empty] | 311 | #N/A | #N/A | #N/A | #N/A | #N/A | #N/A | #N/A | #N/A | #N/A | #N/A | #N/A | #N/A | #N/A | #N/A | #N/A
[34 empty] | 312 | #N/A | #N/A | #N/A | #N/A | #N/A | #N/A | #N/A | #N/A | #N/A | #N/A | #N/A | #N/A | #N/A | #N/A | #N/A | [7 empty] | 312 | #N/A | #N/A | #N/A | #N/A | #N/A | #N/A | #N/A | #N/A | #N/A | #N/A | #N/A | #N/A | #N/A | #N/A | #N/A
[34 empty] | 312 | #N/A | #N/A | #N/A | #N/A | #N/A | #N/A | #N/A | #N/A | #N/A | #N/A | #N/A | #N/A | #N/A | #N/A | #N/A | [7 empty] | 312 | #N/A | #N/A | #N/A | #N/A | #N/A | #N/A | #N/A | #N/A | #N/A | #N/A | #N/A | #N/A | #N/A | #N/A | #N/A
[34 empty] | 313 | #N/A | #N/A | #N/A | #N/A | #N/A | #N/A | #N/A | #N/A | #N/A | #N/A | #N/A | #N/A | #N/A | #N/A | #N/A | [7 empty] | 313 | #N/A | #N/A | #N/A | #N/A | #N/A | #N/A | #N/A | #N/A | #N/A | #N/A | #N/A | #N/A | #N/A | #N/A | #N/A
[34 empty] | 313 | #N/A | #N/A | #N/A | #N/A | #N/A | #N/A | #N/A | #N/A | #N/A | #N/A | #N/A | #N/A | #N/A | #N/A | #N/A | [7 empty] | 313 | #N/A | #N/A | #N/A | #N/A | #N/A | #N/A | #N/A | #N/A | #N/A | #N/A | #N/A | #N/A | #N/A | #N/A | #N/A
[34 empty] | 314 | #N/A | #N/A | #N/A | #N/A | #N/A | #N/A | #N/A | #N/A | #N/A | #N/A | #N/A | #N/A | #N/A | #N/A | #N/A | [7 empty] | 314 | #N/A | #N/A | #N/A | #N/A | #N/A | #N/A | #N/A | #N/A | #N/A | #N/A | #N/A | #N/A | #N/A | #N/A | #N/A
[34 empty] | 314 | #N/A | #N/A | #N/A | #N/A | #N/A | #N/A | #N/A | #N/A | #N/A | #N/A | #N/A | #N/A | #N/A | #N/A | #N/A | [7 empty] | 314 | #N/A | #N/A | #N/A | #N/A | #N/A | #N/A | #N/A | #N/A | #N/A | #N/A | #N/A | #N/A | #N/A | #N/A | #N/A
[34 empty] | 315 | #N/A | #N/A | #N/A | #N/A | #N/A | #N/A | #N/A | #N/A | #N/A | #N/A | #N/A | #N/A | #N/A | #N/A | #N/A | [7 empty] | 315 | #N/A | #N/A | #N/A | #N/A | #N/A | #N/A | #N/A | #N/A | #N/A | #N/A | #N/A | #N/A | #N/A | #N/A | #N/A
[34 empty] | 315 | #N/A | #N/A | #N/A | #N/A | #N/A | #N/A | #N/A | #N/A | #N/A | #N/A | #N/A | #N/A | #N/A | #N/A | #N/A | [7 empty] | 315 | #N/A | #N/A | #N/A | #N/A | #N/A | #N/A | #N/A | #N/A | #N/A | #N/A | #N/A | #N/A | #N/A | #N/A | #N/A
[34 empty] | 316 | #N/A | #N/A | #N/A | #N/A | #N/A | #N/A | #N/A | #N/A | #N/A | #N/A | #N/A | #N/A | #N/A | #N/A | #N/A | [7 empty] | 316 | #N/A | #N/A | #N/A | #N/A | #N/A | #N/A | #N/A | #N/A | #N/A | #N/A | #N/A | #N/A | #N/A | #N/A | #N/A
[34 empty] | 316 | #N/A | #N/A | #N/A | #N/A | #N/A | #N/A | #N/A | #N/A | #N/A | #N/A | #N/A | #N/A | #N/A | #N/A | #N/A | [7 empty] | 316 | #N/A | #N/A | #N/A | #N/A | #N/A | #N/A | #N/A | #N/A | #N/A | #N/A | #N/A | #N/A | #N/A | #N/A | #N/A
[34 empty] | 317 | #N/A | #N/A | #N/A | #N/A | #N/A | #N/A | #N/A | #N/A | #N/A | #N/A | #N/A | #N/A | #N/A | #N/A | #N/A | [7 empty] | 317 | #N/A | #N/A | #N/A | #N/A | #N/A | #N/A | #N/A | #N/A | #N/A | #N/A | #N/A | #N/A | #N/A | #N/A | #N/A
[34 empty] | 317 | #N/A | #N/A | #N/A | #N/A | #N/A | #N/A | #N/A | #N/A | #N/A | #N/A | #N/A | #N/A | #N/A | #N/A | #N/A | [7 empty] | 317 | #N/A | #N/A | #N/A | #N/A | #N/A | #N/A | #N/A | #N/A | #N/A | #N/A | #N/A | #N/A | #N/A | #N/A | #N/A
[34 empty] | 318 | #N/A | #N/A | #N/A | #N/A | #N/A | #N/A | #N/A | #N/A | #N/A | #N/A | #N/A | #N/A | #N/A | #N/A | #N/A | [7 empty] | 318 | #N/A | #N/A | #N/A | #N/A | #N/A | #N/A | #N/A | #N/A | #N/A | #N/A | #N/A | #N/A | #N/A | #N/A | #N/A
[34 empty] | 318 | #N/A | #N/A | #N/A | #N/A | #N/A | #N/A | #N/A | #N/A | #N/A | #N/A | #N/A | #N/A | #N/A | #N/A | #N/A | [7 empty] | 318 | #N/A | #N/A | #N/A | #N/A | #N/A | #N/A | #N/A | #N/A | #N/A | #N/A | #N/A | #N/A | #N/A | #N/A | #N/A
[34 empty] | 319 | #N/A | #N/A | #N/A | #N/A | #N/A | #N/A | #N/A | #N/A | #N/A | #N/A | #N/A | #N/A | #N/A | #N/A | #N/A | [7 empty] | 319 | #N/A | #N/A | #N/A | #N/A | #N/A | #N/A | #N/A | #N/A | #N/A | #N/A | #N/A | #N/A | #N/A | #N/A | #N/A
[34 empty] | 319 | #N/A | #N/A | #N/A | #N/A | #N/A | #N/A | #N/A | #N/A | #N/A | #N/A | #N/A | #N/A | #N/A | #N/A | #N/A | [7 empty] | 319 | #N/A | #N/A | #N/A | #N/A | #N/A | #N/A | #N/A | #N/A | #N/A | #N/A | #N/A | #N/A | #N/A | #N/A | #N/A
[34 empty] | 320 | #N/A | #N/A | #N/A | #N/A | #N/A | #N/A | #N/A | #N/A | #N/A | #N/A | #N/A | #N/A | #N/A | #N/A | #N/A | [7 empty] | 320 | #N/A | #N/A | #N/A | #N/A | #N/A | #N/A | #N/A | #N/A | #N/A | #N/A | #N/A | #N/A | #N/A | #N/A | #N/A
[34 empty] | 320 | #N/A | #N/A | #N/A | #N/A | #N/A | #N/A | #N/A | #N/A | #N/A | #N/A | #N/A | #N/A | #N/A | #N/A | #N/A | [7 empty] | 320 | #N/A | #N/A | #N/A | #N/A | #N/A | #N/A | #N/A | #N/A | #N/A | #N/A | #N/A | #N/A | #N/A | #N/A | #N/A
[34 empty] | 321 | #N/A | #N/A | #N/A | #N/A | #N/A | #N/A | #N/A | #N/A | #N/A | #N/A | #N/A | #N/A | #N/A | #N/A | #N/A | [7 empty] | 321 | #N/A | #N/A | #N/A | #N/A | #N/A | #N/A | #N/A | #N/A | #N/A | #N/A | #N/A | #N/A | #N/A | #N/A | #N/A
[34 empty] | 321 | #N/A | #N/A | #N/A | #N/A | #N/A | #N/A | #N/A | #N/A | #N/A | #N/A | #N/A | #N/A | #N/A | #N/A | #N/A | [7 empty] | 321 | #N/A | #N/A | #N/A | #N/A | #N/A | #N/A | #N/A | #N/A | #N/A | #N/A | #N/A | #N/A | #N/A | #N/A | #N/A
[34 empty] | 322 | #N/A | #N/A | #N/A | #N/A | #N/A | #N/A | #N/A | #N/A | #N/A | #N/A | #N/A | #N/A | #N/A | #N/A | #N/A | [7 empty] | 322 | #N/A | #N/A | #N/A | #N/A | #N/A | #N/A | #N/A | #N/A | #N/A | #N/A | #N/A | #N/A | #N/A | #N/A | #N/A
[34 empty] | 322 | #N/A | #N/A | #N/A | #N/A | #N/A | #N/A | #N/A | #N/A | #N/A | #N/A | #N/A | #N/A | #N/A | #N/A | #N/A | [7 empty] | 322 | #N/A | #N/A | #N/A | #N/A | #N/A | #N/A | #N/A | #N/A | #N/A | #N/A | #N/A | #N/A | #N/A | #N/A | #N/A
[34 empty] | 323 | #N/A | #N/A | #N/A | #N/A | #N/A | #N/A | #N/A | #N/A | #N/A | #N/A | #N/A | #N/A | #N/A | #N/A | #N/A | [7 empty] | 323 | #N/A | #N/A | #N/A | #N/A | #N/A | #N/A | #N/A | #N/A | #N/A | #N/A | #N/A | #N/A | #N/A | #N/A | #N/A
[34 empty] | 323 | #N/A | #N/A | #N/A | #N/A | #N/A | #N/A | #N/A | #N/A | #N/A | #N/A | #N/A | #N/A | #N/A | #N/A | #N/A | [7 empty] | 323 | #N/A | #N/A | #N/A | #N/A | #N/A | #N/A | #N/A | #N/A | #N/A | #N/A | #N/A | #N/A | #N/A | #N/A | #N/A
[34 empty] | 324 | #N/A | #N/A | #N/A | #N/A | #N/A | #N/A | #N/A | #N/A | #N/A | #N/A | #N/A | #N/A | #N/A | #N/A | #N/A | [7 empty] | 324 | #N/A | #N/A | #N/A | #N/A | #N/A | #N/A | #N/A | #N/A | #N/A | #N/A | #N/A | #N/A | #N/A | #N/A | #N/A
[34 empty] | 324 | #N/A | #N/A | #N/A | #N/A | #N/A | #N/A | #N/A | #N/A | #N/A | #N/A | #N/A | #N/A | #N/A | #N/A | #N/A | [7 empty] | 324 | #N/A | #N/A | #N/A | #N/A | #N/A | #N/A | #N/A | #N/A | #N/A | #N/A | #N/A | #N/A | #N/A | #N/A | #N/A
[34 empty] | 325 | #N/A | #N/A | #N/A | #N/A | #N/A | #N/A | #N/A | #N/A | #N/A | #N/A | #N/A | #N/A | #N/A | #N/A | #N/A | [7 empty] | 325 | #N/A | #N/A | #N/A | #N/A | #N/A | #N/A | #N/A | #N/A | #N/A | #N/A | #N/A | #N/A | #N/A | #N/A | #N/A
[34 empty] | 325 | #N/A | #N/A | #N/A | #N/A | #N/A | #N/A | #N/A | #N/A | #N/A | #N/A | #N/A | #N/A | #N/A | #N/A | #N/A | [7 empty] | 325 | #N/A | #N/A | #N/A | #N/A | #N/A | #N/A | #N/A | #N/A | #N/A | #N/A | #N/A | #N/A | #N/A | #N/A | #N/A
[34 empty] | 326 | #N/A | #N/A | #N/A | #N/A | #N/A | #N/A | #N/A | #N/A | #N/A | #N/A | #N/A | #N/A | #N/A | #N/A | #N/A | [7 empty] | 326 | #N/A | #N/A | #N/A | #N/A | #N/A | #N/A | #N/A | #N/A | #N/A | #N/A | #N/A | #N/A | #N/A | #N/A | #N/A
[34 empty] | 326 | #N/A | #N/A | #N/A | #N/A | #N/A | #N/A | #N/A | #N/A | #N/A | #N/A | #N/A | #N/A | #N/A | #N/A | #N/A | [7 empty] | 326 | #N/A | #N/A | #N/A | #N/A | #N/A | #N/A | #N/A | #N/A | #N/A | #N/A | #N/A | #N/A | #N/A | #N/A | #N/A
[34 empty] | 327 | #N/A | #N/A | #N/A | #N/A | #N/A | #N/A | #N/A | #N/A | #N/A | #N/A | #N/A | #N/A | #N/A | #N/A | #N/A | [7 empty] | 327 | #N/A | #N/A | #N/A | #N/A | #N/A | #N/A | #N/A | #N/A | #N/A | #N/A | #N/A | #N/A | #N/A | #N/A | #N/A
[34 empty] | 327 | #N/A | #N/A | #N/A | #N/A | #N/A | #N/A | #N/A | #N/A | #N/A | #N/A | #N/A | #N/A | #N/A | #N/A | #N/A | [7 empty] | 327 | #N/A | #N/A | #N/A | #N/A | #N/A | #N/A | #N/A | #N/A | #N/A | #N/A | #N/A | #N/A | #N/A | #N/A | #N/A
[34 empty] | 328 | #N/A | #N/A | #N/A | #N/A | #N/A | #N/A | #N/A | #N/A | #N/A | #N/A | #N/A | #N/A | #N/A | #N/A | #N/A | [7 empty] | 328 | #N/A | #N/A | #N/A | #N/A | #N/A | #N/A | #N/A | #N/A | #N/A | #N/A | #N/A | #N/A | #N/A | #N/A | #N/A
[34 empty] | 328 | #N/A | #N/A | #N/A | #N/A | #N/A | #N/A | #N/A | #N/A | #N/A | #N/A | #N/A | #N/A | #N/A | #N/A | #N/A | [7 empty] | 328 | #N/A | #N/A | #N/A | #N/A | #N/A | #N/A | #N/A | #N/A | #N/A | #N/A | #N/A | #N/A | #N/A | #N/A | #N/A
[34 empty] | 329 | #N/A | #N/A | #N/A | #N/A | #N/A | #N/A | #N/A | #N/A | #N/A | #N/A | #N/A | #N/A | #N/A | #N/A | #N/A | [7 empty] | 329 | #N/A | #N/A | #N/A | #N/A | #N/A | #N/A | #N/A | #N/A | #N/A | #N/A | #N/A | #N/A | #N/A | #N/A | #N/A
[34 empty] | 329 | #N/A | #N/A | #N/A | #N/A | #N/A | #N/A | #N/A | #N/A | #N/A | #N/A | #N/A | #N/A | #N/A | #N/A | #N/A | [7 empty] | 329 | #N/A | #N/A | #N/A | #N/A | #N/A | #N/A | #N/A | #N/A | #N/A | #N/A | #N/A | #N/A | #N/A | #N/A | #N/A
[34 empty] | 330 | #N/A | #N/A | #N/A | #N/A | #N/A | #N/A | #N/A | #N/A | #N/A | #N/A | #N/A | #N/A | #N/A | #N/A | #N/A | [7 empty] | 330 | #N/A | #N/A | #N/A | #N/A | #N/A | #N/A | #N/A | #N/A | #N/A | #N/A | #N/A | #N/A | #N/A | #N/A | #N/A
[34 empty] | 330 | #N/A | #N/A | #N/A | #N/A | #N/A | #N/A | #N/A | #N/A | #N/A | #N/A | #N/A | #N/A | #N/A | #N/A | #N/A | [7 empty] | 330 | #N/A | #N/A | #N/A | #N/A | #N/A | #N/A | #N/A | #N/A | #N/A | #N/A | #N/A | #N/A | #N/A | #N/A | #N/A
[34 empty] | 331 | #N/A | #N/A | #N/A | #N/A | #N/A | #N/A | #N/A | #N/A | #N/A | #N/A | #N/A | #N/A | #N/A | #N/A | #N/A | [7 empty] | 331 | #N/A | #N/A | #N/A | #N/A | #N/A | #N/A | #N/A | #N/A | #N/A | #N/A | #N/A | #N/A | #N/A | #N/A | #N/A
Note on C45: Display only those zones that have greater than or equal to this number of project opportunity areas within 10 km of surface freshwater. If set to 0, then all zones will be displayed.

## Wind_Data_Calc
Change PV, CSP co-location fields
List used for criteria in Scoring criteria worksheet
Country | botswana_wind | [21 empty] | SUM_zLCOEtotSub_chosen
SUM_zLCOEtotTrans_chosen
SUM_zLCOEgen_chosen
[20 empty] | capacityValueRatio_10percentPeakHours | capacityValueRatio_chosen3peakHours | capacityValueRatio_chosen3peakHours_multiyear | SUM_zSubCost_chosen
SUM_zTransCost_chosen
SUM_zRoadCost_chosen
[23 empty] | capacityValueRatio_10percentPeakHours | [79 empty] | '
[23 empty] | Max | 0.33398 | 0.29278 | 0.32656 | 0 | 0.33398 | 0 | 5.0702 | 23.273 | 3.7149 | 43.8077 | 1 | 1 | 0 | 11.6592 | 26.7533 | 106.986 | 111.5798 | 0 | 128.93 | 0 | 137.6447 | [15 empty] | 1.13 | 1.33 | 1.3
[63 empty] | SUM_ScWater |  |  | SUM_zTransCost_chosen | SUM_zSubCost_chosen | SUM_zRoadCost_chosen | SUM_zLCOEgen_chosen | SUM_zLCOEtotTrans_chosen | SUM_zLCOEtotSub_chosen | capacityValueRatio_10percentPeakHours | [11 empty] | SUM_zLCOEtotSub_chosen |  |  |  |  | Based on | Zone ranking based on zone score | [6 empty] | Zone ranking based on total LCOE
[23 empty] | Min | 0.26399 | 0.2249 | 0.24362 | 0 | 0.26399 | 0 | 0.11242 | 0.00026316 | 1.9932 | 1 | 0.63372 | 0.63372 | 0 | 3.5262 | 0.031438 | 84.5316 | 85.6887 | 0 | 91.582 | 0 | 93.6314 | [15 empty] | 0.97 | 0.95 | 0.97 | [21 empty] | SUM_zLCOEtotTrans_chosen | SUM_ElectGen_chosen |  |  |  | substation
|  | Number of Zones | 78
|  |  | 14 | [61 empty] | Weights | 0 | 0 | 0 | 0 | 0.3 | 0.3 | 0.1 | 0.15 | 0.1 | 0.05 | 0 | 0.05 | 0.05 | 0.05 | 0.05 | 0.05 | 0.05 | [22 empty] | Electricity Demand in 2030 |  |  | List of countries corresponding to worksheet names and scenario 2 resource thresholds in W/m2
|  | 3 | OBJECTID | GroupVal | SUM_InstalledCapacity | SUM_area_chosenClsIII | SUM_area_chosenClsI | SUM_ElectGen_chosen | SUM_ScWater | SUM_area_chosenClsII | SUM_ElectGen_clsII | FIRST_SUM_Area | GroupVal_1 | FREQUENCY | SUM_zNEAR_Trans | SUM_zNEAR_Sub | SUM_zNEAR_Road | SUM_zNEAR_wind | SUM_zNEAR_geothermal | SUM_zNEAR_allRE | SUM_zNEAR_Load | SUM_zNEAR_water | SUM_zRQ_Wm2 | SUM_zCF_chosen | SUM_zCF_ClsII | SUM_zCF_tTier | SUM_zCF_chosenClsII | SUM_zCF_chosenClsIII | SUM_zCF_chosenClsI | SUM_zSLOPE | SUM_zPOPDEN | SUM_zLULC | SUM_zHumanFootprint | SUM_zcoloc_PV | SUM_zcoloc_CSP | SUM_zTransCost_chosen | SUM_zSubCost_chosen | SUM_zRoadCost_chosen | SUM_zLCOEgen_chosen | SUM_zLCOEgen_clsII | SUM_zLCOEtotTrans_chosen | SUM_zLCOEtotSub_chosen | SUM_zLCOEtotTrans_clsII | SUM_zLCOEtotSub_clsII | SUM_zScSlope | SUM_zScPop | SUM_zScLULC | SUM_zScREloc | SUM_zScREloc_geo | SUM_zScREloc_all | SUM_zScColoc | SUM_zScLoad | SUM_zScRoad | SUM_zScSub | SUM_zScTrans | SUM_zScHumanFootprint | zoneIdentification | distance_nearest_3TierWindLocation_km | siteName | capacityValueRatio_10percentPeakHours | capacityValueRatio_chosen3peakHours | capacityValueRatio_chosen3peakHours_multiyear | Omit below threshold for # projects within 10km of water | Omit if 1 |  | SUM_zScTransCost | SUM_zScSubCost | SUM_zScRoadCost | SUM_zScLCOEgen | SUM_zScLCOEtotTrans | SUM_zScLCOEtotSub | SUM_zScCapVal | SUM_zScLoad | SUM_zScREloc | SUM_zScREloc_geo | SUM_zScREloc_all | SUM_zcoloc_PV | SUM_zcoloc_CSP | SUM_zScLULC | SUM_zScPop | SUM_zScSlope | SUM_zScHumanFootprint | Total Score with weights | Total LCOE | Annual Electricity Generation MWh (discounted) | Zone ID | GroupVal | Score Ranking | Total LCOE Ranking | Zone Rank | Zone ID | GroupVal | Total Score with weights | Total LCOE | Annual Electricity Generation MWh (discounted) | Cumulative Generation Potential (GWh) | Zone Rank | Zone ID | GroupVal | Total Score with weights | Total LCOE | Annual Electricity Generation MWh (discounted) | Cumulative Generation Potential (GWh) | GroupVal In ( | Country | demand2030 | number of zones | Country | wind | CSP | PV | wind | CSP | PV
|  |  | 1 | 1 | 160.875 | 71.5 | 0 | 376906.5098 | 0 | 0 | 319275.8598 | 71.5 | 1 | 7 | 0 | 54740.4496 | 5883.1263 | 0 | 0 | 40092.2805 | 144474.4284 | 95313.9844 | 206.7494 | 0.26745 | 0.22655 | 0.24522 | 0 | 0.26745 | 0 | 5.0702 | 0.38418 | 2.6106 | 11.2568 | 0.82168 | 0.82168 | 0 | 5.8861 | 2.2637 | 105.5602 | 110.7359 | 0 | 113.71 | 0 | 120.3567 | 0.74649 | 0.99616 | 0.59734 | 0 | 0 | 0 | 0.82168 | 0 | 0.94117 | 0.4526 | 0 | 0.88743 | A | 38 | bw_5.2 | 0.97 | 1.08 | 1.1 | 0 | 0 |  | 0 | 0.70983 | 0.91646 | 0.063496 | 0 | 0.40752 | 0 | 0 | 0 | 0 | 0 | 0.82168 | 0.82168 | 0.59734 | 0.99616 | 0.74649 | 0.88743 | 0.36579 | 113.71 | 376906.5098 | A | 1 | 75 | 66 | 1 | AW | 500_1.2.4 | 0.64193 | 91.582 | 6770286.5257 | 6770.2865 | 1 | AW | 500_1.2.4 | 0.64193 | 91.582 | 6770286.5257 | 6770.2865 | '500_1.2.4' | angola | 20294 |  | units1 | Wind Power Density | Annual Average DNI | Annual Average GHI | Wind Speed | Annual Average DNI | Annual Average GHI | Wind resource conversion |  | RE Technologies for Colocation
|  |  | 2 | 10 | 624.9375 | 277.75 | 0 | 1502328.2485 | 0 | 0 | 1274483.5202 | 277.75 | 10 | 22 | 0 | 58893.2901 | 2040.8863 | 0 | 0 | 59588.6225 | 186493.0195 | 68925.3181 | 210.2856 | 0.27443 | 0.23281 | 0.25324 | 0 | 0.27443 | 0 | 0.18095 | 0.14401 | 2.6796 | 11.5419 | 1 | 0 | 0 | 5.924 | 0.76307 | 102.8915 | 107.7842 | 0 | 109.5786 | 0 | 115.6672 | 0.99095 | 0.99856 | 0.58011 | 0 | 0 | 0 | 0.5 | 0 | 0.97959 | 0.41107 | 0 | 0.88458 | B | 119 | bw_7.0 | 1.13 | 1.33 | 1.3 | 0 | 0 |  | 0 | 0.70517 | 0.97262 | 0.18235 | 0 | 0.51814 | 1 | 0 | 0 | 0 | 0 | 1 | 0 | 0.58011 | 0.99856 | 0.99095 | 0.88458 | 0.47815 | 109.5786 | 1502328.2485 | B | 10 | 42 | 47 | 2 | O | 11_1.2.1 | 0.63275 | 97.843 | 3957667.9594 | 10727.9545 | 2 | AO | 500.1.2 | 0.62382 | 93.716 | 2957209.2732 | 9727.4958 | '500.1.2' | botswana | 7730 | 23 | units2 | W/m2 | W/m2 | W/m2 | m/s | kWh/m2/day | kWh/m2/day | W/m2 | m/s | wind | PV | CSP
|  |  | 3 | 1000 | 4641.75 | 2063 | 0 | 11292833.6173 | 0 | 0 | 9589162.5139 | 2063 | 1000 | 93 | 0 | 139930.7816 | 8756.8594 | 0 | 0 | 81232.2021 | 191436.9288 | 153814.1033 | 209.2367 | 0.27773 | 0.23583 | 0.25431 | 0 | 0.27773 | 0 | 0.21986 | 0.68711 | 2.8403 | 9.3271 | 1 | 1 | 0 | 9.5006 | 3.2603 | 101.7205 | 106.469 | 0 | 114.4814 | 0 | 121.5051 | 0.98901 | 0.99313 | 0.53993 | 0 | 0 | 0 | 1 | 0 | 0.91243 | 0 | 0 | 0.90673 | C | 54 | bw_5.2 | 0.97 | 1.08 | 1.1 | 0 | 0 |  | 0 | 0.26541 | 0.87917 | 0.2345 | 0 | 0.38686 | 0 | 0 | 0 | 0 | 0 | 1 | 1 | 0.53993 | 0.99313 | 0.98901 | 0.90673 | 0.3875 | 114.4814 | 11292833.6173 | C | 1000 | 73 | 69 | 3 | AO | 500.1.2 | 0.62382 | 93.716 | 2957209.2732 | 13685.1638 | 3 | AX | 500_1.2.5 | 0.62232 | 94.669 | 6702847.0927 | 16430.3429 | '500_1.2.5' | burundi | 622 |  | angola | 200 | 280 | 250 | 5.6 | 6.72 | 6 | 200 | 5.6 | PV | CSP | PV
|  |  | 4 | 1001 | 18579.9375 | 8257.75 | 0 | 43928358.6158 | 7 | 0 | 37432588.1934 | 8257.75 | 1001 | 383 | 0 | 180760.4341 | 33344.2733 | 0 | 0 | 230555.6875 | 312122.3089 | 82134.3185 | 209.4421 | 0.2699 | 0.22999 | 0.24684 | 0 | 0.2699 | 0 | 0.15269 | 0.045779 | 2.9899 | 3.6068 | 1 | 1 | 0 | 11.6592 | 12.6479 | 104.6229 | 109.1126 | 0 | 128.93 | 0 | 137.6447 | 0.99237 | 0.99954 | 0.50251 | 0 | 0 | 0 | 1 | 0 | 0.66667 | 0 | 0 | 0.96393 | D | 100 | bw_2.11 | 1.08 | 1.05 | 0.99 | 0 | 0 |  | 0 | 0 | 0.52786 | 0.10524 | 0 | 0 | 0.6875 | 0 | 0 | 0 | 0 | 1 | 1 | 0.50251 | 0.99954 | 0.99237 | 0.96393 | 0.34167 | 128.93 | 43928358.6158 | D | 1001 | 77 | 78 | 4 | AX | 500_1.2.5 | 0.62232 | 94.669 | 6702847.0927 | 20388.0109 | 4 | AM | 500.1.17 | 0.61155 | 94.9906 | 3064020.403 | 19494.3633 | '500.1.17' | drc | 21225 |  | botswana | 200 | 280 | 250 | 5.6 | 6.72 | 6 | 250 | 6 | CSP | wind | wind
|  |  | 5 | 1002 | 12354.5513 | 5499.75 | 0 | 32702842.3599 | 93 | 0 | 28273416.7266 | 5490.9117 | 1002 | 247 | 0 | 179211.9747 | 26258.5847 | 0 | 0 | 416746.0662 | 497665.6558 | 23913.3991 | 254.0289 | 0.30217 | 0.26124 | 0.29048 | 0 | 0.30217 | 0 | 0.31726 | 0.012892 | 2.3289 | 7.6311 | 1 | 1 | 0 | 10.4642 | 8.5997 | 93.8081 | 96.5084 | 0 | 112.872 | 0 | 118.5485 | 0.98414 | 0.99987 | 0.66778 | 0 | 0 | 0 | 1 | 0 | 0.73741 | 0 | 0 | 0.92369 | E | 15 | bw_2.15 | 1.06 | 1.06 | 1.07 | 0 | 0 |  | 0 | 0.14693 | 0.67935 | 0.58688 | 0 | 0.42996 | 0.5625 | 0 | 0 | 0 | 0 | 1 | 1 | 0.66778 | 0.99987 | 0.98414 | 0.92369 | 0.46401 | 112.872 | 32702842.3599 | E | 1002 | 45 | 62 | 5 | V | 11_1.2.2 | 0.61546 | 100.1422 | 5670205.5258 | 26058.2164 | 5 | AY | 500_1.2.6 | 0.60513 | 96.9434 | 4551009.7613 | 24045.3731 | '500_1.2.6' | djibouti | 764 |  | burundi | 200 | 260 | 230 | 5.6 | 6.24 | 5.52 | 300 | 6.4
|  |  | 6 | 11.1.13 | 1350 | 600 | 0 | 3460975.7679 | 0 | 0 | 2948279.4906 | 600 | 11.1.13 | 24 | 0 | 94239.104 | 1324.1482 | 0 | 0 | 54429.4683 | 150011.6629 | 123280.9706 | 223.092 | 0.29266 | 0.2493 | 0.26971 | 0 | 0.29266 | 0 | 0.196 | 0.11958 | 2.7104 | 11.8575 | 1 | 1 | 0 | 7.0594 | 0.46444 | 96.4683 | 100.6339 | 0 | 103.9922 | 0 | 109.4662 | 0.9902 | 0.9988 | 0.5724 | 0 | 0 | 0 | 1 | 0 | 0.98676 | 0.067601 | 0 | 0.88143 | F | 99 | bw_7.0 | 1.13 | 1.33 | 1.3 | 0 | 0 |  | 0 | 0.56556 | 0.9838 | 0.4684 | 0 | 0.66771 | 1 | 0 | 0 | 0 | 0 | 1 | 1 | 0.5724 | 0.9988 | 0.9902 | 0.88143 | 0.57246 | 103.9922 | 3460975.7679 | F | 11.1.13 | 16 | 24 | 6 | L | 11.1.6 | 0.61371 | 98.3541 | 1522308.0945 | 27580.5245 | 6 | N | 11.1.9 | 0.5274 | 96.9589 | 3278258.2065 | 27323.6313 | '11.1.9' | egypt | 455525 |  | djibouti | 300 | 260 | 250 | 6.4 | 6.24 | 6 | 350 | 6.7
|  |  | 7 | 11.1.14 | 1112.625 | 494.5 | 0 | 2819633.4171 | 0 | 0 | 2408726.9301 | 494.5 | 11.1.14 | 20 | 0 | 104571.284 | 1135.4244 | 0 | 0 | 74363.3358 | 120712.4879 | 105611.9028 | 225.5059 | 0.28929 | 0.24714 | 0.27133 | 0 | 0.28929 | 0 | 0.77872 | 1.2088 | 2.6977 | 13.4641 | 1 | 1 | 0 | 7.5888 | 0.41103 | 97.6257 | 101.5639 | 0 | 105.6256 | 0 | 110.9311 | 0.96106 | 0.98791 | 0.57558 | 0 | 0 | 0 | 1 | 0 | 0.98865 | 0.014079 | 0 | 0.86536 | G | 62 | bw_7.0 | 1.13 | 1.33 | 1.3 | 0 | 0 |  | 0 | 0.50047 | 0.98579 | 0.41686 | 0 | 0.62398 | 1 | 0 | 0 | 0 | 0 | 1 | 1 | 0.57558 | 0.98791 | 0.96106 | 0.86536 | 0.55669 | 105.6256 | 2819633.4171 | G | 11.1.14 | 20 | 28 | 7 | AM | 500.1.17 | 0.61155 | 94.9906 | 3064020.403 | 30644.5449 | 7 | K | 11.1.4 | 0.52558 | 97.126 | 1873210.6165 | 29196.8419 | '11.1.4' | ethiopia | 21363 | 91 | drc | 200 | 260 | 210 | 5.6 | 6.24 | 5.04 | 400 | 7
|  |  | 8 | 11.1.16 | 561.391 | 251.25 | 0 | 1456704.6602 | 0 | 0 | 1230717.145 | 249.5071 | 11.1.16 | 17 | 0 | 88685.1136 | 8246.4809 | 0 | 0 | 155141.6366 | 68718.3939 | 76464.2212 | 223.0517 | 0.29621 | 0.25026 | 0.27775 | 0 | 0.29621 | 0 | 1.1875 | 16.9243 | 3.3034 | 28.7922 | 0.91978 | 0.91978 | 0 | 6.7417 | 2.8335 | 95.3414 | 100.2902 | 0 | 104.9165 | 0 | 111.6211 | 0.94063 | 0.83076 | 0.42415 | 0 | 0 | 0 | 0.91978 | 0.31282 | 0.91754 | 0.11315 | 0 | 0.71208 | H | 93 | bw_7.0 | 1.13 | 1.33 | 1.3 | 0 | 0 |  | 0 | 0.60463 | 0.89514 | 0.51859 | 0 | 0.64297 | 1 | 0.31282 | 0 | 0 | 0 | 0.91978 | 0.91978 | 0.42415 | 0.83076 | 0.94063 | 0.71208 | 0.57717 | 104.9165 | 1456704.6602 | H | 11.1.16 | 13 | 25 | 8 | AY | 500_1.2.6 | 0.60513 | 96.9434 | 4551009.7613 | 35195.5546 | 8 | O | 11_1.2.1 | 0.63275 | 97.843 | 3957667.9594 | 33154.5098 | '11_1.2.1' | kenya | 20646 | 123 | egypt | 200 | 270 | 230 | 5.6 | 6.48 | 5.52 | 450 | 7.3
|  |  | 9 | 11.1.18 | 495.5625 | 220.25 | 0 | 1189350.1177 | 0 | 0 | 1013632.3752 | 220.25 | 11.1.18 | 15 | 0 | 99359.3653 | 1111.9234 | 0 | 0 | 76318.5041 | 171643.7338 | 78275.2187 | 212.086 | 0.27397 | 0.2335 | 0.25251 | 0 | 0.27397 | 0 | 3.9465 | 9.5619 | 2.7037 | 21.2134 | 1 | 1 | 0 | 7.7872 | 0.41672 | 103.0997 | 107.5023 | 0 | 111.3036 | 0 | 117.1283 | 0.80268 | 0.90438 | 0.57406 | 0 | 0 | 0 | 1 | 0 | 0.98888 | 0.047712 | 0 | 0.78787 | I | 36 | bw_5.2 | 0.97 | 1.08 | 1.1 | 0 | 0 |  | 0 | 0.47607 | 0.98558 | 0.17308 | 0 | 0.47195 | 0 | 0 | 0 | 0 | 0 | 1 | 1 | 0.57406 | 0.90438 | 0.80268 | 0.78787 | 0.39503 | 111.3036 | 1189350.1177 | I | 11.1.18 | 70 | 55 | 9 | AA | 11_1.2.7 | 0.583 | 108.5202 | 5518265.3687 | 40713.82 | 9 | AQ | 500.1.6 | 0.57945 | 98.2867 | 2520925.6809 | 35675.4355 | '500.1.6' | lesotho | 1309 |  | ethiopia | 200 | 280 | 250 | 5.6 | 6.72 | 6 | 500 | 7.5
|  |  | 10 | 11.1.19 | 518.625 | 230.5 | 0 | 1283900.7106 | 0 | 0 | 1088508.4181 | 230.5 | 11.1.19 | 13 | 0 | 81691.5031 | 1129.1055 | 0 | 0 | 50921.1956 | 164013.1589 | 104281.217 | 217.4427 | 0.2826 | 0.23959 | 0.25991 | 0 | 0.2826 | 0 | 1.4716 | 1.898 | 2.4089 | 16.0347 | 1 | 1 | 0 | 6.7612 | 0.42245 | 99.9648 | 104.7964 | 0 | 107.1484 | 0 | 113.2723 | 0.92642 | 0.98102 | 0.64778 | 0 | 0 | 0 | 1 | 0 | 0.98871 | 0.18308 | 0 | 0.83965 | J | 16 | bw_5.2 | 0.97 | 1.08 | 1.1 | 0 | 0 |  | 0 | 0.60223 | 0.98537 | 0.31269 | 0 | 0.58321 | 0 | 0 | 0 | 0 | 0 | 1 | 1 | 0.64778 | 0.98102 | 0.92642 | 0.83965 | 0.44471 | 107.1484 | 1283900.7106 | J | 11.1.19 | 52 | 37 | 10 | AK | 500.1.14 | 0.57969 | 99.4723 | 2388366.3187 | 43102.1863 | 10 | L | 11.1.6 | 0.61371 | 98.3541 | 1522308.0945 | 37197.7436 | '11.1.6' | libya | 170000 |  | kenya | 250 | 270 | 250 | 6 | 6.48 | 6 | 550 | 7.8
|  |  | 11 | 11.1.4 | 672.1875 | 298.75 | 0 | 1873210.6165 | 0 | 0 | 1614894.431 | 298.75 | 11.1.4 | 12 | 0 | 119000.0504 | 2639.2116 | 0 | 0 | 70162.6835 | 187940.3122 | 132464.2749 | 258.0402 | 0.31812 | 0.27425 | 0.30145 | 0 | 0.31812 | 0 | 0.41115 | 2.0351 | 2.6636 | 14.0862 | 1 | 1 | 0 | 7.473 | 0.85505 | 88.7979 | 91.5448 | 0 | 97.126 | 0 | 101.2084 | 0.97944 | 0.97965 | 0.5841 | 0 | 0 | 0 | 1 | 0 | 0.97361 | 0 | 0 | 0.85914 | K | 19 | bw_5.2 | 0.97 | 1.08 | 1.1 | 0 | 0 |  | 0 | 0.51472 | 0.96918 | 0.81 | 0 | 0.85156 | 0 | 0 | 0 | 0 | 0 | 1 | 1 | 0.5841 | 0.97965 | 0.97944 | 0.85914 | 0.52558 | 97.126 | 1873210.6165 | K | 11.1.4 | 28 | 7 | 11 | AQ | 500.1.6 | 0.57945 | 98.2867 | 2520925.6809 | 45623.112 | 11 | BQ | 501_1.2.3 | 0.57834 | 98.6048 | 4443191.5798 | 41640.9352 | '501_1.2.3' | malawi | 3667 | 22 | lesotho | 200 | 280 | 250 | 5.6 | 6.72 | 6 | 600 | 8
|  |  | 12 | 11.1.6 | 560.8125 | 249 | 0 | 1522308.0945 | 0 | 0 | 1303402.7272 | 249.25 | 11.1.6 | 10 | 0 | 74174.4189 | 4191.0813 | 0 | 0 | 159893.2357 | 71548.665 | 67466.3846 | 239.2264 | 0.30987 | 0.26531 | 0.28983 | 0 | 0.30987 | 0 | 0.76581 | 8.5246 | 3.17 | 22.9525 | 0.70211 | 0.70211 | 0 | 5.8635 | 1.3815 | 91.1091 | 94.562 | 0 | 98.3541 | 0 | 103.0236 | 0.96171 | 0.91475 | 0.45751 | 0 | 0 | 0 | 0.70211 | 0.28451 | 0.95809 | 0.25826 | 0 | 0.77047 | L | 45 | bw_7.0 | 1.13 | 1.33 | 1.3 | 0 | 0 |  | 0 | 0.71262 | 0.94948 | 0.70707 | 0 | 0.81867 | 1 | 0.28451 | 0 | 0 | 0 | 0.70211 | 0.70211 | 0.45751 | 0.91475 | 0.96171 | 0.77047 | 0.61371 | 98.3541 | 1522308.0945 | L | 11.1.6 | 6 | 10 | 12 | BQ | 501_1.2.3 | 0.57834 | 98.6048 | 4443191.5798 | 50066.3036 | 12 | AS | 500.1.9 | 0.57573 | 99.3715 | 1689106.4854 | 43330.0417 | '500.1.9' | mozambique | 8840 | 60 | libya | 300 | 280 | 250 | 6.4 | 6.72 | 6
|  |  | 13 | 11.1.7 | 505.6875 | 224.75 | 0 | 1322899.7088 | 0 | 0 | 1129873.7027 | 224.75 | 11.1.7 | 9 | 0 | 112420.4302 | 13033.6489 | 0 | 0 | 61322.9141 | 180792.6189 | 140048.4315 | 228.4507 | 0.29863 | 0.25506 | 0.27309 | 0 | 0.29863 | 0 | 0.31972 | 1.8934 | 2.7221 | 9.5212 | 1 | 1 | 0 | 7.6805 | 4.4797 | 94.5575 | 98.3883 | 0 | 106.7176 | 0 | 112.6284 | 0.98401 | 0.98107 | 0.56946 | 0 | 0 | 0 | 1 | 0 | 0.86966 | 0 | 0 | 0.90479 | M | 27 | bw_5.2 | 0.97 | 1.08 | 1.1 | 0 | 0 |  | 0 | 0.4892 | 0.83354 | 0.5535 | 0 | 0.59474 | 0 | 0 | 0 | 0 | 0 | 1 | 1 | 0.56946 | 0.98107 | 0.98401 | 0.90479 | 0.45039 | 106.7176 | 1322899.7088 | M | 11.1.7 | 51 | 34 | 13 | H | 11.1.16 | 0.57717 | 104.9165 | 1456704.6602 | 51523.0082 | 13 | BV | 501_1.2.8 | 0.55386 | 99.3858 | 5283828.7244 | 48613.8704 | '501_1.2.8' | namibia | 5420 | 30 | malawi | 200 | 260 | 240 | 5.6 | 6.24 | 5.76
|  |  | 14 | 11.1.9 | 1178.4375 | 523.75 | 0 | 3278258.2065 | 0 | 0 | 2821333.1211 | 523.75 | 11.1.9 | 21 | 0 | 97417.512 | 4071.5877 | 0 | 0 | 59686.3035 | 175610.5005 | 112420.3904 | 259.775 | 0.31756 | 0.2733 | 0.30267 | 0 | 0.31756 | 0 | 1.041 | 3.2554 | 2.3809 | 15.8382 | 1 | 1 | 0 | 6.634 | 1.2779 | 89.047 | 91.995 | 0 | 96.9589 | 0 | 101.1848 | 0.94795 | 0.96745 | 0.65477 | 0 | 0 | 0 | 1 | 0 | 0.95928 | 0.04866 | 0 | 0.84162 | N | 2 | bw_5.2 | 0.97 | 1.08 | 1.1 | 0 | 0 |  | 0 | 0.61787 | 0.95335 | 0.79891 | 0 | 0.85603 | 0 | 0 | 0 | 0 | 0 | 1 | 1 | 0.65477 | 0.96745 | 0.94795 | 0.84162 | 0.5274 | 96.9589 | 3278258.2065 | N | 11.1.9 | 25 | 6 | 14 | AS | 500.1.9 | 0.57573 | 99.3715 | 1689106.4854 | 53212.1147 | 14 | AZ | 500_1.2.7 | 0.57479 | 99.3866 | 6645146.9191 | 55259.0173 | '500_1.2.7' | rwanda | 788 |  | mozambique | 200 | 260 | 230 | 5.6 | 6.24 | 5.52
|  |  | 15 | 11_1.2.1 | 1438.875 | 639.75 | 0 | 3957667.9594 | 0 | 0 | 3396671.5892 | 639.5 | 11_1.2.1 | 29 | 0 | 73827.9863 | 6551.0575 | 0 | 0 | 140274.8009 | 64951.893 | 57740.9981 | 245.6461 | 0.31399 | 0.26948 | 0.29244 | 0 | 0.31399 | 0 | 0.6325 | 1.3981 | 3.0294 | 13.0159 | 0.64621 | 0.64621 | 0 | 5.771 | 2.1423 | 89.9297 | 93.1198 | 0 | 97.843 | 0 | 102.3406 | 0.96837 | 0.98602 | 0.49265 | 0 | 0 | 0 | 0.64621 | 0.35048 | 0.93449 | 0.26172 | 0 | 0.86984 | O | 13 | bw_7.0 | 1.13 | 1.33 | 1.3 | 0 | 0 |  | 0 | 0.72399 | 0.921 | 0.7596 | 0 | 0.83236 | 1 | 0.35048 | 0 | 0 | 0 | 0.64621 | 0.64621 | 0.49265 | 0.98602 | 0.96837 | 0.86984 | 0.63275 | 97.843 | 3957667.9594 | O | 11_1.2.1 | 2 | 8 | 15 | AZ | 500_1.2.7 | 0.57479 | 99.3866 | 6645146.9191 | 59857.2616 | 15 | AK | 500.1.14 | 0.57969 | 99.4723 | 2388366.3187 | 57647.3836 | '500.1.14' | southAfrica | 453069 | 182 | namibia | 200 | 280 | 250 | 5.6 | 6.72 | 6
|  |  | 16 | 11_1.2.10 | 1711.6875 | 760.75 | 0 | 4172695.3455 | 0 | 0 | 3539485.3854 | 760.75 | 11_1.2.10 | 38 | 0 | 91171.828 | 6671.9648 | 0 | 0 | 52751.7488 | 157344.7466 | 119355.2545 | 209.8089 | 0.27828 | 0.23605 | 0.25588 | 0 | 0.27828 | 0 | 0.23816 | 0.12356 | 2.7811 | 10.2448 | 1 | 1 | 0 | 7.2908 | 2.4789 | 101.4826 | 106.3235 | 0 | 111.2523 | 0 | 117.8442 | 0.98809 | 0.99876 | 0.55472 | 0 | 0 | 0 | 1 | 0 | 0.93328 | 0.11189 | 0 | 0.89755 | P | 104 | bw_7.0 | 1.13 | 1.33 | 1.3 | 0 | 0 |  | 0 | 0.53712 | 0.90841 | 0.24509 | 0 | 0.47332 | 1 | 0 | 0 | 0 | 0 | 1 | 1 | 0.55472 | 0.99876 | 0.98809 | 0.89755 | 0.51395 | 111.2523 | 4172695.3455 | P | 11_1.2.10 | 31 | 54 | 16 | F | 11.1.13 | 0.57246 | 103.9922 | 3460975.7679 | 63318.2374 | 16 | AH | 500.1.1 | 0.56825 | 99.4837 | 4091070.1873 | 61738.4538 | '500.1.1' | sudan | 58754 |  | rwanda | 200 | 260 | 230 | 5.6 | 6.24 | 5.52
|  |  | 17 | 11_1.2.11 | 2135.8125 | 949.25 | 0 | 5305764.4106 | 0 | 0 | 4494115.1439 | 949.25 | 11_1.2.11 | 38 | 0 | 109498.7807 | 3988.751 | 0 | 0 | 52142.1181 | 158763.2597 | 140116.3291 | 209.9991 | 0.28358 | 0.2402 | 0.25731 | 0 | 0.28358 | 0 | 0.23436 | 1.5294 | 2.4806 | 12.3995 | 1 | 1 | 0 | 7.9578 | 1.4464 | 99.5613 | 104.4552 | 0 | 108.9654 | 0 | 115.5564 | 0.98828 | 0.98471 | 0.62984 | 0 | 0 | 0 | 1 | 0 | 0.96011 | 0.0099685 | 0 | 0.876 | Q | 69 | bw_5.2 | 0.97 | 1.08 | 1.1 | 0 | 0 |  | 0 | 0.45511 | 0.94705 | 0.33066 | 0 | 0.53456 | 0 | 0 | 0 | 0 | 0 | 1 | 1 | 0.62984 | 0.98471 | 0.98828 | 0.876 | 0.43431 | 108.9654 | 5305764.4106 | Q | 11_1.2.11 | 57 | 45 | 17 | AH | 500.1.1 | 0.56825 | 99.4837 | 4091070.1873 | 67409.3076 | 17 | V | 11_1.2.2 | 0.61546 | 100.1422 | 5670205.5258 | 67408.6594 | '11_1.2.2' | southSudan | 6132 |  | southAfrica | 300 | 280 | 250 | 6.4 | 6.72 | 6
|  |  | 18 | 11_1.2.12 | 3430.125 | 1524.5 | 0 | 8303177.5214 | 0 | 0 | 7038202.041 | 1524.5 | 11_1.2.12 | 72 | 0 | 112348.3828 | 5803.1335 | 0 | 0 | 85326.1039 | 114456.69 | 96668.5543 | 207.7333 | 0.27633 | 0.23423 | 0.25197 | 0 | 0.27633 | 0 | 0.2743 | 0.70745 | 2.5822 | 11.1199 | 0.9672 | 0.9672 | 0 | 8.2962 | 2.146 | 102.1976 | 107.1454 | 0 | 112.6398 | 0 | 119.4668 | 0.98628 | 0.99293 | 0.60445 | 0 | 0 | 0 | 0.9672 | 0.025108 | 0.94197 | 0.0087142 | 0 | 0.8888 | R | 64 | bw_7.0 | 1.13 | 1.33 | 1.3 | 0 | 0 |  | 0 | 0.4135 | 0.92087 | 0.21325 | 0 | 0.43617 | 1 | 0.025108 | 0 | 0 | 0 | 0.9672 | 0.9672 | 0.60445 | 0.99293 | 0.98628 | 0.8888 | 0.50496 | 112.6398 | 8303177.5214 | R | 11_1.2.12 | 34 | 59 | 18 | W | 11_1.2.3 | 0.56477 | 107.7169 | 5756078.9151 | 73165.3865 | 18 | BO | 501_1.2.1 | 0.50767 | 100.1671 | 6316003.2666 | 73724.6626 | '501_1.2.1' | swaziland | 1952 | 13 | southSudan | 200 | 250 | 260 | 5.6 | 6 | 6.24
|  |  | 19 | 11_1.2.13 | 2332.125 | 1037 | 0 | 5680624.8411 | 0 | 0 | 4828419.6279 | 1036.5 | 11_1.2.13 | 47 | 0 | 66431.4373 | 15019.1257 | 0 | 0 | 101814.3958 | 102081.9209 | 91226.1507 | 213.4336 | 0.27806 | 0.23635 | 0.25967 | 0 | 0.27806 | 0 | 0.56091 | 0.72447 | 2.6315 | 6.6291 | 0.95176 | 0.95176 | 0 | 6.2032 | 5.4903 | 101.6347 | 106.2721 | 0 | 113.3283 | 0 | 120.0326 | 0.97195 | 0.99276 | 0.59213 | 0 | 0 | 0 | 0.95176 | 0.026345 | 0.84981 | 0.33569 | 0 | 0.93371 | S | 35 | bw_7.0 | 1.13 | 1.33 | 1.3 | 0 | 0 |  | 0 | 0.67084 | 0.79571 | 0.23832 | 0 | 0.41774 | 1 | 0.026345 | 0 | 0 | 0 | 0.95176 | 0.95176 | 0.59213 | 0.99276 | 0.97195 | 0.93371 | 0.49898 | 113.3283 | 5680624.8411 | S | 11_1.2.13 | 38 | 64 | 19 | T | 11_1.2.14 | 0.56001 | 102.3741 | 6077908.0866 | 79243.2946 | 19 | BL | 501.1.7 | 0.53318 | 101.2428 | 1309964.0667 | 75034.6267 | '501.1.7' | tanzania | 10923 |  | sudan | 250 | 280 | 250 | 6 | 6.72 | 6
|  |  | 20 | 11_1.2.14 | 2293.2173 | 1020.5 | 0 | 6077908.0866 | 0 | 0 | 5180511.2453 | 1019.2077 | 11_1.2.14 | 47 | 0 | 89540.4553 | 7096.0995 | 0 | 0 | 173254.9493 | 82700.5755 | 54527.2321 | 229.6749 | 0.30256 | 0.25788 | 0.2832 | 0 | 0.30256 | 0 | 0.80694 | 11.1638 | 3.0905 | 21.7714 | 0.65198 | 0.65198 | 0 | 6.6357 | 2.4084 | 93.33 | 97.3095 | 0 | 102.3741 | 0 | 107.9252 | 0.95965 | 0.88836 | 0.47736 | 0 | 0 | 0 | 0.65198 | 0.17415 | 0.92904 | 0.11061 | 0 | 0.78229 | T | 70 | bw_7.0 | 1.13 | 1.33 | 1.3 | 0 | 0 |  | 0 | 0.61766 | 0.91105 | 0.60817 | 0 | 0.71104 | 1 | 0.17415 | 0 | 0 | 0 | 0.65198 | 0.65198 | 0.47736 | 0.88836 | 0.95965 | 0.78229 | 0.56001 | 102.3741 | 6077908.0866 | T | 11_1.2.14 | 19 | 22 | 20 | G | 11.1.14 | 0.55669 | 105.6256 | 2819633.4171 | 82062.928 | 20 | X | 11_1.2.4 | 0.55631 | 102.1177 | 4388848.1964 | 79423.4749 | '11_1.2.4' | uganda | 9313 | 9 | swaziland | 250 | 260 | 210 | 6 |  | 5.04
|  |  | 21 | 11_1.2.15 | 1159.875 | 515.25 | 0 | 2876641.3855 | 0 | 0 | 2441217.8038 | 515.5 | 11_1.2.15 | 21 | 0 | 112026.6716 | 19928.5718 | 0 | 0 | 58260.7486 | 175945.5956 | 149946.3045 | 211.9605 | 0.28312 | 0.24027 | 0.25653 | 0 | 0.28312 | 0 | 0.25705 | 0.8567 | 2.6686 | 4.697 | 1 | 1 | 0 | 8.0827 | 7.2029 | 99.721 | 104.4233 | 0 | 115.0066 | 0 | 122.4337 | 0.98715 | 0.99143 | 0.58285 | 0 | 0 | 0 | 1 | 0 | 0.80071 | 0.0052566 | 0 | 0.95303 | U | 39 | bw_5.2 | 0.97 | 1.08 | 1.1 | 0 | 0 |  | 0 | 0.43975 | 0.73163 | 0.32354 | 0 | 0.3728 | 0 | 0 | 0 | 0 | 0 | 1 | 1 | 0.58285 | 0.99143 | 0.98715 | 0.95303 | 0.38756 | 115.0066 | 2876641.3855 | U | 11_1.2.15 | 72 | 70 | 21 | X | 11_1.2.4 | 0.55631 | 102.1177 | 4388848.1964 | 86451.7762 | 21 | BN | 501.1.9 | 0.52613 | 102.2636 | 2156361.2489 | 81579.8361 | '501.1.9' | zambia | 18003 |  | tanzania | 250 | 280 | 250 | 6 | 6.72 | 6
|  |  | 22 | 11_1.2.2 | 2095.875 | 931.25 | 0 | 5670205.5258 | 0 | 0 | 4862210.9665 | 931.5 | 11_1.2.2 | 39 | 0 | 62464.7534 | 9926.1831 | 0 | 0 | 128667.1363 | 80877.9013 | 72288.5655 | 242.1962 | 0.30884 | 0.26483 | 0.29014 | 0 | 0.30884 | 0 | 0.64406 | 1.3582 | 2.7992 | 9.8555 | 0.85239 | 0.85239 | 0 | 5.4077 | 3.2796 | 91.4549 | 94.7872 | 0 | 100.1422 | 0 | 104.918 | 0.9678 | 0.98642 | 0.55021 | 0 | 0 | 0 | 0.85239 | 0.19122 | 0.90074 | 0.37535 | 0 | 0.90144 | V | 16 | bw_7.0 | 1.13 | 1.33 | 1.3 | 0 | 0 |  | 0 | 0.76866 | 0.87844 | 0.69167 | 0 | 0.7708 | 1 | 0.19122 | 0 | 0 | 0 | 0.85239 | 0.85239 | 0.55021 | 0.98642 | 0.9678 | 0.90144 | 0.61546 | 100.1422 | 5670205.5258 | V | 11_1.2.2 | 5 | 17 | 22 | BV | 501_1.2.8 | 0.55386 | 99.3858 | 5283828.7244 | 91735.6049 | 22 | T | 11_1.2.14 | 0.56001 | 102.3741 | 6077908.0866 | 87657.7442 | '11_1.2.14' | zimbabwe | 25153 | 44 | uganda | 200 | 260 | 250 | 5.6 | 6.24 | 6
|  |  | 23 | 11_1.2.3 | 2301.75 | 1023 | 0 | 5756078.9151 | 0 | 0 | 4893155.6956 | 1023 | 11_1.2.3 | 50 | 0 | 85463.6161 | 5196.4825 | 0 | 0 | 119746.9484 | 67194.6116 | 54283.7453 | 216.2885 | 0.28547 | 0.24268 | 0.26091 | 0 | 0.28547 | 0 | 0.3766 | 1.3543 | 2.8942 | 13.0342 | 0.76979 | 0.76979 | 0 | 6.8676 | 1.8557 | 98.9937 | 103.5052 | 0 | 107.7169 | 0 | 113.7687 | 0.98117 | 0.98646 | 0.52645 | 0 | 0 | 0 | 0.76979 | 0.32805 | 0.94804 | 0.15466 | 0 | 0.86966 | W | 18 | bw_7.0 | 1.13 | 1.33 | 1.3 | 0 | 0 |  | 0 | 0.58915 | 0.93173 | 0.35594 | 0 | 0.56798 | 1 | 0.32805 | 0 | 0 | 0 | 0.76979 | 0.76979 | 0.52645 | 0.98646 | 0.98117 | 0.86966 | 0.56477 | 107.7169 | 5756078.9151 | W | 11_1.2.3 | 18 | 38 | 23 | BL | 501.1.7 | 0.53318 | 101.2428 | 1309964.0667 | 93045.569 | 23 | BS | 501_1.2.5 | 0.49037 | 103.9319 | 5870887.5797 | 93528.6318 | '501_1.2.5' |  |  |  | zambia | 200 | 260 | 250 | 5.6 | 6.24 | 6
|  |  | 24 | 11_1.2.4 | 1701.5625 | 756.25 | 0 | 4388848.1964 | 0 | 0 | 3731190.853 | 756.25 | 11_1.2.4 | 32 | 0 | 49963.3407 | 3046.5808 | 0 | 0 | 156152.6699 | 89545.1482 | 70047.9033 | 222.2541 | 0.29444 | 0.25032 | 0.2729 | 0 | 0.29444 | 0 | 0.67099 | 3.2076 | 3.1227 | 17.1167 | 0.63372 | 0.63372 | 0 | 5.1392 | 1.0511 | 95.9274 | 100.2828 | 0 | 102.1177 | 0 | 107.5624 | 0.96645 | 0.96792 | 0.46931 | 0 | 0 | 0 | 0.63372 | 0.10625 | 0.96953 | 0.50037 | 0 | 0.82883 | X | 48 | bw_7.0 | 1.13 | 1.33 | 1.3 | 0 | 0 |  | 0 | 0.80167 | 0.96184 | 0.49249 | 0 | 0.7179 | 1 | 0.10625 | 0 | 0 | 0 | 0.63372 | 0.63372 | 0.46931 | 0.96792 | 0.96645 | 0.82883 | 0.55631 | 102.1177 | 4388848.1964 | X | 11_1.2.4 | 21 | 20 | 24 | AP | 500.1.3 | 0.53129 | 105.4081 | 2907831.2388 | 95953.4002 | 24 | F | 11.1.13 | 0.57246 | 103.9922 | 3460975.7679 | 96989.6076 | '11.1.13' |  |  |  | zimbabwe | 200 | 280 | 250 | 5.6 | 6.72 | 6
|  |  | 25 | 11_1.2.5 | 1800 | 800 | 0 | 4559333.4757 | 0 | 0 | 3901782.5978 | 800 | 11_1.2.5 | 35 | 0 | 109537.955 | 3102.2234 | 0 | 0 | 75523.9192 | 175313.3156 | 98765.4065 | 227.8794 | 0.28915 | 0.24745 | 0.27072 | 0 | 0.28915 | 0 | 2.4359 | 4.1537 | 2.6195 | 16.7967 | 1 | 1 | 0 | 7.8467 | 1.1086 | 97.9407 | 101.7519 | 0 | 106.896 | 0 | 112.222 | 0.8782 | 0.95846 | 0.59513 | 0 | 0 | 0 | 1 | 0 | 0.96898 | 0.017041 | 0 | 0.83203 | Y | 18 | bw_5.2 | 0.97 | 1.08 | 1.1 | 0 | 0 |  | 0 | 0.46876 | 0.95969 | 0.40283 | 0 | 0.58996 | 0 | 0 | 0 | 0 | 0 | 1 | 1 | 0.59513 | 0.95846 | 0.8782 | 0.83203 | 0.44018 | 106.896 | 4559333.4757 | Y | 11_1.2.5 | 55 | 35 | 25 | N | 11.1.9 | 0.5274 | 96.9589 | 3278258.2065 | 99231.6585 | 25 | H | 11.1.16 | 0.57717 | 104.9165 | 1456704.6602 | 98446.3122 | '11.1.16'
|  |  | 26 | 11_1.2.6 | 2159.4284 | 960 | 0 | 5331925.8435 | 0 | 0 | 4512369.7247 | 959.746 | 11_1.2.6 | 51 | 0 | 61217.4739 | 7931.518 | 0 | 0 | 167723.3463 | 105025.1504 | 53864.7931 | 209.8943 | 0.28187 | 0.23854 | 0.2608 | 0 | 0.28187 | 0 | 0.6033 | 4.6261 | 3.0113 | 15.8228 | 0.80021 | 0.80021 | 0 | 5.8611 | 2.8788 | 100.2045 | 105.2296 | 0 | 108.9444 | 0 | 115.5583 | 0.96984 | 0.95374 | 0.49718 | 0 | 0 | 0 | 0.80021 | 0.0055897 | 0.92068 | 0.39267 | 0 | 0.84177 | Z | 66 | bw_7.0 | 1.13 | 1.33 | 1.3 | 0 | 0 |  | 0 | 0.71291 | 0.89344 | 0.30201 | 0 | 0.53512 | 1 | 0.0055897 | 0 | 0 | 0 | 0.80021 | 0.80021 | 0.49718 | 0.95374 | 0.96984 | 0.84177 | 0.50452 | 108.9444 | 5331925.8435 | Z | 11_1.2.6 | 35 | 44 | 26 | AR | 500.1.7 | 0.52718 | 105.8449 | 3239137.5615 | 102470.796 | 26 | AD | 2 | 0.45687 | 105.2269 | 1337981.9267 | 99784.2942 | '2' |  |  |  | Notes: | wind is including Ag land
|  |  | 27 | 11_1.2.7 | 2216.3354 | 988.5 | 0 | 5518265.3687 | 0 | 0 | 4658581.4973 | 985.038 | 11_1.2.7 | 58 | 0 | 72535.9119 | 7814.7649 | 0 | 0 | 143290.1259 | 55952.9767 | 62337.893 | 210.1285 | 0.28423 | 0.23995 | 0.26024 | 0 | 0.28423 | 0 | 0.9663 | 9.2898 | 2.9942 | 21.5207 | 0.95735 | 0.95735 | 0 | 6.3217 | 2.833 | 99.3655 | 104.6075 | 0 | 108.5202 | 0 | 115.4599 | 0.95169 | 0.9071 | 0.50144 | 0 | 0 | 0 | 0.95735 | 0.44047 | 0.92185 | 0.27464 | 0 | 0.78479 | AA | 72 | bw_7.0 | 1.13 | 1.33 | 1.3 | 0 | 0 |  | 0 | 0.65627 | 0.89516 | 0.33938 | 0 | 0.54648 | 1 | 0.44047 | 0 | 0 | 0 | 0.95735 | 0.95735 | 0.50144 | 0.9071 | 0.95169 | 0.78479 | 0.583 | 108.5202 | 5518265.3687 | AA | 11_1.2.7 | 9 | 40 | 27 | BN | 501.1.9 | 0.52613 | 102.2636 | 2156361.2489 | 104627.1573 | 27 | AP | 500.1.3 | 0.53129 | 105.4081 | 2907831.2388 | 102692.1254 | '500.1.3'
|  |  | 28 | 11_1.2.8 | 2787.1875 | 1239 | 0 | 6792747.1824 | 0 | 0 | 5722878.938 | 1238.75 | 11_1.2.8 | 64 | 0 | 86550.1966 | 4856.0884 | 0 | 0 | 36807.1032 | 136418.1747 | 122134.3055 | 203.8994 | 0.27821 | 0.23439 | 0.25043 | 0 | 0.27821 | 0 | 0.45507 | 1.949 | 2.6497 | 13.2649 | 1 | 1 | 0 | 7.0807 | 1.7906 | 101.4856 | 107.0488 | 0 | 110.357 | 0 | 117.5748 | 0.97725 | 0.98051 | 0.58757 | 0 | 0 | 0.027499 | 1 | 0 | 0.95144 | 0.14867 | 0 | 0.86735 | AB | 72 | bw_5.2 | 0.97 | 1.08 | 1.1 | 0 | 0 |  | 0 | 0.56294 | 0.93417 | 0.24496 | 0 | 0.4973 | 0 | 0 | 0 | 0 | 0.027499 | 1 | 1 | 0.58757 | 0.98051 | 0.97725 | 0.86735 | 0.41982 | 110.357 | 6792747.1824 | AB | 11_1.2.8 | 62 | 50 | 28 | K | 11.1.4 | 0.52558 | 97.126 | 1873210.6165 | 106500.3679 | 28 | G | 11.1.14 | 0.55669 | 105.6256 | 2819633.4171 | 105511.7588 | '11.1.14' |  |  |  | ACEC LCOE ranges |  |  |  |  | Weights for criteria and data labels - used for chart |  | Drop down list menus
|  |  | 29 | 11_1.2.9 | 2120.0625 | 942.25 | 0 | 5444120.119 | 0 | 0 | 4642566.3705 | 942.25 | 11_1.2.9 | 38 | 0 | 122542.805 | 4935.5003 | 0 | 0 | 69160.4758 | 154182.3318 | 130334.0825 | 223.6322 | 0.29314 | 0.24998 | 0.26917 | 0 | 0.29314 | 0 | 0.24121 | 0.71584 | 2.5834 | 11.6108 | 1 | 1 | 0 | 8.2526 | 1.732 | 96.3361 | 100.3951 | 0 | 106.3207 | 0 | 112.105 | 0.98794 | 0.99284 | 0.60414 | 0 | 0 | 0 | 1 | 0 | 0.95064 | 0 | 0 | 0.88389 | AC | 99 | bw_5.2 | 0.97 | 1.08 | 1.1 | 0 | 0 |  | 0 | 0.41886 | 0.93636 | 0.47429 | 0 | 0.60537 | 0 | 0 | 0 | 0 | 0 | 1 | 1 | 0.60414 | 0.99284 | 0.98794 | 0.88389 | 0.45505 | 106.3207 | 5444120.119 | AC | 11_1.2.9 | 49 | 32 | 29 | AI | 500.1.12 | 0.5213 | 106.1469 | 1753811.1413 | 108254.179 | 29 | AR | 500.1.7 | 0.52718 | 105.8449 | 3239137.5615 | 108750.8964 | '500.1.7' |  |  |  | Maximum | wind | CSP | PV |  | Data label |  | transmission line
|  |  | 30 | 2 | 537.1875 | 238.75 | 0 | 1337981.9267 | 0 | 0 | 1143041.4821 | 238.75 | 2 | 15 | 0 | 35656.5745 | 2825.1463 | 0 | 0 | 60724.1453 | 84893.3613 | 69034.1548 | 226.0011 | 0.28433 | 0.2429 | 0.26307 | 0 | 0.28433 | 0 | 4.1504 | 1.2785 | 2.9047 | 14.244 | 0.85759 | 0.85759 | 0 | 4.7092 | 1.0389 | 99.4788 | 103.5136 | 0 | 105.2269 | 0 | 110.2492 | 0.79248 | 0.98721 | 0.52382 | 0 | 0 | 0 | 0.85759 | 0.15107 | 0.97175 | 0.64343 | 0 | 0.85756 | AD | 107 | bw_5.2 | 0.97 | 1.08 | 1.1 | 0 | 0 |  | 0 | 0.85454 | 0.9623 | 0.33433 | 0 | 0.63466 | 0 | 0.15107 | 0 | 0 | 0 | 0.85759 | 0.85759 | 0.52382 | 0.98721 | 0.79248 | 0.85756 | 0.45687 | 105.2269 | 1337981.9267 | AD | 2 | 47 | 26 | 30 | AV | 500_1.2.3 | 0.51702 | 108.1464 | 6137221.8554 | 114391.4009 | 30 | BU | 501_1.2.7 | 0.51096 | 106.1464 | 5212852.7309 | 113963.7491 | '501_1.2.7' |  |  |  | Total LCOE (using transmission line) | 157 | 283 | 174 |  | Total LCOE | 30% | substation
|  |  | 31 | 3 | 352.6875 | 156.75 | 0 | 825402.8948 | 0 | 0 | 700244.1144 | 156.75 | 3 | 15 | 0 | 42482.9469 | 4429.0901 | 0 | 0 | 48073.4299 | 97699.9961 | 92330.5965 | 206.0524 | 0.26716 | 0.22665 | 0.24505 | 0 | 0.26716 | 0 | 2.7814 | 1.6011 | 2.8415 | 12.98 | 0.72249 | 0.72249 | 0 | 5.3213 | 1.7001 | 105.6743 | 110.6905 | 0 | 112.6957 | 0 | 118.9684 | 0.86093 | 0.98399 | 0.53962 | 0 | 0 | 0 | 0.72249 | 0.22587 | 0.95571 | 0.57517 | 0 | 0.8702 | AE | 82 | bw_5.2 | 0.97 | 1.08 | 1.1 | 0 | 0 |  | 0 | 0.77928 | 0.93756 | 0.058414 | 0 | 0.43468 | 0 | 0.22587 | 0 | 0 | 0 | 0.72249 | 0.72249 | 0.53962 | 0.98399 | 0.86093 | 0.8702 | 0.39927 | 112.6957 | 825402.8948 | AE | 3 | 69 | 60 | 31 | P | 11_1.2.10 | 0.51395 | 111.2523 | 4172695.3455 | 118564.0962 | 31 | AI | 500.1.12 | 0.5213 | 106.1469 | 1753811.1413 | 115717.5602 | '500.1.12' |  |  |  | Total LCOE (using substation) | 145 | 244 | 171 |  | Generation LCOE | #N/A
|  |  | 32 | 4 | 633.9375 | 281.75 | 0 | 1566339.5626 | 0 | 0 | 1336333.5221 | 281.75 | 4 | 18 | 0 | 49380.0702 | 3859.8388 | 0 | 0 | 63804.3162 | 101450.1055 | 79560.1621 | 222.2033 | 0.28206 | 0.24064 | 0.26044 | 0 | 0.28206 | 0 | 3.5426 | 1.4339 | 2.9201 | 14.0257 | 0.87933 | 0.87933 | 0 | 5.3819 | 1.4374 | 100.2863 | 104.502 | 0 | 107.1055 | 0 | 112.5116 | 0.82287 | 0.98566 | 0.51996 | 0 | 0 | 0 | 0.87933 | 0.12801 | 0.9614 | 0.54523 | 0 | 0.85974 | AF | 87 | bw_5.2 | 0.97 | 1.08 | 1.1 | 0 | 0 |  | 0 | 0.77183 | 0.94739 | 0.29837 | 0 | 0.58436 | 0 | 0.12801 | 0 | 0 | 0 | 0.87933 | 0.87933 | 0.51996 | 0.98566 | 0.82287 | 0.85974 | 0.44185 | 107.1055 | 1566339.5626 | AF | 4 | 53 | 36 | 32 | BU | 501_1.2.7 | 0.51096 | 106.1464 | 5212852.7309 | 123776.949 | 32 | AC | 11_1.2.9 | 0.45505 | 106.3207 | 5444120.119 | 121161.6804 | '11_1.2.9' |  |  |  | Generation LCOE | 127 | 235 | 155 |  | Transmission LCOE | #N/A | Scoring scale
|  |  | 33 | 5 | 191.8125 | 85.25 | 0 | 448496.385 | 0 | 0 | 380968.2546 | 85.25 | 5 | 8 | 0 | 32202.4606 | 3209.5758 | 0 | 0 | 54767.2972 | 58469.8268 | 89828.4003 | 205.4679 | 0.26692 | 0.22673 | 0.24491 | 0 | 0.26692 | 0 | 0.86181 | 2.6217 | 3.0352 | 14.4252 | 0.6393 | 0.6393 | 0 | 4.8476 | 1.2274 | 105.77 | 110.6525 | 0 | 111.845 | 0 | 117.8039 | 0.95691 | 0.97378 | 0.4912 | 0 | 0 | 0 | 0.6393 | 0.4153 | 0.9679 | 0.67798 | 0 | 0.85575 | AG | 121 | bw_5.2 | 0.97 | 1.08 | 1.1 | 0 | 0 |  | 0 | 0.83752 | 0.95525 | 0.054153 | 0 | 0.45745 | 0 | 0.4153 | 0 | 0 | 0 | 0.6393 | 0.6393 | 0.4912 | 0.97378 | 0.95691 | 0.85575 | 0.42734 | 111.845 | 448496.385 | AG | 5 | 59 | 57 | 33 | BO | 501_1.2.1 | 0.50767 | 100.1671 | 6316003.2666 | 130092.9522 | 33 | BM | 501.1.8 | 0.43455 | 106.6441 | 1508626.3207 | 122670.3067 | '501.1.8' |  |  |  | Transmission LCOE (using transmission line) | 28 | 17 | 39 |  | Road LCOE | #N/A | country-specific
|  |  | 34 | 500.1.1 | 1501.8095 | 670.5 | 0 | 4091070.1873 | 29 | 0 | 3555801.4499 | 667.4709 | 500.1.1 | 31 | 0 | 102275.5707 | 5241.9682 | 0 | 0 | 358282.9976 | 437177.5643 | 4253.1232 | 268.9836 | 0.31097 | 0.27028 | 0.30186 | 0 | 0.31097 | 0 | 0.43938 | 0.27323 | 2.6812 | 17.0636 | 1 | 1 | 0 | 6.9716 | 1.7019 | 90.8102 | 92.8516 | 0 | 99.4837 | 0 | 102.8296 | 0.97803 | 0.99727 | 0.5797 | 0 | 0 | 0 | 1 | 0 | 0.94758 | 0.055608 | 0 | 0.82936 | AH | 25 | bw_2.12 | 1.07 | 1.01 | 1 | 0 | 0 |  | 0 | 0.57637 | 0.93749 | 0.72038 | 0 | 0.78843 | 0.625 | 0 | 0 | 0 | 0 | 1 | 1 | 0.5797 | 0.99727 | 0.97803 | 0.82936 | 0.56825 | 99.4837 | 4091070.1873 | AH | 500.1.1 | 17 | 16 | 34 | R | 11_1.2.12 | 0.50496 | 112.6398 | 8303177.5214 | 138396.1297 | 34 | M | 11.1.7 | 0.45039 | 106.7176 | 1322899.7088 | 123993.2064 | '11.1.7' |  |  |  | Transmission LCOE (using substation) | 16 | 12 | 26 |  | Capacity value ratio using Top 10% peak hours | 10% | ACEC-specific
|  |  | 35 | 500.1.12 | 675 | 300 | 0 | 1753811.1413 | 4 | 0 | 1514996.1726 | 300 | 500.1.12 | 12 | 0 | 83073.2469 | 12851.2443 | 0 | 0 | 224554.7137 | 306988.6679 | 11938.9999 | 246.6827 | 0.2966 | 0.25621 | 0.28064 | 0 | 0.2966 | 0 | 0.12397 | 0 | 2.9992 | 10.32 | 1 | 1 | 0 | 6.5047 | 4.4489 | 95.1932 | 97.9307 | 0 | 106.1469 | 0 | 110.6149 | 0.9938 | 1 | 0.50021 | 0 | 0 | 0 | 1 | 0 | 0.87149 | 0.16927 | 0 | 0.8968 | AI | 27 | bw_2.11 | 1.08 | 1.05 | 0.99 | 0 | 0 |  | 0 | 0.63377 | 0.83469 | 0.52519 | 0 | 0.61002 | 0.6875 | 0 | 0 | 0 | 0 | 1 | 1 | 0.50021 | 1 | 0.9938 | 0.8968 | 0.5213 | 106.1469 | 1753811.1413 | AI | 500.1.12 | 29 | 31 | 35 | Z | 11_1.2.6 | 0.50452 | 108.9444 | 5331925.8435 | 143728.0556 | 35 | Y | 11_1.2.5 | 0.44018 | 106.896 | 4559333.4757 | 128552.5399 | '11_1.2.5' |  |  |  | Road LCOE | 37 | 28 | 24 |  | Distance to Load Centers | 15%
|  |  | 36 | 500.1.13 | 468.5625 | 208.25 | 0 | 1225938.3008 | 0 | 0 | 1057690.3765 | 208.25 | 500.1.13 | 10 | 0 | 106192.4074 | 60129.5746 | 0 | 0 | 321081.6215 | 404020.6928 | 92572.0544 | 246.2232 | 0.29867 | 0.25768 | 0.28339 | 0 | 0.29867 | 0 | 0.17118 | 0 | 2.964 | 1 | 1 | 1 | 0 | 7.418 | 20.5998 | 94.526 | 97.3623 | 0 | 122.5438 | 0 | 129.8367 | 0.99144 | 1 | 0.509 | 0 | 0 | 0 | 1 | 0 | 0.3987 | 0.0040937 | 0 | 0.99 | AJ | 23 | bw_2.8 | 1.07 | 1.03 | 0.99 | 0 | 0 |  | 0 | 0.52148 | 0.23028 | 0.5549 | 0 | 0.17099 | 0.625 | 0 | 0 | 0 | 0 | 1 | 1 | 0.509 | 1 | 0.99144 | 0.99 | 0.38832 | 122.5438 | 1225938.3008 | AJ | 500.1.13 | 71 | 75 | 36 | BB | 500_2.2.1 | 0.50163 | 108.9142 | 5748391.7436 | 149476.4473 | 36 | AF | 4 | 0.44185 | 107.1055 | 1566339.5626 | 130118.8794 | '4' |  |  |  | Minimum |  |  |  |  | Distance to Wind Plant | 10% | Scoring weights for LCOE
|  |  | 37 | 500.1.14 | 843.75 | 375 | 0 | 2388366.3187 | 0 | 0 | 2083953.8035 | 375 | 500.1.14 | 15 | 0 | 44674.4743 | 24074.8499 | 0 | 0 | 293666.9364 | 375685.0156 | 48513.8117 | 283.3422 | 0.32313 | 0.28195 | 0.31284 | 0 | 0.32313 | 0 | 0.15965 | 0 | 2.9087 | 2.856 | 1 | 1 | 0 | 4.4859 | 7.6148 | 87.3716 | 88.9847 | 0 | 99.4723 | 0 | 102.8523 | 0.99202 | 1 | 0.52283 | 0 | 0 | 0 | 1 | 0 | 0.75925 | 0.55326 | 0 | 0.97144 | AK | 13 | bw_2.9 | 1.08 | 1.03 | 0.99 | 0 | 0 |  | 0 | 0.882 | 0.71621 | 0.87352 | 0 | 0.78874 | 0.6875 | 0 | 0 | 0 | 0 | 1 | 1 | 0.52283 | 1 | 0.99202 | 0.97144 | 0.57969 | 99.4723 | 2388366.3187 | AK | 500.1.14 | 10 | 15 | 37 | BE | 500_2.2.4 | 0.4996 | 108.9689 | 3775568.3259 | 153252.0157 | 37 | J | 11.1.19 | 0.44471 | 107.1484 | 1283900.7106 | 131402.7801 | '11.1.19' |  |  |  | Total LCOE (using transmission line) | 40 | 171 | 117 |  | Distance to Geothermal Plant | 5% | LCOE total
|  |  | 38 | 500.1.16 | 1350 | 600.25 | 0 | 3838466.1793 | 0 | 0 | 3345475.5397 | 600 | 500.1.16 | 24 | 0 | 111387.31 | 84812.1678 | 0 | 0 | 353581.9423 | 435845.6706 | 71790.4829 | 282.032 | 0.32458 | 0.28289 | 0.31488 | 0 | 0.32458 | 0 | 0.17243 | 0 | 2.5592 | 1 | 1 | 1 | 0 | 7.0258 | 26.7533 | 86.9754 | 88.6786 | 0 | 120.7546 | 0 | 127.4361 | 0.99138 | 1 | 0.61019 | 0 | 0 | 0 | 1 | 0 | 0.15188 | 0.00034682 | 0 | 0.99 | AL | 33 | bw_2.5 | 1.07 | 1.01 | 1 | 0 | 0 |  | 0 | 0.5697 | 0 | 0.89117 | 0 | 0.2189 | 0.625 | 0 | 0 | 0 | 0 | 1 | 1 | 0.61019 | 1 | 0.99138 | 0.99 | 0.40775 | 120.7546 | 3838466.1793 | AL | 500.1.16 | 66 | 73 | 38 | S | 11_1.2.13 | 0.49898 | 113.3283 | 5680624.8411 | 158932.6405 | 38 | W | 11_1.2.3 | 0.56477 | 107.7169 | 5756078.9151 | 137158.8591 | '11_1.2.3' |  |  |  | Total LCOE (using substation) | 40 | 172 | 118 |  | Distance to Any RE Plant | #N/A | LCOE separate components
|  |  | 39 | 500.1.17 | 1113.75 | 495 | 0 | 3064020.403 | 0 | 0 | 2668820.6878 | 495 | 500.1.17 | 21 | 0 | 29326.9797 | 3223.6667 | 0 | 0 | 265104.8563 | 346572.8513 | 25704.1591 | 274.1225 | 0.31405 | 0.27354 | 0.3036 | 0 | 0.31405 | 0 | 0.27363 | 0.080808 | 2.8874 | 11.002 | 1 | 1 | 0 | 4.012 | 1.0622 | 89.9164 | 91.7406 | 0 | 94.9906 | 0 | 97.5691 | 0.98632 | 0.99919 | 0.52816 | 0 | 0 | 0 | 1 | 0 | 0.96776 | 0.70673 | 0 | 0.88998 | AM | 21 | bw_2.11 | 1.08 | 1.05 | 0.99 | 0 | 0 |  | 0 | 0.94026 | 0.96143 | 0.76019 | 0 | 0.90873 | 0.6875 | 0 | 0 | 0 | 0 | 1 | 1 | 0.52816 | 0.99919 | 0.98632 | 0.88998 | 0.61155 | 94.9906 | 3064020.403 | AM | 500.1.17 | 7 | 4 | 39 | BA | 500_1.2.8 | 0.49645 | 110.6022 | 4540141.4864 | 163472.782 | 39 | AV | 500_1.2.3 | 0.51702 | 108.1464 | 6137221.8554 | 143296.0809 | '500_1.2.3' |  |  |  | Generation LCOE | 36 | 167 | 112 |  | Colocation Potential with PV | 5%
|  |  | 40 | 500.1.18 | 618.75 | 275 | 0 | 1611136.1753 | 0 | 0 | 1390807.1086 | 275 | 500.1.18 | 11 | 0 | 87116.3494 | 36939.8241 | 0 | 0 | 302281.8749 | 385154.649 | 81084.7102 | 246.5157 | 0.29724 | 0.25659 | 0.28242 | 0 | 0.29724 | 0 | 0.14471 | 0 | 2.9873 | 1 | 1 | 1 | 0 | 6.6571 | 12.7052 | 94.9994 | 97.7992 | 0 | 114.3617 | 0 | 120.229 | 0.99276 | 1 | 0.50318 | 0 | 0 | 0 | 1 | 0 | 0.6306 | 0.12884 | 0 | 0.99 | AN | 13 | bw_2.8 | 1.07 | 1.03 | 0.99 | 0 | 0 |  | 0 | 0.61503 | 0.52572 | 0.53382 | 0 | 0.39007 | 0.625 | 0 | 0 | 0 | 0 | 1 | 1 | 0.50318 | 1 | 0.99276 | 0.99 | 0.45382 | 114.3617 | 1611136.1753 | AN | 500.1.18 | 50 | 68 | 40 | AT | 500_1.2.1 | 0.49524 | 109.8162 | 7333347.2582 | 170806.1292 | 40 | AA | 11_1.2.7 | 0.583 | 108.5202 | 5518265.3687 | 148814.3463 | '11_1.2.7' |  |  |  | Transmission LCOE (using transmission line) | 1 | 1 | 3 |  | Colocation Potential with CSP | 5% | Reference on supply curve
|  |  | 41 | 500.1.2 | 1055.7534 | 472 | 0 | 2957209.2732 | 22 | 0 | 2581004.9234 | 469.2237 | 500.1.2 | 22 | 0 | 48542.8374 | 2280.2141 | 0 | 0 | 315677.4529 | 394775.6446 | 2401.6797 | 282.7632 | 0.31975 | 0.27908 | 0.31143 | 0 | 0.31975 | 0 | 0.2433 | 0.00051114 | 2.9296 | 18.6199 | 1 | 1 | 0 | 4.6892 | 0.73132 | 88.2956 | 89.9013 | 0 | 93.716 | 0 | 96.1133 | 0.98784 | 0.99999 | 0.5176 | 0 | 0 | 0 | 1 | 0 | 0.9772 | 0.51457 | 0 | 0.8138 | AO | 34 | bw_2.14 | 1.09 | 1.03 | 0.98 | 0 | 0 |  | 0 | 0.857 | 0.97381 | 0.83238 | 0 | 0.94286 | 0.75 | 0 | 0 | 0 | 0 | 1 | 1 | 0.5176 | 0.99999 | 0.98784 | 0.8138 | 0.62382 | 93.716 | 2957209.2732 | AO | 500.1.2 | 3 | 2 | 41 | BS | 501_1.2.5 | 0.49037 | 103.9319 | 5870887.5797 | 176677.0168 | 41 | BG | 501.1.10 | 0.46148 | 108.6958 | 1311844.7865 | 150126.1911 | '501.1.10' |  |  |  | Transmission LCOE (using substation) | 1 | 1 | 3 |  | Land Use Land Cover | 5% | demand in 2030
|  |  | 42 | 500.1.3 | 1068.75 | 475 | 0 | 2907831.2388 | 0 | 0 | 2524782.3499 | 475 | 500.1.3 | 19 | 0 | 63187.1068 | 27688.1017 | 0 | 0 | 294211.6379 | 376720.0348 | 62535.6222 | 265.3445 | 0.31059 | 0.26968 | 0.29777 | 0 | 0.31059 | 0 | 0.13877 | 0.0015789 | 2.9552 | 3.2263 | 1 | 1 | 0 | 5.4076 | 9.103 | 90.8974 | 93.03 | 0 | 105.4081 | 0 | 109.7429 | 0.99306 | 0.99998 | 0.51119 | 0 | 0 | 0 | 1 | 0 | 0.72312 | 0.36813 | 0 | 0.96774 | AP | 7 | bw_2.9 | 1.08 | 1.03 | 0.99 | 0 | 0 |  | 0 | 0.76867 | 0.66052 | 0.7165 | 0 | 0.6298 | 0.6875 | 0 | 0 | 0 | 0 | 1 | 1 | 0.51119 | 0.99998 | 0.99306 | 0.96774 | 0.53129 | 105.4081 | 2907831.2388 | AP | 500.1.3 | 24 | 27 | 42 | B | 10 | 0.47815 | 109.5786 | 1502328.2485 | 178179.3451 | 42 | BT | 501_1.2.6 | 0.4562 | 108.7401 | 6228461.2026 | 156354.6523 | '501_1.2.6' |  |  |  | Road LCOE | 0 | 0 | 0 |  | Population Density | 5% | wind generation target
|  |  | 43 | 500.1.6 | 946.4537 | 423.25 | 0 | 2520925.6809 | 21 | 0 | 2186960.9056 | 420.6461 | 500.1.6 | 21 | 0 | 47755.7202 | 1519.4871 | 0 | 0 | 240520.0193 | 321201.4091 | 2054.2311 | 259.7973 | 0.30406 | 0.26378 | 0.29209 | 0 | 0.30406 | 0 | 0.40216 | 0.51216 | 2.9935 | 18.5258 | 1 | 1 | 0 | 4.9001 | 0.51073 | 92.8758 | 95.1448 | 0 | 98.2867 | 0 | 101.3834 | 0.97989 | 0.99488 | 0.50163 | 0 | 0 | 0 | 1 | 0 | 0.98481 | 0.52244 | 0 | 0.81474 | AQ | 13 | bw_2.11 | 1.08 | 1.05 | 0.99 | 0 | 0 |  | 0 | 0.83106 | 0.98206 | 0.6284 | 0 | 0.82048 | 0.6875 | 0 | 0 | 0 | 0 | 1 | 1 | 0.50163 | 0.99488 | 0.97989 | 0.81474 | 0.57945 | 98.2867 | 2520925.6809 | AQ | 500.1.6 | 11 | 9 | 43 | BZ | 9 | 0.47193 | 110.3585 | 2030221.2435 | 180209.5663 | 43 | BB | 500_2.2.1 | 0.50163 | 108.9142 | 5748391.7436 | 162103.044 | '500_2.2.1' | [8 empty] | Human footprint | 5%
|  |  | 44 | 500.1.7 | 1211.0625 | 538.5 | 0 | 3239137.5615 | 0 | 0 | 2807546.284 | 538.25 | 500.1.7 | 22 | 0 | 74971.7586 | 21854.6346 | 0 | 0 | 236805.1663 | 319309.5554 | 22618.3441 | 258.1336 | 0.30532 | 0.26464 | 0.29067 | 0 | 0.30532 | 0 | 0.11242 | 0 | 2.9986 | 3.4821 | 1 | 1 | 0 | 5.991 | 7.3746 | 92.4792 | 94.8199 | 0 | 105.8449 | 0 | 110.251 | 0.99438 | 1 | 0.50034 | 0 | 0 | 0 | 1 | 0 | 0.78145 | 0.25028 | 0 | 0.96518 | AR | 23 | bw_2.11 | 1.08 | 1.05 | 0.99 | 0 | 0 |  | 0 | 0.69693 | 0.7252 | 0.64606 | 0 | 0.61811 | 0.6875 | 0 | 0 | 0 | 0 | 1 | 1 | 0.50034 | 1 | 0.99438 | 0.96518 | 0.52718 | 105.8449 | 3239137.5615 | AR | 500.1.7 | 26 | 29 | 44 | BC | 500_2.2.2 | 0.46709 | 112.43 | 4847678.1417 | 185057.2445 | 44 | Z | 11_1.2.6 | 0.50452 | 108.9444 | 5331925.8435 | 167434.9699 | '11_1.2.6' | [8 empty] | Slope | 5% | Turbine choice
|  |  | 45 | 500.1.9 | 642.9375 | 285.75 | 0 | 1689106.4854 | 0 | 0 | 1462703.5571 | 285.75 | 500.1.9 | 12 | 0 | 39255.6771 | 1708.3086 | 0 | 0 | 270534.1539 | 352538.5008 | 38206.6202 | 253.6333 | 0.29991 | 0.25971 | 0.2867 | 0 | 0.29991 | 0 | 0.19062 | 0.014873 | 2.9501 | 11.1715 | 1 | 1 | 0 | 4.6146 | 0.58634 | 94.1706 | 96.6448 | 0 | 99.3715 | 0 | 102.6525 | 0.99047 | 0.99985 | 0.51247 | 0 | 0 | 0 | 1 | 0 | 0.98292 | 0.60744 | 0 | 0.88829 | AS | 20 | bw_2.9 | 1.08 | 1.03 | 0.99 | 0 | 0 |  | 0 | 0.86617 | 0.97923 | 0.57073 | 0 | 0.79143 | 0.6875 | 0 | 0 | 0 | 0 | 1 | 1 | 0.51247 | 0.99985 | 0.99047 | 0.88829 | 0.57573 | 99.3715 | 1689106.4854 | AS | 500.1.9 | 14 | 12 | 45 | E | 1002 | 0.46401 | 112.872 | 32702842.3599 | 217760.0868 | 45 | Q | 11_1.2.11 | 0.43431 | 108.9654 | 5305764.4106 | 172740.7343 | '11_1.2.11' | [10 empty] | Optimally chosen
|  |  | 46 | 500_1.2.1 | 2531.25 | 1124.75 | 0 | 7333347.2582 | 0 | 0 | 6402597.8701 | 1125 | 500_1.2.1 | 45 | 0 | 120794.8007 | 55564.9917 | 0 | 0 | 371388.03 | 452583.26 | 42810.3461 | 289.9511 | 0.33072 | 0.28875 | 0.32204 | 0 | 0.33072 | 0 | 0.18204 | 0.00044444 | 2.5866 | 1.0009 | 1 | 1 | 0 | 7.2499 | 17.2056 | 85.3607 | 86.8815 | 0 | 109.8162 | 0 | 114.8941 | 0.9909 | 1 | 0.60335 | 0 | 0 | 0 | 1 | 0 | 0.44435 | 0.0019221 | 0 | 0.98999 | AT | 12 | bw_2.5 | 1.07 | 1.01 | 1 | 0 | 0 |  | 0 | 0.54214 | 0.3573 | 0.96308 | 0 | 0.51178 | 0.625 | 0 | 0 | 0 | 0 | 1 | 1 | 0.60335 | 1 | 0.9909 | 0.98999 | 0.49524 | 109.8162 | 7333347.2582 | AT | 500_1.2.1 | 40 | 49 | 46 | BG | 501.1.10 | 0.46148 | 108.6958 | 1311844.7865 | 219071.9316 | 46 | BE | 500_2.2.4 | 0.4996 | 108.9689 | 3775568.3259 | 176516.3026 | '500_2.2.4' | [10 empty] | Class II
|  |  | 47 | 500_1.2.2 | 1944.5625 | 864.25 | 0 | 5388250.9998 | 0 | 0 | 4681857.6252 | 864.25 | 500_1.2.2 | 37 | 0 | 101574.9951 | 76832.1493 | 0 | 0 | 333702.9921 | 416368.5832 | 80411.6226 | 270.4474 | 0.31632 | 0.27485 | 0.30436 | 0 | 0.31632 | 0 | 0.17395 | 0 | 2.8826 | 1 | 1 | 1 | 0 | 6.8255 | 24.8572 | 89.2664 | 91.2996 | 0 | 120.949 | 0 | 127.7641 | 0.9913 | 1 | 0.52935 | 0 | 0 | 0 | 1 | 0 | 0.23168 | 0.043399 | 0 | 0.99 | AU | 27 | bw_2.8 | 1.07 | 1.03 | 0.99 | 0 | 0 |  | 0 | 0.59433 | 0.07096 | 0.78914 | 0 | 0.21369 | 0.625 | 0 | 0 | 0 | 0 | 1 | 1 | 0.52935 | 1 | 0.9913 | 0.99 | 0.40214 | 120.949 | 5388250.9998 | AU | 500_1.2.2 | 68 | 74 | 47 | AD | 2 | 0.45687 | 105.2269 | 1337981.9267 | 220409.9135 | 47 | B | 10 | 0.47815 | 109.5786 | 1502328.2485 | 178018.6308 | '10'
|  |  | 48 | 500_1.2.3 | 2137.5 | 950 | 0 | 6137221.8554 | 0 | 0 | 5362125.8194 | 950 | 500_1.2.3 | 38 | 0 | 70118.5201 | 53232.6326 | 0 | 0 | 322830.4135 | 404659.0983 | 50875.119 | 289.3292 | 0.32776 | 0.28637 | 0.31865 | 0 | 0.32776 | 0 | 0.14494 | 0.00026316 | 2.9253 | 1.0005 | 1 | 1 | 0 | 5.389 | 16.6209 | 86.1365 | 87.6102 | 0 | 108.1464 | 0 | 112.8017 | 0.99275 | 1 | 0.51868 | 0 | 0 | 0 | 1 | 0 | 0.46767 | 0.29881 | 0 | 0.98999 | AV | 7 | bw_2.13 | 1.09 | 1.03 | 0.99 | 0 | 0 |  | 0 | 0.77096 | 0.37918 | 0.92853 | 0 | 0.55648 | 0.75 | 0 | 0 | 0 | 0 | 1 | 1 | 0.51868 | 1 | 0.99275 | 0.98999 | 0.51702 | 108.1464 | 6137221.8554 | AV | 500_1.2.3 | 30 | 39 | 48 | BT | 501_1.2.6 | 0.4562 | 108.7401 | 6228461.2026 | 226638.3747 | 48 | BH | 501.1.11 | 0.44075 | 109.6623 | 2942712.3306 | 180961.3432 | '501.1.11' | [8 empty] | Number of projects within 10km of a water body | 0 | Capacity Value
|  |  | 49 | 500_1.2.4 | 2383.8277 | 1062.5 | 0 | 6770286.5257 | 29 | 0 | 5921098.9549 | 1059.479 | 500_1.2.4 | 50 | 0 | 19964.1803 | 3020.6866 | 0 | 0 | 266208.6098 | 346329.4726 | 8391.9616 | 289.6172 | 0.32421 | 0.28355 | 0.31612 | 0 | 0.32421 | 0 | 0.28753 | 0.64538 | 2.8916 | 16.7565 | 1 | 1 | 0 | 3.5262 | 0.96367 | 87.0922 | 88.4961 | 0 | 91.582 | 0 | 93.6314 | 0.98562 | 0.99355 | 0.52709 | 0 | 0 | 0 | 1 | 0 | 0.96979 | 0.80036 | 0 | 0.83243 | AW | 13 | bw_2.10 | 1.09 | 1.03 | 0.98 | 0 | 0 |  | 0 | 1 | 0.96511 | 0.88597 | 0 | 1 | 0.75 | 0 | 0 | 0 | 0 | 1 | 1 | 0.52709 | 0.99355 | 0.98562 | 0.83243 | 0.64193 | 91.582 | 6770286.5257 | AW | 500_1.2.4 | 1 | 1 | 49 | AC | 11_1.2.9 | 0.45505 | 106.3207 | 5444120.119 | 232082.4948 | 49 | AT | 500_1.2.1 | 0.49524 | 109.8162 | 7333347.2582 | 188294.6904 | '500_1.2.1' | [8 empty] | Distance to surface water body | #REF! | Top 10% peak hours
|  |  | 50 | 500_1.2.5 | 2291.0625 | 1018.5 | 0 | 6702847.0927 | 4 | 0 | 5875983.091 | 1018.25 | 500_1.2.5 | 41 | 0 | 30134.6668 | 20760.4354 | 0 | 0 | 298850.0697 | 379814.4447 | 27798.0396 | 301.227 | 0.33398 | 0.29278 | 0.32656 | 0 | 0.33398 | 0 | 0.23171 | 0.0014731 | 2.9566 | 5.6983 | 1 | 1 | 0 | 3.7955 | 6.3418 | 84.5316 | 85.6887 | 0 | 94.669 | 0 | 97.2527 | 0.98841 | 0.99999 | 0.51086 | 0 | 0 | 0 | 1 | 0 | 0.7924 | 0.69865 | 0 | 0.94302 | AX | 5 | bw_2.14 | 1.09 | 1.03 | 0.98 | 0 | 0 |  | 0 | 0.96688 | 0.76385 | 1 | 0 | 0.91735 | 0.75 | 0 | 0 | 0 | 0 | 1 | 1 | 0.51086 | 0.99999 | 0.98841 | 0.94302 | 0.62232 | 94.669 | 6702847.0927 | AX | 500_1.2.5 | 4 | 3 | 50 | AN | 500.1.18 | 0.45382 | 114.3617 | 1611136.1753 | 233693.631 | 50 | AB | 11_1.2.8 | 0.41982 | 110.357 | 6792747.1824 | 195087.4376 | '11_1.2.8' | [10 empty] | Chosen 3 hours in a day - 1 year
|  |  | 51 | 500_1.2.6 | 1575 | 700 | 0 | 4551009.7613 | 5 | 0 | 3983802.8047 | 700 | 500_1.2.6 | 28 | 0 | 47034.3151 | 22169.3065 | 0 | 0 | 317214.3081 | 397564.4379 | 19173.3383 | 295.3987 | 0.32986 | 0.28874 | 0.32213 | 0 | 0.32986 | 0 | 0.16429 | 0 | 2.9057 | 5.1371 | 1 | 1 | 0 | 4.4837 | 6.874 | 85.5858 | 86.8831 | 0 | 96.9434 | 0 | 99.8602 | 0.99179 | 1 | 0.52357 | 0 | 0 | 0 | 1 | 0 | 0.77831 | 0.52966 | 0 | 0.94863 | AY | 19 | bw_2.14 | 1.09 | 1.03 | 0.98 | 0 | 0 |  | 0 | 0.88226 | 0.74394 | 0.95306 | 0 | 0.85645 | 0.75 | 0 | 0 | 0 | 0 | 1 | 1 | 0.52357 | 1 | 0.99179 | 0.94863 | 0.60513 | 96.9434 | 4551009.7613 | AY | 500_1.2.6 | 8 | 5 | 51 | M | 11.1.7 | 0.45039 | 106.7176 | 1322899.7088 | 235016.5307 | 51 | BZ | 9 | 0.47193 | 110.3585 | 2030221.2435 | 197117.6589 | '9' | [10 empty] | Chosen 3 hours in a day - 10 years
|  |  | 52 | 500_1.2.7 | 2306.25 | 1025 | 0 | 6645146.9191 | 3 | 0 | 5807707.7243 | 1025 | 500_1.2.7 | 41 | 0 | 93867.626 | 23460.6156 | 0 | 0 | 353712.4463 | 433613.5103 | 18332.6036 | 291.2691 | 0.32892 | 0.28747 | 0.32052 | 0 | 0.32892 | 0 | 0.22385 | 0 | 2.8095 | 3.6712 | 1 | 1 | 0 | 6.2624 | 7.2749 | 85.8494 | 87.292 | 0 | 99.3866 | 0 | 102.7797 | 0.98881 | 1 | 0.54762 | 0 | 0 | 0 | 1 | 0 | 0.76539 | 0.11699 | 0 | 0.96329 | AZ | 17 | bw_2.12 | 1.07 | 1.01 | 1 | 0 | 0 |  | 0 | 0.66357 | 0.72893 | 0.94132 | 0 | 0.79103 | 0.625 | 0 | 0 | 0 | 0 | 1 | 1 | 0.54762 | 1 | 0.98881 | 0.96329 | 0.57479 | 99.3866 | 6645146.9191 | AZ | 500_1.2.7 | 15 | 14 | 52 | J | 11.1.19 | 0.44471 | 107.1484 | 1283900.7106 | 236300.4314 | 52 | BJ | 501.1.3 | 0.41936 | 110.5746 | 1620935.97 | 198738.5948 | '501.1.3'
|  |  | 53 | 500_1.2.8 | 1575 | 699.75 | 0 | 4540141.4864 | 0 | 0 | 3964377.9428 | 700 | 500_1.2.8 | 28 | 0 | 88967.9975 | 60213.5974 | 0 | 0 | 344654.4109 | 426011.8955 | 47127.5906 | 288.9043 | 0.32907 | 0.28734 | 0.31962 | 0 | 0.32907 | 0 | 0.14111 | 0.00071429 | 1.9932 | 1.0014 | 1 | 1 | 0 | 6.0789 | 18.7364 | 85.7869 | 87.3039 | 0 | 110.6022 | 0 | 115.7228 | 0.99294 | 0.99999 | 0.75171 | 0 | 0 | 0 | 1 | 0 | 0.39786 | 0.11277 | 0 | 0.98999 | BA | 16 | bw_2.5 | 1.07 | 1.01 | 1 | 0 | 0 |  | 0 | 0.68613 | 0.30001 | 0.9441 | 0 | 0.49073 | 0.625 | 0 | 0 | 0 | 0 | 1 | 1 | 0.75171 | 0.99999 | 0.99294 | 0.98999 | 0.49645 | 110.6022 | 4540141.4864 | BA | 500_1.2.8 | 39 | 53 | 53 | AF | 4 | 0.44185 | 107.1055 | 1566339.5626 | 237866.771 | 53 | BA | 500_1.2.8 | 0.49645 | 110.6022 | 4540141.4864 | 203278.7363 | '500_1.2.8' | [10 empty] | CSP Thermal Storage
|  |  | 54 | 500_2.2.1 | 2250 | 1000 | 0 | 5748391.7436 | 0 | 0 | 4959040.3971 | 1000 | 500_2.2.1 | 40 | 0 | 76884.1248 | 16503.0018 | 0 | 0 | 254280.0216 | 337032.0359 | 42240.2388 | 241.3468 | 0.29165 | 0.2516 | 0.2756 | 0 | 0.29165 | 0 | 0.1226 | 0 | 2.999 | 5.202 | 1 | 1 | 0 | 6.3435 | 5.7419 | 96.8288 | 99.7479 | 0 | 108.9142 | 0 | 113.7532 | 0.99387 | 1 | 0.50025 | 0 | 0 | 0 | 1 | 0 | 0.83497 | 0.23129 | 0 | 0.94798 | BB | 35 | bw_2.11 | 1.08 | 1.05 | 0.99 | 0 | 0 |  | 0 | 0.65359 | 0.7863 | 0.45235 | 0 | 0.53593 | 0.6875 | 0 | 0 | 0 | 0 | 1 | 1 | 0.50025 | 1 | 0.99387 | 0.94798 | 0.50163 | 108.9142 | 5748391.7436 | BB | 500_2.2.1 | 36 | 43 | 54 | BH | 501.1.11 | 0.44075 | 109.6623 | 2942712.3306 | 240809.4833 | 54 | P | 11_1.2.10 | 0.51395 | 111.2523 | 4172695.3455 | 207451.4317 | '11_1.2.10' | [10 empty] | 6h Storage
|  |  | 55 | 500_2.2.2 | 2000.2873 | 892.25 | 0 | 4847678.1417 | 33 | 0 | 4155537.1188 | 889.0166 | 500_2.2.2 | 41 | 0 | 103047.1176 | 6712.5271 | 0 | 0 | 207749.4425 | 290248.0081 | 5515.5166 | 222.4258 | 0.27665 | 0.23715 | 0.25811 | 0 | 0.27665 | 0 | 0.20828 | 1.0953 | 2.9986 | 16.2887 | 1 | 1 | 0 | 7.8776 | 2.4474 | 102.105 | 105.861 | 0 | 112.43 | 0 | 117.9047 | 0.98959 | 0.98905 | 0.50035 | 0 | 0 | 0 | 1 | 0 | 0.93287 | 0.061471 | 0 | 0.83711 | BC | 42 | bw_2.11 | 1.08 | 1.05 | 0.99 | 0 | 0 |  | 0 | 0.46496 | 0.90959 | 0.21737 | 0 | 0.44179 | 0.6875 | 0 | 0 | 0 | 0 | 1 | 1 | 0.50035 | 0.98905 | 0.98959 | 0.83711 | 0.46709 | 112.43 | 4847678.1417 | BC | 500_2.2.2 | 44 | 58 | 55 | Y | 11_1.2.5 | 0.44018 | 106.896 | 4559333.4757 | 245368.8168 | 55 | I | 11.1.18 | 0.39503 | 111.3036 | 1189350.1177 | 208640.7818 | '11.1.18' | [10 empty] | 0h Storage
|  |  | 56 | 500_2.2.3 | 1528.3125 | 679.25 | 0 | 3654787.5769 | 0 | 0 | 3127998.5462 | 679.25 | 500_2.2.3 | 34 | 0 | 99447.0689 | 24185.3083 | 0 | 0 | 294046.6605 | 377039.44 | 83539.0446 | 218.0898 | 0.27299 | 0.23364 | 0.25541 | 0 | 0.27299 | 0 | 0.15387 | 0 | 2.9886 | 3.82 | 1 | 1 | 0 | 7.8095 | 8.9647 | 103.4755 | 107.4468 | 0 | 120.2497 | 0 | 127.043 | 0.99231 | 1 | 0.50285 | 0 | 0 | 0 | 1 | 0 | 0.75815 | 0.039874 | 0 | 0.9618 | BD | 28 | bw_2.8 | 1.07 | 1.03 | 0.99 | 0 | 0 |  | 0 | 0.47334 | 0.6657 | 0.15634 | 0 | 0.23242 | 0.625 | 0 | 0 | 0 | 0 | 1 | 1 | 0.50285 | 1 | 0.99231 | 0.9618 | 0.40507 | 120.2497 | 3654787.5769 | BD | 500_2.2.3 | 67 | 71 | 56 | BM | 501.1.8 | 0.43455 | 106.6441 | 1508626.3207 | 246877.4431 | 56 | BW | 501_1.2.9 | 0.43317 | 111.6491 | 3767450.2024 | 212408.232 | '501_1.2.9'
|  |  | 57 | 500_2.2.4 | 1518.75 | 675 | 0 | 3775568.3259 | 0 | 0 | 3249174.4214 | 675 | 500_2.2.4 | 27 | 0 | 80338.1833 | 7729.2855 | 0 | 0 | 275278.2321 | 358124.29 | 61860.8772 | 232.7936 | 0.28379 | 0.24422 | 0.26785 | 0 | 0.28379 | 0 | 0.12837 | 0 | 2.9981 | 8.3911 | 1 | 1 | 0 | 6.6865 | 2.735 | 99.5473 | 102.8055 | 0 | 108.9689 | 0 | 113.7511 | 0.99358 | 1 | 0.50046 | 0 | 0 | 0 | 1 | 0 | 0.92271 | 0.20498 | 0 | 0.91609 | BE | 24 | bw_2.9 | 1.08 | 1.03 | 0.99 | 0 | 0 |  | 0 | 0.61141 | 0.89882 | 0.33128 | 0 | 0.53446 | 0.6875 | 0 | 0 | 0 | 0 | 1 | 1 | 0.50046 | 1 | 0.99358 | 0.91609 | 0.4996 | 108.9689 | 3775568.3259 | BE | 500_2.2.4 | 37 | 46 | 57 | Q | 11_1.2.11 | 0.43431 | 108.9654 | 5305764.4106 | 252183.2075 | 57 | AG | 5 | 0.42734 | 111.845 | 448496.385 | 212856.7284 | '5'
|  |  | 58 | 500_2.2.5 | 2797.3125 | 1243.25 | 0 | 6898604.5788 | 0 | 0 | 5922707.5111 | 1243.25 | 500_2.2.5 | 50 | 0 | 116483.7955 | 32503.1499 | 0 | 0 | 235374.0028 | 318346.0342 | 44643.021 | 227.2918 | 0.28152 | 0.2417 | 0.26283 | 0 | 0.28152 | 0 | 0.12928 | 0 | 2.994 | 1.9298 | 1 | 1 | 0 | 8.332 | 11.7693 | 100.3128 | 103.836 | 0 | 120.4141 | 0 | 127.2476 | 0.99354 | 1 | 0.50151 | 0 | 0 | 0 | 1 | 0 | 0.67497 | 1.1023e-05 | 0 | 0.9807 | BF | 57 | bw_2.11 | 1.08 | 1.05 | 0.99 | 0 | 0 |  | 0 | 0.4091 | 0.56074 | 0.29719 | 0 | 0.22801 | 0.6875 | 0 | 0 | 0 | 0 | 1 | 1 | 0.50151 | 1 | 0.99354 | 0.9807 | 0.41094 | 120.4141 | 6898604.5788 | BF | 500_2.2.5 | 65 | 72 | 58 | BW | 501_1.2.9 | 0.43317 | 111.6491 | 3767450.2024 | 255950.6577 | 58 | BC | 500_2.2.2 | 0.46709 | 112.43 | 4847678.1417 | 217704.4065 | '500_2.2.2'
|  |  | 59 | 501.1.10 | 545.9853 | 243.25 | 0 | 1311844.7865 | 0 | 0 | 1118123.6078 | 242.6601 | 501.1.10 | 17 | 0 | 18251.1295 | 4159.4461 | 0 | 0 | 85743.8318 | 75110.5635 | 30075.1716 | 218.8591 | 0.27428 | 0.23378 | 0.25499 | 0 | 0.27428 | 0 | 1.5113 | 21.6566 | 2.9927 | 22.7457 | 1 | 1 | 0 | 4.0875 | 1.5623 | 103.046 | 107.4567 | 0 | 108.6958 | 0 | 114.0864 | 0.92443 | 0.78343 | 0.50183 | 0 | 0 | 0 | 1 | 0.24889 | 0.95841 | 0.81749 | 0 | 0.77254 | BG | 23 | bw_1.0 | 0.99 | 0.95 | 0.97 | 0 | 0 |  | 0 | 0.93098 | 0.94271 | 0.17547 | 0 | 0.54178 | 0.125 | 0.24889 | 0 | 0 | 0 | 1 | 1 | 0.50183 | 0.78343 | 0.92443 | 0.77254 | 0.46148 | 108.6958 | 1311844.7865 | BG | 501.1.10 | 46 | 41 | 59 | AG | 5 | 0.42734 | 111.845 | 448496.385 | 256399.1541 | 59 | R | 11_1.2.12 | 0.50496 | 112.6398 | 8303177.5214 | 226007.584 | '11_1.2.12'
|  |  | 60 | 501.1.11 | 1234.6875 | 548.5 | 0 | 2942712.3306 | 0 | 0 | 2508093.2265 | 548.75 | 501.1.11 | 26 | 0 | 49583.8358 | 663.0392 | 0 | 0 | 29434.2715 | 100419.0056 | 68936.4535 | 209.5262 | 0.27207 | 0.23189 | 0.25095 | 0 | 0.27207 | 0 | 0.37018 | 2.8197 | 3.2466 | 17.6008 | 0.96219 | 0.96219 | 0 | 5.5653 | 0.25144 | 103.8456 | 108.2887 | 0 | 109.6623 | 0 | 115.1156 | 0.98149 | 0.9718 | 0.43835 | 0 | 0 | 0.041196 | 0.96219 | 0.02651 | 0.99337 | 0.50416 | 0 | 0.82399 | BH | 53 | bw_4.2 | 1.01 | 0.97 | 0.99 | 0 | 0 |  | 0 | 0.74927 | 0.99177 | 0.13986 | 0 | 0.5159 | 0.25 | 0.02651 | 0 | 0 | 0.041196 | 0.96219 | 0.96219 | 0.43835 | 0.9718 | 0.98149 | 0.82399 | 0.44075 | 109.6623 | 2942712.3306 | BH | 501.1.11 | 54 | 48 | 60 | BP | 501_1.2.2 | 0.42727 | 112.7468 | 3761985.9281 | 260161.1401 | 60 | AE | 3 | 0.39927 | 112.6957 | 825402.8948 | 226832.9869 | '3'
|  |  | 61 | 501.1.12 | 704.25 | 313 | 0 | 1655786.9476 | 0 | 0 | 1408651.6198 | 313 | 501.1.12 | 17 | 0 | 64231.3936 | 3867.3128 | 0 | 0 | 47635.0483 | 129462.6447 | 96502.1714 | 205.8489 | 0.26839 | 0.22834 | 0.2461 | 0 | 0.26839 | 0 | 0.20365 | 0.011981 | 2.976 | 10.6374 | 1 | 1 | 0 | 6.3127 | 1.4883 | 105.2026 | 109.8914 | 0 | 113.0037 | 0 | 119.0633 | 0.98982 | 0.99988 | 0.50599 | 0 | 0 | 0 | 1 | 0 | 0.96133 | 0.35769 | 0 | 0.89363 | BI | 96 | bw_4.2 | 1.01 | 0.97 | 0.99 | 0 | 0 |  | 0 | 0.65738 | 0.94548 | 0.079423 | 0 | 0.42643 | 0.25 | 0 | 0 | 0 | 0 | 1 | 1 | 0.50599 | 0.99988 | 0.98982 | 0.89363 | 0.42239 | 113.0037 | 1655786.9476 | BI | 501.1.12 | 61 | 63 | 61 | BI | 501.1.12 | 0.42239 | 113.0037 | 1655786.9476 | 261816.927 | 61 | BP | 501_1.2.2 | 0.42727 | 112.7468 | 3761985.9281 | 230594.9728 | '501_1.2.2'
|  |  | 62 | 501.1.3 | 677.8125 | 301.25 | 0 | 1620935.97 | 1 | 0 | 1385530.9523 | 301.25 | 501.1.3 | 13 | 0 | 83884.4664 | 82.4673 | 0 | 0 | 110029.5709 | 125919.1085 | 15200.4629 | 212.9767 | 0.27299 | 0.23335 | 0.25196 | 0 | 0.27299 | 0 | 0.3007 | 4.4871 | 3.2382 | 27.6274 | 0.91701 | 0.91701 | 0 | 7.1034 | 0.031438 | 103.4398 | 107.5446 | 0 | 110.5746 | 0 | 115.893 | 0.98496 | 0.95513 | 0.44046 | 0 | 0 | 0 | 0.91701 | 0 | 0.99918 | 0.16116 | 0 | 0.72373 | BJ | 30 | bw_3.0 | 1.01 | 0.95 | 0.97 | 0 | 0 |  | 0 | 0.56015 | 1 | 0.15793 | 0 | 0.49147 | 0.25 | 0 | 0 | 0 | 0 | 0.91701 | 0.91701 | 0.44046 | 0.95513 | 0.98496 | 0.72373 | 0.41936 | 110.5746 | 1620935.97 | BJ | 501.1.3 | 63 | 52 | 62 | AB | 11_1.2.8 | 0.41982 | 110.357 | 6792747.1824 | 268609.6742 | 62 | E | 1002 | 0.46401 | 112.872 | 32702842.3599 | 263297.8152 | '1002'
|  |  | 63 | 501.1.5 | 394.4121 | 176.5 | 0 | 912107.3156 | 12 | 0 | 777234.0273 | 175.2943 | 501.1.5 | 12 | 0 | 70659.5082 | 715.3949 | 0 | 0 | 128126.5764 | 120354.3065 | 1820.97 | 210.9512 | 0.26399 | 0.22496 | 0.25098 | 0 | 0.26399 | 0 | 0.62964 | 23.273 | 3.6041 | 43.8077 | 0.80264 | 0.80264 | 0 | 6.7245 | 0.28022 | 106.986 | 111.5798 | 0 | 113.9907 | 0 | 119.8021 | 0.96852 | 0.76727 | 0.34896 | 0 | 0 | 0 | 0.80264 | 0 | 0.99285 | 0.2934 | 0 | 0.56192 | BK | 30 | bw_3.0 | 1.01 | 0.95 | 0.97 | 0 | 0 |  | 0 | 0.60675 | 0.99069 | 0 | 0 | 0.4 | 0.25 | 0 | 0 | 0 | 0 | 0.80264 | 0.80264 | 0.34896 | 0.76727 | 0.96852 | 0.56192 | 0.3576 | 113.9907 | 912107.3156 | BK | 501.1.5 | 76 | 67 | 63 | BJ | 501.1.3 | 0.41936 | 110.5746 | 1620935.97 | 270230.6102 | 63 | BI | 501.1.12 | 0.42239 | 113.0037 | 1655786.9476 | 264953.6022 | '501.1.12'
|  |  | 64 | 501.1.7 | 506.25 | 225 | 0 | 1309964.0667 | 0 | 0 | 1124086.2879 | 225 | 501.1.7 | 9 | 0 | 28461.6714 | 4181.7599 | 0 | 0 | 12737.5622 | 86022.5798 | 63409.1499 | 238.9655 | 0.29539 | 0.25347 | 0.28012 | 0 | 0.29539 | 0 | 0.52982 | 1.5911 | 3.1222 | 13.0756 | 1 | 1 | 0 | 4.2231 | 1.4466 | 95.5731 | 98.9733 | 0 | 101.2428 | 0 | 105.5808 | 0.97351 | 0.98409 | 0.46944 | 0 | 0 | 0.4905 | 1 | 0.13977 | 0.95818 | 0.71538 | 0 | 0.86924 | BL | 49 | bw_4.2 | 1.01 | 0.97 | 0.99 | 0 | 0 |  | 0 | 0.91431 | 0.94704 | 0.50827 | 0 | 0.74133 | 0.25 | 0.13977 | 0 | 0 | 0.4905 | 1 | 1 | 0.46944 | 0.98409 | 0.97351 | 0.86924 | 0.53318 | 101.2428 | 1309964.0667 | BL | 501.1.7 | 23 | 19 | 64 | BR | 501_1.2.4 | 0.41453 | 113.5696 | 3907205.4485 | 274137.8156 | 64 | S | 11_1.2.13 | 0.49898 | 113.3283 | 5680624.8411 | 270634.227 | '11_1.2.13'
|  |  | 65 | 501.1.8 | 609.75 | 271 | 0 | 1508626.3207 | 5 | 0 | 1294637.6178 | 271 | 501.1.8 | 11 | 0 | 66566.003 | 1570.596 | 0 | 0 | 118248.5633 | 115498.1089 | 13654.5574 | 229.5784 | 0.28244 | 0.24238 | 0.26838 | 0 | 0.28244 | 0 | 0.44574 | 15.1089 | 3.7149 | 36.3782 | 0.91328 | 0.91328 | 0 | 6.099 | 0.57368 | 99.9715 | 103.5259 | 0 | 106.6441 | 0 | 111.3025 | 0.97771 | 0.84891 | 0.32126 | 0 | 0 | 0 | 0.91328 | 0 | 0.98429 | 0.33434 | 0 | 0.63622 | BM | 20 | bw_3.0 | 1.01 | 0.95 | 0.97 | 0 | 0 |  | 0 | 0.68366 | 0.97971 | 0.31239 | 0 | 0.59671 | 0.25 | 0 | 0 | 0 | 0 | 0.91328 | 0.91328 | 0.32126 | 0.84891 | 0.97771 | 0.63622 | 0.43455 | 106.6441 | 1508626.3207 | BM | 501.1.8 | 56 | 33 | 65 | BF | 500_2.2.5 | 0.41094 | 120.4141 | 6898604.5788 | 281036.4202 | 65 | BR | 501_1.2.4 | 0.41453 | 113.5696 | 3907205.4485 | 274541.4324 | '501_1.2.4'
|  |  | 66 | 501.1.9 | 851.625 | 378.5 | 0 | 2156361.2489 | 7 | 0 | 1845534.2936 | 378.5 | 501.1.9 | 19 | 0 | 20968.0655 | 1218.335 | 0 | 0 | 76146.9448 | 75289.2988 | 16994.76 | 234.0614 | 0.28905 | 0.24738 | 0.27131 | 0 | 0.28905 | 0 | 1.225 | 7.3976 | 3.0059 | 21.5376 | 0.9247 | 0.9247 | 0 | 3.9899 | 0.43693 | 97.8367 | 101.64 | 0 | 102.2636 | 0 | 106.8126 | 0.93875 | 0.92602 | 0.49851 | 0 | 0 | 0 | 0.9247 | 0.24711 | 0.98782 | 0.79032 | 0 | 0.78462 | BN | 9 | bw_4.1 | 1.01 | 0.97 | 0.99 | 0 | 0 |  | 0 | 0.94298 | 0.98483 | 0.40746 | 0 | 0.714 | 0.25 | 0.24711 | 0 | 0 | 0 | 0.9247 | 0.9247 | 0.49851 | 0.92602 | 0.93875 | 0.78462 | 0.52613 | 102.2636 | 2156361.2489 | BN | 501.1.9 | 27 | 21 | 66 | AL | 500.1.16 | 0.40775 | 120.7546 | 3838466.1793 | 284874.8864 | 66 | A | 1 | 0.36579 | 113.71 | 376906.5098 | 274918.339 | '1'
|  |  | 67 | 501_1.2.1 | 2422.7437 | 1077.5 | 0 | 6316003.2666 | 9 | 0 | 5441688.2359 | 1076.775 | 501_1.2.1 | 51 | 0 | 44506.5242 | 1122.0226 | 0 | 0 | 105527.8185 | 98161.7881 | 20341.7061 | 248.4522 | 0.2976 | 0.2564 | 0.28626 | 0 | 0.2976 | 0 | 0.69526 | 16.6422 | 3.2959 | 32.3315 | 1 | 1 | 0 | 4.8707 | 0.38706 | 94.9094 | 97.8976 | 0 | 100.1671 | 0 | 104.0004 | 0.96524 | 0.83358 | 0.42602 | 0 | 0 | 0 | 1 | 0.043728 | 0.98878 | 0.55493 | 0 | 0.67668 | BO | 11 | bw_3.0 | 1.01 | 0.95 | 0.97 | 0 | 0 |  | 0 | 0.83468 | 0.98669 | 0.53783 | 0 | 0.77013 | 0.25 | 0.043728 | 0 | 0 | 0 | 1 | 1 | 0.42602 | 0.83358 | 0.96524 | 0.67668 | 0.50767 | 100.1671 | 6316003.2666 | BO | 501_1.2.1 | 33 | 18 | 67 | BD | 500_2.2.3 | 0.40507 | 120.2497 | 3654787.5769 | 288529.6739 | 67 | BK | 501.1.5 | 0.3576 | 113.9907 | 912107.3156 | 275830.4463 | '501.1.5'
|  |  | 68 | 501_1.2.2 | 1575.5625 | 700.25 | 0 | 3761985.9281 | 0 | 0 | 3202271.7225 | 700.25 | 501_1.2.2 | 36 | 0 | 41241.854 | 10647.0198 | 0 | 0 | 35280.7752 | 110320.2507 | 104911.7594 | 208.6785 | 0.27257 | 0.23202 | 0.2482 | 0 | 0.27257 | 0 | 0.1859 | 0.58586 | 2.9179 | 7.8254 | 1 | 1 | 0 | 5.1708 | 3.9801 | 103.5959 | 108.1526 | 0 | 112.7468 | 0 | 118.9024 | 0.99071 | 0.99414 | 0.52053 | 0 | 0 | 0.039122 | 1 | 0.0061123 | 0.89353 | 0.58758 | 0 | 0.92175 | BP | 94 | bw_4.2 | 1.01 | 0.97 | 0.99 | 0 | 0 |  | 0 | 0.79778 | 0.85223 | 0.15098 | 0 | 0.43331 | 0.25 | 0.0061123 | 0 | 0 | 0.039122 | 1 | 1 | 0.52053 | 0.99414 | 0.99071 | 0.92175 | 0.42727 | 112.7468 | 3761985.9281 | BP | 501_1.2.2 | 60 | 61 | 68 | AU | 500_1.2.2 | 0.40214 | 120.949 | 5388250.9998 | 293917.9249 | 68 | AN | 500.1.18 | 0.45382 | 114.3617 | 1611136.1753 | 277441.5824 | '500.1.18'
|  |  | 69 | 501_1.2.3 | 1681.875 | 747.75 | 0 | 4443191.5798 | 0 | 0 | 3821618.3215 | 747.5 | 501_1.2.3 | 30 | 0 | 41515.5135 | 671.4665 | 0 | 0 | 29896.753 | 72106.5103 | 39492.8637 | 248.2403 | 0.30158 | 0.25939 | 0.2879 | 0 | 0.30158 | 0 | 0.64402 | 2.1393 | 2.6985 | 16.3612 | 1 | 1 | 0 | 4.6823 | 0.23518 | 93.6874 | 96.8068 | 0 | 98.6048 | 0 | 102.5253 | 0.9678 | 0.97861 | 0.57537 | 0 | 0 | 0.069474 | 1 | 0.27893 | 0.99329 | 0.58484 | 0 | 0.83639 | BQ | 25 | bw_4.2 | 1.01 | 0.97 | 0.99 | 0 | 0 |  | 0 | 0.85785 | 0.99238 | 0.59225 | 0 | 0.81196 | 0.25 | 0.27893 | 0 | 0 | 0.069474 | 1 | 1 | 0.57537 | 0.97861 | 0.9678 | 0.83639 | 0.57834 | 98.6048 | 4443191.5798 | BQ | 501_1.2.3 | 12 | 11 | 69 | AE | 3 | 0.39927 | 112.6957 | 825402.8948 | 294743.3278 | 69 | C | 1000 | 0.3875 | 114.4814 | 11292833.6173 | 288734.4161 | '1000'
|  |  | 70 | 501_1.2.4 | 1663.3125 | 739.5 | 0 | 3907205.4485 | 0 | 0 | 3331330.6084 | 739.25 | 501_1.2.4 | 36 | 0 | 83833.116 | 2688.2462 | 0 | 0 | 87091.876 | 123408.4464 | 33472.8992 | 207.4391 | 0.26816 | 0.22863 | 0.2467 | 0 | 0.26816 | 0 | 0.33804 | 2.604 | 2.929 | 15.1827 | 1 | 1 | 0 | 7.2304 | 1.0358 | 105.3035 | 109.759 | 0 | 113.5696 | 0 | 119.4567 | 0.9831 | 0.97396 | 0.51775 | 0 | 0 | 0 | 1 | 0 | 0.97312 | 0.16448 | 0 | 0.84817 | BR | 45 | bw_3.0 | 1.01 | 0.95 | 0.97 | 0 | 0 |  | 0 | 0.54455 | 0.96242 | 0.074932 | 0 | 0.41128 | 0.25 | 0 | 0 | 0 | 0 | 1 | 1 | 0.51775 | 0.97396 | 0.9831 | 0.84817 | 0.41453 | 113.5696 | 3907205.4485 | BR | 501_1.2.4 | 64 | 65 | 70 | I | 11.1.18 | 0.39503 | 111.3036 | 1189350.1177 | 295932.678 | 70 | U | 11_1.2.15 | 0.38756 | 115.0066 | 2876641.3855 | 291611.0574 | '11_1.2.15'
|  |  | 71 | 501_1.2.5 | 2334.375 | 1037.5 | 0 | 5870887.5797 | 0 | 0 | 5042422.2163 | 1037.5 | 501_1.2.5 | 42 | 0 | 52220.6938 | 548.9135 | 0 | 0 | 87947.2593 | 100610.298 | 34498.8218 | 232.9133 | 0.2871 | 0.24658 | 0.27066 | 0 | 0.2871 | 0 | 0.63019 | 5.3475 | 3.0135 | 22.3186 | 0.9759 | 0.9759 | 0 | 5.3761 | 0.19618 | 98.3596 | 101.7738 | 0 | 103.9319 | 0 | 108.2614 | 0.96849 | 0.94653 | 0.49663 | 0 | 0 | 0 | 0.9759 | 0.050418 | 0.99451 | 0.47779 | 0 | 0.77681 | BS | 18 | bw_3.0 | 1.01 | 0.95 | 0.97 | 0 | 0 |  | 0 | 0.77254 | 0.99383 | 0.38418 | 0 | 0.66933 | 0.25 | 0.050418 | 0 | 0 | 0 | 0.9759 | 0.9759 | 0.49663 | 0.94653 | 0.96849 | 0.77681 | 0.49037 | 103.9319 | 5870887.5797 | BS | 501_1.2.5 | 41 | 23 | 71 | AJ | 500.1.13 | 0.38832 | 122.5438 | 1225938.3008 | 297158.6163 | 71 | BD | 500_2.2.3 | 0.40507 | 120.2497 | 3654787.5769 | 295265.845 | '500_2.2.3'
|  |  | 72 | 501_1.2.6 | 2531.25 | 1125 | 0 | 6228461.2026 | 0 | 0 | 5322517.7483 | 1125 | 501_1.2.6 | 45 | 0 | 49401.1854 | 7755.7536 | 0 | 0 | 37222.4812 | 117611.2897 | 100657.3684 | 218.592 | 0.28089 | 0.24004 | 0.25857 | 0 | 0.28089 | 0 | 0.22331 | 0.28511 | 3.0469 | 9.7187 | 1 | 1 | 0 | 5.3773 | 2.8318 | 100.5309 | 104.5459 | 0 | 108.7401 | 0 | 114.1537 | 0.98883 | 0.99715 | 0.48828 | 0 | 0 | 0.043763 | 1 | 0.0011285 | 0.92244 | 0.50599 | 0 | 0.90281 | BT | 90 | bw_4.2 | 1.01 | 0.97 | 0.99 | 0 | 0 |  | 0 | 0.77239 | 0.8952 | 0.28748 | 0 | 0.54059 | 0.25 | 0.0011285 | 0 | 0 | 0.043763 | 1 | 1 | 0.48828 | 0.99715 | 0.98883 | 0.90281 | 0.4562 | 108.7401 | 6228461.2026 | BT | 501_1.2.6 | 48 | 42 | 72 | U | 11_1.2.15 | 0.38756 | 115.0066 | 2876641.3855 | 300035.2576 | 72 | BF | 500_2.2.5 | 0.41094 | 120.4141 | 6898604.5788 | 302164.4496 | '500_2.2.5'
|  |  | 73 | 501_1.2.7 | 2138.625 | 950.5 | 0 | 5212852.7309 | 0 | 0 | 4434455.9863 | 950.5 | 501_1.2.7 | 46 | 0 | 19377.8582 | 1463.6064 | 0 | 0 | 15627.7623 | 75892.9251 | 60801.8245 | 215.5851 | 0.27825 | 0.2367 | 0.25697 | 0 | 0.27825 | 0 | 0.36622 | 4.1975 | 2.722 | 17.3419 | 1 | 1 | 0 | 4.0772 | 0.53444 | 101.5348 | 106.0857 | 0 | 106.1464 | 0 | 111.5074 | 0.98169 | 0.95802 | 0.5695 | 0 | 0 | 0.48504 | 1 | 0.24107 | 0.98536 | 0.80622 | 0 | 0.82658 | BU | 49 | bw_4.2 | 1.01 | 0.97 | 0.99 | 0 | 0 |  | 0 | 0.93225 | 0.98118 | 0.24277 | 0 | 0.61004 | 0.25 | 0.24107 | 0 | 0 | 0.48504 | 1 | 1 | 0.5695 | 0.95802 | 0.98169 | 0.82658 | 0.51096 | 106.1464 | 5212852.7309 | BU | 501_1.2.7 | 32 | 30 | 73 | C | 1000 | 0.3875 | 114.4814 | 11292833.6173 | 311328.0913 | 73 | AL | 500.1.16 | 0.40775 | 120.7546 | 3838466.1793 | 306002.9158 | '500.1.16'
|  |  | 74 | 501_1.2.8 | 2010.375 | 893.5 | 0 | 5283828.7244 | 2 | 0 | 4546748.4123 | 893.5 | 501_1.2.8 | 36 | 0 | 35014.9957 | 2180.7378 | 0 | 0 | 59035.3178 | 80446.341 | 25516.6252 | 248.4712 | 0.30003 | 0.25818 | 0.28747 | 0 | 0.30003 | 0 | 0.59115 | 6.9225 | 2.7756 | 21.2966 | 1 | 1 | 0 | 4.447 | 0.74955 | 94.1893 | 97.2798 | 0 | 99.3858 | 0 | 103.3202 | 0.97044 | 0.93078 | 0.5561 | 0 | 0 | 0 | 1 | 0.19554 | 0.97819 | 0.64985 | 0 | 0.78703 | BV | 11 | bw_4.1 | 1.01 | 0.97 | 0.99 | 0 | 0 |  | 0 | 0.88678 | 0.97313 | 0.5699 | 0 | 0.79105 | 0.25 | 0.19554 | 0 | 0 | 0 | 1 | 1 | 0.5561 | 0.93078 | 0.97044 | 0.78703 | 0.55386 | 99.3858 | 5283828.7244 | BV | 501_1.2.8 | 22 | 13 | 74 | BY | 8 | 0.36656 | 123.8108 | 2277857.2981 | 313605.9486 | 74 | AU | 500_1.2.2 | 0.40214 | 120.949 | 5388250.9998 | 311391.1668 | '500_1.2.2'
|  |  | 75 | 501_1.2.9 | 1580.0625 | 702.25 | 0 | 3767450.2024 | 0 | 0 | 3215235.1313 | 702.25 | 501_1.2.9 | 30 | 0 | 66945.9208 | 3938.4807 | 0 | 0 | 49949.8062 | 98205.413 | 50905.7551 | 211.5326 | 0.27219 | 0.23229 | 0.252 | 0 | 0.27219 | 0 | 0.30239 | 2.4956 | 2.9324 | 13.3771 | 0.95372 | 0.95372 | 0 | 6.3591 | 1.4906 | 103.7994 | 108.1023 | 0 | 111.6491 | 0 | 117.3048 | 0.98488 | 0.97504 | 0.51691 | 0 | 0 | 0 | 0.95372 | 0.045585 | 0.96062 | 0.33054 | 0 | 0.86623 | BW | 35 | bw_4.2 | 1.01 | 0.97 | 0.99 | 0 | 0 |  | 0 | 0.65167 | 0.9454 | 0.14192 | 0 | 0.4627 | 0.25 | 0.045585 | 0 | 0 | 0 | 0.95372 | 0.95372 | 0.51691 | 0.97504 | 0.98488 | 0.86623 | 0.43317 | 111.6491 | 3767450.2024 | BW | 501_1.2.9 | 58 | 56 | 75 | A | 1 | 0.36579 | 113.71 | 376906.5098 | 313982.8551 | 75 | AJ | 500.1.13 | 0.38832 | 122.5438 | 1225938.3008 | 312617.1051 | '500.1.13'
|  |  | 76 | 7 | 754.875 | 335.5 | 0 | 1749964.3032 | 5 | 0 | 1487225.9165 | 335.5 | 7 | 22 | 0 | 88242.5305 | 33507.4543 | 0 | 0 | 89724.3091 | 274992.6821 | 13875.3436 | 205.3258 | 0.26464 | 0.2249 | 0.24362 | 0 | 0.26464 | 0 | 0.16565 | 0.2377 | 2.6992 | 4.0447 | 1 | 0 | 0 | 7.5281 | 12.954 | 106.6826 | 111.5498 | 0 | 127.1647 | 0 | 135.65 | 0.99172 | 0.99762 | 0.57519 | 0 | 0 | 0 | 0.5 | 0 | 0.66493 | 0.11876 | 0 | 0.95955 | BX | 208 | bw_7.0 | 1.13 | 1.33 | 1.3 | 0 | 0 |  | 0 | 0.50794 | 0.5164 | 0.013513 | 0 | 0.047265 | 1 | 0 | 0 | 0 | 0 | 1 | 0 | 0.57519 | 0.99762 | 0.99172 | 0.95955 | 0.34038 | 127.1647 | 1749964.3032 | BX | 7 | 78 | 77 | 76 | BK | 501.1.5 | 0.3576 | 113.9907 | 912107.3156 | 314894.9624 | 76 | BY | 8 | 0.36656 | 123.8108 | 2277857.2981 | 314894.9624 | '8'
|  |  | 77 | 8 | 979.3125 | 435.25 | 0 | 2277857.2981 | 5 | 0 | 1936219.8934 | 435.25 | 8 | 30 | 0 | 85806.5142 | 26098.1494 | 0 | 0 | 86613.6646 | 266526.0825 | 16110.0714 | 206.0587 | 0.26552 | 0.2257 | 0.24467 | 0 | 0.26552 | 0 | 0.14949 | 0.18323 | 2.69 | 5.9316 | 1 | 0 | 0 | 7.3898 | 10.0873 | 106.3337 | 111.1656 | 0 | 123.8108 | 0 | 131.7284 | 0.99253 | 0.99817 | 0.57749 | 0 | 0 | 0 | 0.5 | 0 | 0.73902 | 0.14285 | 0 | 0.94068 | BY | 200 | bw_7.0 | 1.13 | 1.33 | 1.3 | 0 | 0 |  | 0 | 0.52495 | 0.62368 | 0.02905 | 0 | 0.13707 | 1 | 0 | 0 | 0 | 0 | 1 | 0 | 0.57749 | 0.99817 | 0.99253 | 0.94068 | 0.36656 | 123.8108 | 2277857.2981 | BY | 8 | 74 | 76 | 77 | D | 1001 | 0.34167 | 128.93 | 43928358.6158 | 358823.321 | 77 | BX | 7 | 0.34038 | 127.1647 | 1749964.3032 | 316644.9267 | '7'
|  |  | 78 | 9 | 849.375 | 377.5 | 0 | 2030221.2435 | 0 | 0 | 1723477.497 | 377.5 | 9 | 30 | 0 | 63839.8083 | 1812.7809 | 0 | 0 | 63965.1171 | 200116.2087 | 56955.5972 | 209.8201 | 0.27286 | 0.23163 | 0.2519 | 0 | 0.27286 | 0 | 0.15828 | 0.10596 | 2.6742 | 11.7364 | 1 | 0 | 0 | 6.1884 | 0.67915 | 103.491 | 108.3363 | 0 | 110.3585 | 0 | 116.4259 | 0.99209 | 0.99894 | 0.58146 | 0 | 0 | 0 | 0.5 | 0 | 0.98187 | 0.3616 | 0 | 0.88264 | BZ | 133 | bw_7.0 | 1.13 | 1.33 | 1.3 | 0 | 0 |  | 0 | 0.67266 | 0.97576 | 0.15565 | 0 | 0.49725 | 1 | 0 | 0 | 0 | 0 | 1 | 0 | 0.58146 | 0.99894 | 0.99209 | 0.88264 | 0.47193 | 110.3585 | 2030221.2435 | BZ | 9 | 43 | 51 | 78 | BX | 7 | 0.34038 | 127.1647 | 1749964.3032 | 360573.2853 | 78 | D | 1001 | 0.34167 | 128.93 | 43928358.6158 | 360573.2853 | '1001'
|  |  | 0 | 0 | 0 | 0 | 0 | 0 | 0 | 0 | 0 | 0 | 0 | 0 | 0 | 0 | 0 | 0 | 0 | 0 | 0 | 0 | 0 | 0 | 0 | 0 | 0 | 0 | 0 | 0 | 0 | 0 | 0 | 0 | 0 | 0 | 0 | 0 | 0 | 0 | 0 | 0 | 0 | 0 | 0 | 0 | 0 | 0 | 0 | 0 | 0 | 0 | 0 | 0 | 0 | 0 | 0 | 0 | 0 | 0 | 0 | 0 | 0 | 0 |  | 0 | 1.4336 | 1.0012 | 4.7646 | 0 | 3.4521 | -6.0625 | 0 | 0 | 0 | 0 | 0 | 0 | 0 | 0 | 0 | 0 | 0 | 0 | 0 | 0 | 0 |  |  | 79 | #N/A | #N/A | #N/A | #N/A | #N/A | #N/A | 79 | #N/A | #N/A | #N/A | #N/A | #N/A | #N/A | #N/A
|  |  | 0 | 0 | 0 | 0 | 0 | 0 | 0 | 0 | 0 | 0 | 0 | 0 | 0 | 0 | 0 | 0 | 0 | 0 | 0 | 0 | 0 | 0 | 0 | 0 | 0 | 0 | 0 | 0 | 0 | 0 | 0 | 0 | 0 | 0 | 0 | 0 | 0 | 0 | 0 | 0 | 0 | 0 | 0 | 0 | 0 | 0 | 0 | 0 | 0 | 0 | 0 | 0 | 0 | 0 | 0 | 0 | 0 | 0 | 0 | 0 | 0 | 0 |  | 0 | 1.4336 | 1.0012 | 4.7646 | 0 | 3.4521 | -6.0625 | 0 | 0 | 0 | 0 | 0 | 0 | 0 | 0 | 0 | 0 | 0 | 0 | 0 | 0 | 0 |  |  | 80 | #N/A | #N/A | #N/A | #N/A | #N/A | #N/A | 80 | #N/A | #N/A | #N/A | #N/A | #N/A | #N/A | #N/A
|  |  | 0 | 0 | 0 | 0 | 0 | 0 | 0 | 0 | 0 | 0 | 0 | 0 | 0 | 0 | 0 | 0 | 0 | 0 | 0 | 0 | 0 | 0 | 0 | 0 | 0 | 0 | 0 | 0 | 0 | 0 | 0 | 0 | 0 | 0 | 0 | 0 | 0 | 0 | 0 | 0 | 0 | 0 | 0 | 0 | 0 | 0 | 0 | 0 | 0 | 0 | 0 | 0 | 0 | 0 | 0 | 0 | 0 | 0 | 0 | 0 | 0 | 0 |  | 0 | 1.4336 | 1.0012 | 4.7646 | 0 | 3.4521 | -6.0625 | 0 | 0 | 0 | 0 | 0 | 0 | 0 | 0 | 0 | 0 | 0 | 0 | 0 | 0 | 0 |  |  | 81 | #N/A | #N/A | #N/A | #N/A | #N/A | #N/A | 81 | #N/A | #N/A | #N/A | #N/A | #N/A | #N/A | #N/A
|  |  | 0 | 0 | 0 | 0 | 0 | 0 | 0 | 0 | 0 | 0 | 0 | 0 | 0 | 0 | 0 | 0 | 0 | 0 | 0 | 0 | 0 | 0 | 0 | 0 | 0 | 0 | 0 | 0 | 0 | 0 | 0 | 0 | 0 | 0 | 0 | 0 | 0 | 0 | 0 | 0 | 0 | 0 | 0 | 0 | 0 | 0 | 0 | 0 | 0 | 0 | 0 | 0 | 0 | 0 | 0 | 0 | 0 | 0 | 0 | 0 | 0 | 0 |  | 0 | 1.4336 | 1.0012 | 4.7646 | 0 | 3.4521 | -6.0625 | 0 | 0 | 0 | 0 | 0 | 0 | 0 | 0 | 0 | 0 | 0 | 0 | 0 | 0 | 0 |  |  | 82 | #N/A | #N/A | #N/A | #N/A | #N/A | #N/A | 82 | #N/A | #N/A | #N/A | #N/A | #N/A | #N/A | #N/A
|  |  | 0 | 0 | 0 | 0 | 0 | 0 | 0 | 0 | 0 | 0 | 0 | 0 | 0 | 0 | 0 | 0 | 0 | 0 | 0 | 0 | 0 | 0 | 0 | 0 | 0 | 0 | 0 | 0 | 0 | 0 | 0 | 0 | 0 | 0 | 0 | 0 | 0 | 0 | 0 | 0 | 0 | 0 | 0 | 0 | 0 | 0 | 0 | 0 | 0 | 0 | 0 | 0 | 0 | 0 | 0 | 0 | 0 | 0 | 0 | 0 | 0 | 0 |  | 0 | 1.4336 | 1.0012 | 4.7646 | 0 | 3.4521 | -6.0625 | 0 | 0 | 0 | 0 | 0 | 0 | 0 | 0 | 0 | 0 | 0 | 0 | 0 | 0 | 0 |  |  | 83 | #N/A | #N/A | #N/A | #N/A | #N/A | #N/A | 83 | #N/A | #N/A | #N/A | #N/A | #N/A | #N/A | #N/A
|  |  | 0 | 0 | 0 | 0 | 0 | 0 | 0 | 0 | 0 | 0 | 0 | 0 | 0 | 0 | 0 | 0 | 0 | 0 | 0 | 0 | 0 | 0 | 0 | 0 | 0 | 0 | 0 | 0 | 0 | 0 | 0 | 0 | 0 | 0 | 0 | 0 | 0 | 0 | 0 | 0 | 0 | 0 | 0 | 0 | 0 | 0 | 0 | 0 | 0 | 0 | 0 | 0 | 0 | 0 | 0 | 0 | 0 | 0 | 0 | 0 | 0 | 0 |  | 0 | 1.4336 | 1.0012 | 4.7646 | 0 | 3.4521 | -6.0625 | 0 | 0 | 0 | 0 | 0 | 0 | 0 | 0 | 0 | 0 | 0 | 0 | 0 | 0 | 0 |  |  | 84 | #N/A | #N/A | #N/A | #N/A | #N/A | #N/A | 84 | #N/A | #N/A | #N/A | #N/A | #N/A | #N/A | #N/A
|  |  | 0 | 0 | 0 | 0 | 0 | 0 | 0 | 0 | 0 | 0 | 0 | 0 | 0 | 0 | 0 | 0 | 0 | 0 | 0 | 0 | 0 | 0 | 0 | 0 | 0 | 0 | 0 | 0 | 0 | 0 | 0 | 0 | 0 | 0 | 0 | 0 | 0 | 0 | 0 | 0 | 0 | 0 | 0 | 0 | 0 | 0 | 0 | 0 | 0 | 0 | 0 | 0 | 0 | 0 | 0 | 0 | 0 | 0 | 0 | 0 | 0 | 0 |  | 0 | 1.4336 | 1.0012 | 4.7646 | 0 | 3.4521 | -6.0625 | 0 | 0 | 0 | 0 | 0 | 0 | 0 | 0 | 0 | 0 | 0 | 0 | 0 | 0 | 0 |  |  | 85 | #N/A | #N/A | #N/A | #N/A | #N/A | #N/A | 85 | #N/A | #N/A | #N/A | #N/A | #N/A | #N/A | #N/A
|  |  | 0 | 0 | 0 | 0 | 0 | 0 | 0 | 0 | 0 | 0 | 0 | 0 | 0 | 0 | 0 | 0 | 0 | 0 | 0 | 0 | 0 | 0 | 0 | 0 | 0 | 0 | 0 | 0 | 0 | 0 | 0 | 0 | 0 | 0 | 0 | 0 | 0 | 0 | 0 | 0 | 0 | 0 | 0 | 0 | 0 | 0 | 0 | 0 | 0 | 0 | 0 | 0 | 0 | 0 | 0 | 0 | 0 | 0 | 0 | 0 | 0 | 0 |  | 0 | 1.4336 | 1.0012 | 4.7646 | 0 | 3.4521 | -6.0625 | 0 | 0 | 0 | 0 | 0 | 0 | 0 | 0 | 0 | 0 | 0 | 0 | 0 | 0 | 0 |  |  | 86 | #N/A | #N/A | #N/A | #N/A | #N/A | #N/A | 86 | #N/A | #N/A | #N/A | #N/A | #N/A | #N/A | #N/A
|  |  | 0 | 0 | 0 | 0 | 0 | 0 | 0 | 0 | 0 | 0 | 0 | 0 | 0 | 0 | 0 | 0 | 0 | 0 | 0 | 0 | 0 | 0 | 0 | 0 | 0 | 0 | 0 | 0 | 0 | 0 | 0 | 0 | 0 | 0 | 0 | 0 | 0 | 0 | 0 | 0 | 0 | 0 | 0 | 0 | 0 | 0 | 0 | 0 | 0 | 0 | 0 | 0 | 0 | 0 | 0 | 0 | 0 | 0 | 0 | 0 | 0 | 0 |  | 0 | 1.4336 | 1.0012 | 4.7646 | 0 | 3.4521 | -6.0625 | 0 | 0 | 0 | 0 | 0 | 0 | 0 | 0 | 0 | 0 | 0 | 0 | 0 | 0 | 0 |  |  | 87 | #N/A | #N/A | #N/A | #N/A | #N/A | #N/A | 87 | #N/A | #N/A | #N/A | #N/A | #N/A | #N/A | #N/A
|  |  | 0 | 0 | 0 | 0 | 0 | 0 | 0 | 0 | 0 | 0 | 0 | 0 | 0 | 0 | 0 | 0 | 0 | 0 | 0 | 0 | 0 | 0 | 0 | 0 | 0 | 0 | 0 | 0 | 0 | 0 | 0 | 0 | 0 | 0 | 0 | 0 | 0 | 0 | 0 | 0 | 0 | 0 | 0 | 0 | 0 | 0 | 0 | 0 | 0 | 0 | 0 | 0 | 0 | 0 | 0 | 0 | 0 | 0 | 0 | 0 | 0 | 0 |  | 0 | 1.4336 | 1.0012 | 4.7646 | 0 | 3.4521 | -6.0625 | 0 | 0 | 0 | 0 | 0 | 0 | 0 | 0 | 0 | 0 | 0 | 0 | 0 | 0 | 0 |  |  | 88 | #N/A | #N/A | #N/A | #N/A | #N/A | #N/A | 88 | #N/A | #N/A | #N/A | #N/A | #N/A | #N/A | #N/A
|  |  | 0 | 0 | 0 | 0 | 0 | 0 | 0 | 0 | 0 | 0 | 0 | 0 | 0 | 0 | 0 | 0 | 0 | 0 | 0 | 0 | 0 | 0 | 0 | 0 | 0 | 0 | 0 | 0 | 0 | 0 | 0 | 0 | 0 | 0 | 0 | 0 | 0 | 0 | 0 | 0 | 0 | 0 | 0 | 0 | 0 | 0 | 0 | 0 | 0 | 0 | 0 | 0 | 0 | 0 | 0 | 0 | 0 | 0 | 0 | 0 | 0 | 0 |  | 0 | 1.4336 | 1.0012 | 4.7646 | 0 | 3.4521 | -6.0625 | 0 | 0 | 0 | 0 | 0 | 0 | 0 | 0 | 0 | 0 | 0 | 0 | 0 | 0 | 0 |  |  | 89 | #N/A | #N/A | #N/A | #N/A | #N/A | #N/A | 89 | #N/A | #N/A | #N/A | #N/A | #N/A | #N/A | #N/A
|  |  | 0 | 0 | 0 | 0 | 0 | 0 | 0 | 0 | 0 | 0 | 0 | 0 | 0 | 0 | 0 | 0 | 0 | 0 | 0 | 0 | 0 | 0 | 0 | 0 | 0 | 0 | 0 | 0 | 0 | 0 | 0 | 0 | 0 | 0 | 0 | 0 | 0 | 0 | 0 | 0 | 0 | 0 | 0 | 0 | 0 | 0 | 0 | 0 | 0 | 0 | 0 | 0 | 0 | 0 | 0 | 0 | 0 | 0 | 0 | 0 | 0 | 0 |  | 0 | 1.4336 | 1.0012 | 4.7646 | 0 | 3.4521 | -6.0625 | 0 | 0 | 0 | 0 | 0 | 0 | 0 | 0 | 0 | 0 | 0 | 0 | 0 | 0 | 0 |  |  | 90 | #N/A | #N/A | #N/A | #N/A | #N/A | #N/A | 90 | #N/A | #N/A | #N/A | #N/A | #N/A | #N/A | #N/A
|  |  | 0 | 0 | 0 | 0 | 0 | 0 | 0 | 0 | 0 | 0 | 0 | 0 | 0 | 0 | 0 | 0 | 0 | 0 | 0 | 0 | 0 | 0 | 0 | 0 | 0 | 0 | 0 | 0 | 0 | 0 | 0 | 0 | 0 | 0 | 0 | 0 | 0 | 0 | 0 | 0 | 0 | 0 | 0 | 0 | 0 | 0 | 0 | 0 | 0 | 0 | 0 | 0 | 0 | 0 | 0 | 0 | 0 | 0 | 0 | 0 | 0 | 0 |  | 0 | 1.4336 | 1.0012 | 4.7646 | 0 | 3.4521 | -6.0625 | 0 | 0 | 0 | 0 | 0 | 0 | 0 | 0 | 0 | 0 | 0 | 0 | 0 | 0 | 0 |  |  | 91 | #N/A | #N/A | #N/A | #N/A | #N/A | #N/A | 91 | #N/A | #N/A | #N/A | #N/A | #N/A | #N/A | #N/A
|  |  | 0 | 0 | 0 | 0 | 0 | 0 | 0 | 0 | 0 | 0 | 0 | 0 | 0 | 0 | 0 | 0 | 0 | 0 | 0 | 0 | 0 | 0 | 0 | 0 | 0 | 0 | 0 | 0 | 0 | 0 | 0 | 0 | 0 | 0 | 0 | 0 | 0 | 0 | 0 | 0 | 0 | 0 | 0 | 0 | 0 | 0 | 0 | 0 | 0 | 0 | 0 | 0 | 0 | 0 | 0 | 0 | 0 | 0 | 0 | 0 | 0 | 0 |  | 0 | 1.4336 | 1.0012 | 4.7646 | 0 | 3.4521 | -6.0625 | 0 | 0 | 0 | 0 | 0 | 0 | 0 | 0 | 0 | 0 | 0 | 0 | 0 | 0 | 0 |  |  | 92 | #N/A | #N/A | #N/A | #N/A | #N/A | #N/A | 92 | #N/A | #N/A | #N/A | #N/A | #N/A | #N/A | #N/A
|  |  | 0 | 0 | 0 | 0 | 0 | 0 | 0 | 0 | 0 | 0 | 0 | 0 | 0 | 0 | 0 | 0 | 0 | 0 | 0 | 0 | 0 | 0 | 0 | 0 | 0 | 0 | 0 | 0 | 0 | 0 | 0 | 0 | 0 | 0 | 0 | 0 | 0 | 0 | 0 | 0 | 0 | 0 | 0 | 0 | 0 | 0 | 0 | 0 | 0 | 0 | 0 | 0 | 0 | 0 | 0 | 0 | 0 | 0 | 0 | 0 | 0 | 0 |  | 0 | 1.4336 | 1.0012 | 4.7646 | 0 | 3.4521 | -6.0625 | 0 | 0 | 0 | 0 | 0 | 0 | 0 | 0 | 0 | 0 | 0 | 0 | 0 | 0 | 0 |  |  | 93 | #N/A | #N/A | #N/A | #N/A | #N/A | #N/A | 93 | #N/A | #N/A | #N/A | #N/A | #N/A | #N/A | #N/A
|  |  | 0 | 0 | 0 | 0 | 0 | 0 | 0 | 0 | 0 | 0 | 0 | 0 | 0 | 0 | 0 | 0 | 0 | 0 | 0 | 0 | 0 | 0 | 0 | 0 | 0 | 0 | 0 | 0 | 0 | 0 | 0 | 0 | 0 | 0 | 0 | 0 | 0 | 0 | 0 | 0 | 0 | 0 | 0 | 0 | 0 | 0 | 0 | 0 | 0 | 0 | 0 | 0 | 0 | 0 | 0 | 0 | 0 | 0 | 0 | 0 | 0 | 0 |  | 0 | 1.4336 | 1.0012 | 4.7646 | 0 | 3.4521 | -6.0625 | 0 | 0 | 0 | 0 | 0 | 0 | 0 | 0 | 0 | 0 | 0 | 0 | 0 | 0 | 0 |  |  | 94 | #N/A | #N/A | #N/A | #N/A | #N/A | #N/A | 94 | #N/A | #N/A | #N/A | #N/A | #N/A | #N/A | #N/A
|  |  | 0 | 0 | 0 | 0 | 0 | 0 | 0 | 0 | 0 | 0 | 0 | 0 | 0 | 0 | 0 | 0 | 0 | 0 | 0 | 0 | 0 | 0 | 0 | 0 | 0 | 0 | 0 | 0 | 0 | 0 | 0 | 0 | 0 | 0 | 0 | 0 | 0 | 0 | 0 | 0 | 0 | 0 | 0 | 0 | 0 | 0 | 0 | 0 | 0 | 0 | 0 | 0 | 0 | 0 | 0 | 0 | 0 | 0 | 0 | 0 | 0 | 0 |  | 0 | 1.4336 | 1.0012 | 4.7646 | 0 | 3.4521 | -6.0625 | 0 | 0 | 0 | 0 | 0 | 0 | 0 | 0 | 0 | 0 | 0 | 0 | 0 | 0 | 0 |  |  | 95 | #N/A | #N/A | #N/A | #N/A | #N/A | #N/A | 95 | #N/A | #N/A | #N/A | #N/A | #N/A | #N/A | #N/A
|  |  | 0 | 0 | 0 | 0 | 0 | 0 | 0 | 0 | 0 | 0 | 0 | 0 | 0 | 0 | 0 | 0 | 0 | 0 | 0 | 0 | 0 | 0 | 0 | 0 | 0 | 0 | 0 | 0 | 0 | 0 | 0 | 0 | 0 | 0 | 0 | 0 | 0 | 0 | 0 | 0 | 0 | 0 | 0 | 0 | 0 | 0 | 0 | 0 | 0 | 0 | 0 | 0 | 0 | 0 | 0 | 0 | 0 | 0 | 0 | 0 | 0 | 0 |  | 0 | 1.4336 | 1.0012 | 4.7646 | 0 | 3.4521 | -6.0625 | 0 | 0 | 0 | 0 | 0 | 0 | 0 | 0 | 0 | 0 | 0 | 0 | 0 | 0 | 0 |  |  | 96 | #N/A | #N/A | #N/A | #N/A | #N/A | #N/A | 96 | #N/A | #N/A | #N/A | #N/A | #N/A | #N/A | #N/A
|  |  | 0 | 0 | 0 | 0 | 0 | 0 | 0 | 0 | 0 | 0 | 0 | 0 | 0 | 0 | 0 | 0 | 0 | 0 | 0 | 0 | 0 | 0 | 0 | 0 | 0 | 0 | 0 | 0 | 0 | 0 | 0 | 0 | 0 | 0 | 0 | 0 | 0 | 0 | 0 | 0 | 0 | 0 | 0 | 0 | 0 | 0 | 0 | 0 | 0 | 0 | 0 | 0 | 0 | 0 | 0 | 0 | 0 | 0 | 0 | 0 | 0 | 0 |  | 0 | 1.4336 | 1.0012 | 4.7646 | 0 | 3.4521 | -6.0625 | 0 | 0 | 0 | 0 | 0 | 0 | 0 | 0 | 0 | 0 | 0 | 0 | 0 | 0 | 0 |  |  | 97 | #N/A | #N/A | #N/A | #N/A | #N/A | #N/A | 97 | #N/A | #N/A | #N/A | #N/A | #N/A | #N/A | #N/A
|  |  | 0 | 0 | 0 | 0 | 0 | 0 | 0 | 0 | 0 | 0 | 0 | 0 | 0 | 0 | 0 | 0 | 0 | 0 | 0 | 0 | 0 | 0 | 0 | 0 | 0 | 0 | 0 | 0 | 0 | 0 | 0 | 0 | 0 | 0 | 0 | 0 | 0 | 0 | 0 | 0 | 0 | 0 | 0 | 0 | 0 | 0 | 0 | 0 | 0 | 0 | 0 | 0 | 0 | 0 | 0 | 0 | 0 | 0 | 0 | 0 | 0 | 0 |  | 0 | 1.4336 | 1.0012 | 4.7646 | 0 | 3.4521 | -6.0625 | 0 | 0 | 0 | 0 | 0 | 0 | 0 | 0 | 0 | 0 | 0 | 0 | 0 | 0 | 0 |  |  | 98 | #N/A | #N/A | #N/A | #N/A | #N/A | #N/A | 98 | #N/A | #N/A | #N/A | #N/A | #N/A | #N/A | #N/A
|  |  | 0 | 0 | 0 | 0 | 0 | 0 | 0 | 0 | 0 | 0 | 0 | 0 | 0 | 0 | 0 | 0 | 0 | 0 | 0 | 0 | 0 | 0 | 0 | 0 | 0 | 0 | 0 | 0 | 0 | 0 | 0 | 0 | 0 | 0 | 0 | 0 | 0 | 0 | 0 | 0 | 0 | 0 | 0 | 0 | 0 | 0 | 0 | 0 | 0 | 0 | 0 | 0 | 0 | 0 | 0 | 0 | 0 | 0 | 0 | 0 | 0 | 0 |  | 0 | 1.4336 | 1.0012 | 4.7646 | 0 | 3.4521 | -6.0625 | 0 | 0 | 0 | 0 | 0 | 0 | 0 | 0 | 0 | 0 | 0 | 0 | 0 | 0 | 0 |  |  | 99 | #N/A | #N/A | #N/A | #N/A | #N/A | #N/A | 99 | #N/A | #N/A | #N/A | #N/A | #N/A | #N/A | #N/A
|  |  | 0 | 0 | 0 | 0 | 0 | 0 | 0 | 0 | 0 | 0 | 0 | 0 | 0 | 0 | 0 | 0 | 0 | 0 | 0 | 0 | 0 | 0 | 0 | 0 | 0 | 0 | 0 | 0 | 0 | 0 | 0 | 0 | 0 | 0 | 0 | 0 | 0 | 0 | 0 | 0 | 0 | 0 | 0 | 0 | 0 | 0 | 0 | 0 | 0 | 0 | 0 | 0 | 0 | 0 | 0 | 0 | 0 | 0 | 0 | 0 | 0 | 0 |  | 0 | 1.4336 | 1.0012 | 4.7646 | 0 | 3.4521 | -6.0625 | 0 | 0 | 0 | 0 | 0 | 0 | 0 | 0 | 0 | 0 | 0 | 0 | 0 | 0 | 0 |  |  | 100 | #N/A | #N/A | #N/A | #N/A | #N/A | #N/A | 100 | #N/A | #N/A | #N/A | #N/A | #N/A | #N/A | #N/A
|  |  | 0 | 0 | 0 | 0 | 0 | 0 | 0 | 0 | 0 | 0 | 0 | 0 | 0 | 0 | 0 | 0 | 0 | 0 | 0 | 0 | 0 | 0 | 0 | 0 | 0 | 0 | 0 | 0 | 0 | 0 | 0 | 0 | 0 | 0 | 0 | 0 | 0 | 0 | 0 | 0 | 0 | 0 | 0 | 0 | 0 | 0 | 0 | 0 | 0 | 0 | 0 | 0 | 0 | 0 | 0 | 0 | 0 | 0 | 0 | 0 | 0 | 0 |  | 0 | 1.4336 | 1.0012 | 4.7646 | 0 | 3.4521 | -6.0625 | 0 | 0 | 0 | 0 | 0 | 0 | 0 | 0 | 0 | 0 | 0 | 0 | 0 | 0 | 0 |  |  | 101 | #N/A | #N/A | #N/A | #N/A | #N/A | #N/A | 101 | #N/A | #N/A | #N/A | #N/A | #N/A | #N/A | #N/A
|  |  | 0 | 0 | 0 | 0 | 0 | 0 | 0 | 0 | 0 | 0 | 0 | 0 | 0 | 0 | 0 | 0 | 0 | 0 | 0 | 0 | 0 | 0 | 0 | 0 | 0 | 0 | 0 | 0 | 0 | 0 | 0 | 0 | 0 | 0 | 0 | 0 | 0 | 0 | 0 | 0 | 0 | 0 | 0 | 0 | 0 | 0 | 0 | 0 | 0 | 0 | 0 | 0 | 0 | 0 | 0 | 0 | 0 | 0 | 0 | 0 | 0 | 0 |  | 0 | 1.4336 | 1.0012 | 4.7646 | 0 | 3.4521 | -6.0625 | 0 | 0 | 0 | 0 | 0 | 0 | 0 | 0 | 0 | 0 | 0 | 0 | 0 | 0 | 0 |  |  | 102 | #N/A | #N/A | #N/A | #N/A | #N/A | #N/A | 102 | #N/A | #N/A | #N/A | #N/A | #N/A | #N/A | #N/A
|  |  | 0 | 0 | 0 | 0 | 0 | 0 | 0 | 0 | 0 | 0 | 0 | 0 | 0 | 0 | 0 | 0 | 0 | 0 | 0 | 0 | 0 | 0 | 0 | 0 | 0 | 0 | 0 | 0 | 0 | 0 | 0 | 0 | 0 | 0 | 0 | 0 | 0 | 0 | 0 | 0 | 0 | 0 | 0 | 0 | 0 | 0 | 0 | 0 | 0 | 0 | 0 | 0 | 0 | 0 | 0 | 0 | 0 | 0 | 0 | 0 | 0 | 0 |  | 0 | 1.4336 | 1.0012 | 4.7646 | 0 | 3.4521 | -6.0625 | 0 | 0 | 0 | 0 | 0 | 0 | 0 | 0 | 0 | 0 | 0 | 0 | 0 | 0 | 0 |  |  | 103 | #N/A | #N/A | #N/A | #N/A | #N/A | #N/A | 103 | #N/A | #N/A | #N/A | #N/A | #N/A | #N/A | #N/A
|  |  | 0 | 0 | 0 | 0 | 0 | 0 | 0 | 0 | 0 | 0 | 0 | 0 | 0 | 0 | 0 | 0 | 0 | 0 | 0 | 0 | 0 | 0 | 0 | 0 | 0 | 0 | 0 | 0 | 0 | 0 | 0 | 0 | 0 | 0 | 0 | 0 | 0 | 0 | 0 | 0 | 0 | 0 | 0 | 0 | 0 | 0 | 0 | 0 | 0 | 0 | 0 | 0 | 0 | 0 | 0 | 0 | 0 | 0 | 0 | 0 | 0 | 0 |  | 0 | 1.4336 | 1.0012 | 4.7646 | 0 | 3.4521 | -6.0625 | 0 | 0 | 0 | 0 | 0 | 0 | 0 | 0 | 0 | 0 | 0 | 0 | 0 | 0 | 0 |  |  | 104 | #N/A | #N/A | #N/A | #N/A | #N/A | #N/A | 104 | #N/A | #N/A | #N/A | #N/A | #N/A | #N/A | #N/A
|  |  | 0 | 0 | 0 | 0 | 0 | 0 | 0 | 0 | 0 | 0 | 0 | 0 | 0 | 0 | 0 | 0 | 0 | 0 | 0 | 0 | 0 | 0 | 0 | 0 | 0 | 0 | 0 | 0 | 0 | 0 | 0 | 0 | 0 | 0 | 0 | 0 | 0 | 0 | 0 | 0 | 0 | 0 | 0 | 0 | 0 | 0 | 0 | 0 | 0 | 0 | 0 | 0 | 0 | 0 | 0 | 0 | 0 | 0 | 0 | 0 | 0 | 0 |  | 0 | 1.4336 | 1.0012 | 4.7646 | 0 | 3.4521 | -6.0625 | 0 | 0 | 0 | 0 | 0 | 0 | 0 | 0 | 0 | 0 | 0 | 0 | 0 | 0 | 0 |  |  | 105 | #N/A | #N/A | #N/A | #N/A | #N/A | #N/A | 105 | #N/A | #N/A | #N/A | #N/A | #N/A | #N/A | #N/A
|  |  | 0 | 0 | 0 | 0 | 0 | 0 | 0 | 0 | 0 | 0 | 0 | 0 | 0 | 0 | 0 | 0 | 0 | 0 | 0 | 0 | 0 | 0 | 0 | 0 | 0 | 0 | 0 | 0 | 0 | 0 | 0 | 0 | 0 | 0 | 0 | 0 | 0 | 0 | 0 | 0 | 0 | 0 | 0 | 0 | 0 | 0 | 0 | 0 | 0 | 0 | 0 | 0 | 0 | 0 | 0 | 0 | 0 | 0 | 0 | 0 | 0 | 0 |  | 0 | 1.4336 | 1.0012 | 4.7646 | 0 | 3.4521 | -6.0625 | 0 | 0 | 0 | 0 | 0 | 0 | 0 | 0 | 0 | 0 | 0 | 0 | 0 | 0 | 0 |  |  | 106 | #N/A | #N/A | #N/A | #N/A | #N/A | #N/A | 106 | #N/A | #N/A | #N/A | #N/A | #N/A | #N/A | #N/A
|  |  | 0 | 0 | 0 | 0 | 0 | 0 | 0 | 0 | 0 | 0 | 0 | 0 | 0 | 0 | 0 | 0 | 0 | 0 | 0 | 0 | 0 | 0 | 0 | 0 | 0 | 0 | 0 | 0 | 0 | 0 | 0 | 0 | 0 | 0 | 0 | 0 | 0 | 0 | 0 | 0 | 0 | 0 | 0 | 0 | 0 | 0 | 0 | 0 | 0 | 0 | 0 | 0 | 0 | 0 | 0 | 0 | 0 | 0 | 0 | 0 | 0 | 0 |  | 0 | 1.4336 | 1.0012 | 4.7646 | 0 | 3.4521 | -6.0625 | 0 | 0 | 0 | 0 | 0 | 0 | 0 | 0 | 0 | 0 | 0 | 0 | 0 | 0 | 0 |  |  | 107 | #N/A | #N/A | #N/A | #N/A | #N/A | #N/A | 107 | #N/A | #N/A | #N/A | #N/A | #N/A | #N/A | #N/A
|  |  | 0 | 0 | 0 | 0 | 0 | 0 | 0 | 0 | 0 | 0 | 0 | 0 | 0 | 0 | 0 | 0 | 0 | 0 | 0 | 0 | 0 | 0 | 0 | 0 | 0 | 0 | 0 | 0 | 0 | 0 | 0 | 0 | 0 | 0 | 0 | 0 | 0 | 0 | 0 | 0 | 0 | 0 | 0 | 0 | 0 | 0 | 0 | 0 | 0 | 0 | 0 | 0 | 0 | 0 | 0 | 0 | 0 | 0 | 0 | 0 | 0 | 0 |  | 0 | 1.4336 | 1.0012 | 4.7646 | 0 | 3.4521 | -6.0625 | 0 | 0 | 0 | 0 | 0 | 0 | 0 | 0 | 0 | 0 | 0 | 0 | 0 | 0 | 0 |  |  | 108 | #N/A | #N/A | #N/A | #N/A | #N/A | #N/A | 108 | #N/A | #N/A | #N/A | #N/A | #N/A | #N/A | #N/A
|  |  | 0 | 0 | 0 | 0 | 0 | 0 | 0 | 0 | 0 | 0 | 0 | 0 | 0 | 0 | 0 | 0 | 0 | 0 | 0 | 0 | 0 | 0 | 0 | 0 | 0 | 0 | 0 | 0 | 0 | 0 | 0 | 0 | 0 | 0 | 0 | 0 | 0 | 0 | 0 | 0 | 0 | 0 | 0 | 0 | 0 | 0 | 0 | 0 | 0 | 0 | 0 | 0 | 0 | 0 | 0 | 0 | 0 | 0 | 0 | 0 | 0 | 0 |  | 0 | 1.4336 | 1.0012 | 4.7646 | 0 | 3.4521 | -6.0625 | 0 | 0 | 0 | 0 | 0 | 0 | 0 | 0 | 0 | 0 | 0 | 0 | 0 | 0 | 0 |  |  | 109 | #N/A | #N/A | #N/A | #N/A | #N/A | #N/A | 109 | #N/A | #N/A | #N/A | #N/A | #N/A | #N/A | #N/A
|  |  | 0 | 0 | 0 | 0 | 0 | 0 | 0 | 0 | 0 | 0 | 0 | 0 | 0 | 0 | 0 | 0 | 0 | 0 | 0 | 0 | 0 | 0 | 0 | 0 | 0 | 0 | 0 | 0 | 0 | 0 | 0 | 0 | 0 | 0 | 0 | 0 | 0 | 0 | 0 | 0 | 0 | 0 | 0 | 0 | 0 | 0 | 0 | 0 | 0 | 0 | 0 | 0 | 0 | 0 | 0 | 0 | 0 | 0 | 0 | 0 | 0 | 0 |  | 0 | 1.4336 | 1.0012 | 4.7646 | 0 | 3.4521 | -6.0625 | 0 | 0 | 0 | 0 | 0 | 0 | 0 | 0 | 0 | 0 | 0 | 0 | 0 | 0 | 0 |  |  | 110 | #N/A | #N/A | #N/A | #N/A | #N/A | #N/A | 110 | #N/A | #N/A | #N/A | #N/A | #N/A | #N/A | #N/A
|  |  | 0 | 0 | 0 | 0 | 0 | 0 | 0 | 0 | 0 | 0 | 0 | 0 | 0 | 0 | 0 | 0 | 0 | 0 | 0 | 0 | 0 | 0 | 0 | 0 | 0 | 0 | 0 | 0 | 0 | 0 | 0 | 0 | 0 | 0 | 0 | 0 | 0 | 0 | 0 | 0 | 0 | 0 | 0 | 0 | 0 | 0 | 0 | 0 | 0 | 0 | 0 | 0 | 0 | 0 | 0 | 0 | 0 | 0 | 0 | 0 | 0 | 0 |  | 0 | 1.4336 | 1.0012 | 4.7646 | 0 | 3.4521 | -6.0625 | 0 | 0 | 0 | 0 | 0 | 0 | 0 | 0 | 0 | 0 | 0 | 0 | 0 | 0 | 0 |  |  | 111 | #N/A | #N/A | #N/A | #N/A | #N/A | #N/A | 111 | #N/A | #N/A | #N/A | #N/A | #N/A | #N/A | #N/A
|  |  | 0 | 0 | 0 | 0 | 0 | 0 | 0 | 0 | 0 | 0 | 0 | 0 | 0 | 0 | 0 | 0 | 0 | 0 | 0 | 0 | 0 | 0 | 0 | 0 | 0 | 0 | 0 | 0 | 0 | 0 | 0 | 0 | 0 | 0 | 0 | 0 | 0 | 0 | 0 | 0 | 0 | 0 | 0 | 0 | 0 | 0 | 0 | 0 | 0 | 0 | 0 | 0 | 0 | 0 | 0 | 0 | 0 | 0 | 0 | 0 | 0 | 0 |  | 0 | 1.4336 | 1.0012 | 4.7646 | 0 | 3.4521 | -6.0625 | 0 | 0 | 0 | 0 | 0 | 0 | 0 | 0 | 0 | 0 | 0 | 0 | 0 | 0 | 0 |  |  | 112 | #N/A | #N/A | #N/A | #N/A | #N/A | #N/A | 112 | #N/A | #N/A | #N/A | #N/A | #N/A | #N/A | #N/A
|  |  | 0 | 0 | 0 | 0 | 0 | 0 | 0 | 0 | 0 | 0 | 0 | 0 | 0 | 0 | 0 | 0 | 0 | 0 | 0 | 0 | 0 | 0 | 0 | 0 | 0 | 0 | 0 | 0 | 0 | 0 | 0 | 0 | 0 | 0 | 0 | 0 | 0 | 0 | 0 | 0 | 0 | 0 | 0 | 0 | 0 | 0 | 0 | 0 | 0 | 0 | 0 | 0 | 0 | 0 | 0 | 0 | 0 | 0 | 0 | 0 | 0 | 0 |  | 0 | 1.4336 | 1.0012 | 4.7646 | 0 | 3.4521 | -6.0625 | 0 | 0 | 0 | 0 | 0 | 0 | 0 | 0 | 0 | 0 | 0 | 0 | 0 | 0 | 0 |  |  | 113 | #N/A | #N/A | #N/A | #N/A | #N/A | #N/A | 113 | #N/A | #N/A | #N/A | #N/A | #N/A | #N/A | #N/A
|  |  | 0 | 0 | 0 | 0 | 0 | 0 | 0 | 0 | 0 | 0 | 0 | 0 | 0 | 0 | 0 | 0 | 0 | 0 | 0 | 0 | 0 | 0 | 0 | 0 | 0 | 0 | 0 | 0 | 0 | 0 | 0 | 0 | 0 | 0 | 0 | 0 | 0 | 0 | 0 | 0 | 0 | 0 | 0 | 0 | 0 | 0 | 0 | 0 | 0 | 0 | 0 | 0 | 0 | 0 | 0 | 0 | 0 | 0 | 0 | 0 | 0 | 0 |  | 0 | 1.4336 | 1.0012 | 4.7646 | 0 | 3.4521 | -6.0625 | 0 | 0 | 0 | 0 | 0 | 0 | 0 | 0 | 0 | 0 | 0 | 0 | 0 | 0 | 0 |  |  | 114 | #N/A | #N/A | #N/A | #N/A | #N/A | #N/A | 114 | #N/A | #N/A | #N/A | #N/A | #N/A | #N/A | #N/A
|  |  | 0 | 0 | 0 | 0 | 0 | 0 | 0 | 0 | 0 | 0 | 0 | 0 | 0 | 0 | 0 | 0 | 0 | 0 | 0 | 0 | 0 | 0 | 0 | 0 | 0 | 0 | 0 | 0 | 0 | 0 | 0 | 0 | 0 | 0 | 0 | 0 | 0 | 0 | 0 | 0 | 0 | 0 | 0 | 0 | 0 | 0 | 0 | 0 | 0 | 0 | 0 | 0 | 0 | 0 | 0 | 0 | 0 | 0 | 0 | 0 | 0 | 0 |  | 0 | 1.4336 | 1.0012 | 4.7646 | 0 | 3.4521 | -6.0625 | 0 | 0 | 0 | 0 | 0 | 0 | 0 | 0 | 0 | 0 | 0 | 0 | 0 | 0 | 0 |  |  | 115 | #N/A | #N/A | #N/A | #N/A | #N/A | #N/A | 115 | #N/A | #N/A | #N/A | #N/A | #N/A | #N/A | #N/A
|  |  | 0 | 0 | 0 | 0 | 0 | 0 | 0 | 0 | 0 | 0 | 0 | 0 | 0 | 0 | 0 | 0 | 0 | 0 | 0 | 0 | 0 | 0 | 0 | 0 | 0 | 0 | 0 | 0 | 0 | 0 | 0 | 0 | 0 | 0 | 0 | 0 | 0 | 0 | 0 | 0 | 0 | 0 | 0 | 0 | 0 | 0 | 0 | 0 | 0 | 0 | 0 | 0 | 0 | 0 | 0 | 0 | 0 | 0 | 0 | 0 | 0 | 0 |  | 0 | 1.4336 | 1.0012 | 4.7646 | 0 | 3.4521 | -6.0625 | 0 | 0 | 0 | 0 | 0 | 0 | 0 | 0 | 0 | 0 | 0 | 0 | 0 | 0 | 0 |  |  | 116 | #N/A | #N/A | #N/A | #N/A | #N/A | #N/A | 116 | #N/A | #N/A | #N/A | #N/A | #N/A | #N/A | #N/A
|  |  | 0 | 0 | 0 | 0 | 0 | 0 | 0 | 0 | 0 | 0 | 0 | 0 | 0 | 0 | 0 | 0 | 0 | 0 | 0 | 0 | 0 | 0 | 0 | 0 | 0 | 0 | 0 | 0 | 0 | 0 | 0 | 0 | 0 | 0 | 0 | 0 | 0 | 0 | 0 | 0 | 0 | 0 | 0 | 0 | 0 | 0 | 0 | 0 | 0 | 0 | 0 | 0 | 0 | 0 | 0 | 0 | 0 | 0 | 0 | 0 | 0 | 0 |  | 0 | 1.4336 | 1.0012 | 4.7646 | 0 | 3.4521 | -6.0625 | 0 | 0 | 0 | 0 | 0 | 0 | 0 | 0 | 0 | 0 | 0 | 0 | 0 | 0 | 0 |  |  | 117 | #N/A | #N/A | #N/A | #N/A | #N/A | #N/A | 117 | #N/A | #N/A | #N/A | #N/A | #N/A | #N/A | #N/A
|  |  | 0 | 0 | 0 | 0 | 0 | 0 | 0 | 0 | 0 | 0 | 0 | 0 | 0 | 0 | 0 | 0 | 0 | 0 | 0 | 0 | 0 | 0 | 0 | 0 | 0 | 0 | 0 | 0 | 0 | 0 | 0 | 0 | 0 | 0 | 0 | 0 | 0 | 0 | 0 | 0 | 0 | 0 | 0 | 0 | 0 | 0 | 0 | 0 | 0 | 0 | 0 | 0 | 0 | 0 | 0 | 0 | 0 | 0 | 0 | 0 | 0 | 0 |  | 0 | 1.4336 | 1.0012 | 4.7646 | 0 | 3.4521 | -6.0625 | 0 | 0 | 0 | 0 | 0 | 0 | 0 | 0 | 0 | 0 | 0 | 0 | 0 | 0 | 0 |  |  | 118 | #N/A | #N/A | #N/A | #N/A | #N/A | #N/A | 118 | #N/A | #N/A | #N/A | #N/A | #N/A | #N/A | #N/A
|  |  | 0 | 0 | 0 | 0 | 0 | 0 | 0 | 0 | 0 | 0 | 0 | 0 | 0 | 0 | 0 | 0 | 0 | 0 | 0 | 0 | 0 | 0 | 0 | 0 | 0 | 0 | 0 | 0 | 0 | 0 | 0 | 0 | 0 | 0 | 0 | 0 | 0 | 0 | 0 | 0 | 0 | 0 | 0 | 0 | 0 | 0 | 0 | 0 | 0 | 0 | 0 | 0 | 0 | 0 | 0 | 0 | 0 | 0 | 0 | 0 | 0 | 0 |  | 0 | 1.4336 | 1.0012 | 4.7646 | 0 | 3.4521 | -6.0625 | 0 | 0 | 0 | 0 | 0 | 0 | 0 | 0 | 0 | 0 | 0 | 0 | 0 | 0 | 0 |  |  | 119 | #N/A | #N/A | #N/A | #N/A | #N/A | #N/A | 119 | #N/A | #N/A | #N/A | #N/A | #N/A | #N/A | #N/A
|  |  | 0 | 0 | 0 | 0 | 0 | 0 | 0 | 0 | 0 | 0 | 0 | 0 | 0 | 0 | 0 | 0 | 0 | 0 | 0 | 0 | 0 | 0 | 0 | 0 | 0 | 0 | 0 | 0 | 0 | 0 | 0 | 0 | 0 | 0 | 0 | 0 | 0 | 0 | 0 | 0 | 0 | 0 | 0 | 0 | 0 | 0 | 0 | 0 | 0 | 0 | 0 | 0 | 0 | 0 | 0 | 0 | 0 | 0 | 0 | 0 | 0 | 0 |  | 0 | 1.4336 | 1.0012 | 4.7646 | 0 | 3.4521 | -6.0625 | 0 | 0 | 0 | 0 | 0 | 0 | 0 | 0 | 0 | 0 | 0 | 0 | 0 | 0 | 0 |  |  | 120 | #N/A | #N/A | #N/A | #N/A | #N/A | #N/A | 120 | #N/A | #N/A | #N/A | #N/A | #N/A | #N/A | #N/A
|  |  | 0 | 0 | 0 | 0 | 0 | 0 | 0 | 0 | 0 | 0 | 0 | 0 | 0 | 0 | 0 | 0 | 0 | 0 | 0 | 0 | 0 | 0 | 0 | 0 | 0 | 0 | 0 | 0 | 0 | 0 | 0 | 0 | 0 | 0 | 0 | 0 | 0 | 0 | 0 | 0 | 0 | 0 | 0 | 0 | 0 | 0 | 0 | 0 | 0 | 0 | 0 | 0 | 0 | 0 | 0 | 0 | 0 | 0 | 0 | 0 | 0 | 0 |  | 0 | 1.4336 | 1.0012 | 4.7646 | 0 | 3.4521 | -6.0625 | 0 | 0 | 0 | 0 | 0 | 0 | 0 | 0 | 0 | 0 | 0 | 0 | 0 | 0 | 0 |  |  | 121 | #N/A | #N/A | #N/A | #N/A | #N/A | #N/A | 121 | #N/A | #N/A | #N/A | #N/A | #N/A | #N/A | #N/A
|  |  | 0 | 0 | 0 | 0 | 0 | 0 | 0 | 0 | 0 | 0 | 0 | 0 | 0 | 0 | 0 | 0 | 0 | 0 | 0 | 0 | 0 | 0 | 0 | 0 | 0 | 0 | 0 | 0 | 0 | 0 | 0 | 0 | 0 | 0 | 0 | 0 | 0 | 0 | 0 | 0 | 0 | 0 | 0 | 0 | 0 | 0 | 0 | 0 | 0 | 0 | 0 | 0 | 0 | 0 | 0 | 0 | 0 | 0 | 0 | 0 | 0 | 0 |  | 0 | 1.4336 | 1.0012 | 4.7646 | 0 | 3.4521 | -6.0625 | 0 | 0 | 0 | 0 | 0 | 0 | 0 | 0 | 0 | 0 | 0 | 0 | 0 | 0 | 0 |  |  | 122 | #N/A | #N/A | #N/A | #N/A | #N/A | #N/A | 122 | #N/A | #N/A | #N/A | #N/A | #N/A | #N/A | #N/A
|  |  | 0 | 0 | 0 | 0 | 0 | 0 | 0 | 0 | 0 | 0 | 0 | 0 | 0 | 0 | 0 | 0 | 0 | 0 | 0 | 0 | 0 | 0 | 0 | 0 | 0 | 0 | 0 | 0 | 0 | 0 | 0 | 0 | 0 | 0 | 0 | 0 | 0 | 0 | 0 | 0 | 0 | 0 | 0 | 0 | 0 | 0 | 0 | 0 | 0 | 0 | 0 | 0 | 0 | 0 | 0 | 0 | 0 | 0 | 0 | 0 | 0 | 0 |  | 0 | 1.4336 | 1.0012 | 4.7646 | 0 | 3.4521 | -6.0625 | 0 | 0 | 0 | 0 | 0 | 0 | 0 | 0 | 0 | 0 | 0 | 0 | 0 | 0 | 0 |  |  | 123 | #N/A | #N/A | #N/A | #N/A | #N/A | #N/A | 123 | #N/A | #N/A | #N/A | #N/A | #N/A | #N/A | #N/A
|  |  | 0 | 0 | 0 | 0 | 0 | 0 | 0 | 0 | 0 | 0 | 0 | 0 | 0 | 0 | 0 | 0 | 0 | 0 | 0 | 0 | 0 | 0 | 0 | 0 | 0 | 0 | 0 | 0 | 0 | 0 | 0 | 0 | 0 | 0 | 0 | 0 | 0 | 0 | 0 | 0 | 0 | 0 | 0 | 0 | 0 | 0 | 0 | 0 | 0 | 0 | 0 | 0 | 0 | 0 | 0 | 0 | 0 | 0 | 0 | 0 | 0 | 0 |  | 0 | 1.4336 | 1.0012 | 4.7646 | 0 | 3.4521 | -6.0625 | 0 | 0 | 0 | 0 | 0 | 0 | 0 | 0 | 0 | 0 | 0 | 0 | 0 | 0 | 0 |  |  | 124 | #N/A | #N/A | #N/A | #N/A | #N/A | #N/A | 124 | #N/A | #N/A | #N/A | #N/A | #N/A | #N/A | #N/A
|  |  | 0 | 0 | 0 | 0 | 0 | 0 | 0 | 0 | 0 | 0 | 0 | 0 | 0 | 0 | 0 | 0 | 0 | 0 | 0 | 0 | 0 | 0 | 0 | 0 | 0 | 0 | 0 | 0 | 0 | 0 | 0 | 0 | 0 | 0 | 0 | 0 | 0 | 0 | 0 | 0 | 0 | 0 | 0 | 0 | 0 | 0 | 0 | 0 | 0 | 0 | 0 | 0 | 0 | 0 | 0 | 0 | 0 | 0 | 0 | 0 | 0 | 0 |  | 0 | 1.4336 | 1.0012 | 4.7646 | 0 | 3.4521 | -6.0625 | 0 | 0 | 0 | 0 | 0 | 0 | 0 | 0 | 0 | 0 | 0 | 0 | 0 | 0 | 0 |  |  | 125 | #N/A | #N/A | #N/A | #N/A | #N/A | #N/A | 125 | #N/A | #N/A | #N/A | #N/A | #N/A | #N/A | #N/A
|  |  | 0 | 0 | 0 | 0 | 0 | 0 | 0 | 0 | 0 | 0 | 0 | 0 | 0 | 0 | 0 | 0 | 0 | 0 | 0 | 0 | 0 | 0 | 0 | 0 | 0 | 0 | 0 | 0 | 0 | 0 | 0 | 0 | 0 | 0 | 0 | 0 | 0 | 0 | 0 | 0 | 0 | 0 | 0 | 0 | 0 | 0 | 0 | 0 | 0 | 0 | 0 | 0 | 0 | 0 | 0 | 0 | 0 | 0 | 0 | 0 | 0 | 0 |  | 0 | 1.4336 | 1.0012 | 4.7646 | 0 | 3.4521 | -6.0625 | 0 | 0 | 0 | 0 | 0 | 0 | 0 | 0 | 0 | 0 | 0 | 0 | 0 | 0 | 0 |  |  | 126 | #N/A | #N/A | #N/A | #N/A | #N/A | #N/A | 126 | #N/A | #N/A | #N/A | #N/A | #N/A | #N/A | #N/A
|  |  | 0 | 0 | 0 | 0 | 0 | 0 | 0 | 0 | 0 | 0 | 0 | 0 | 0 | 0 | 0 | 0 | 0 | 0 | 0 | 0 | 0 | 0 | 0 | 0 | 0 | 0 | 0 | 0 | 0 | 0 | 0 | 0 | 0 | 0 | 0 | 0 | 0 | 0 | 0 | 0 | 0 | 0 | 0 | 0 | 0 | 0 | 0 | 0 | 0 | 0 | 0 | 0 | 0 | 0 | 0 | 0 | 0 | 0 | 0 | 0 | 0 | 0 |  | 0 | 1.4336 | 1.0012 | 4.7646 | 0 | 3.4521 | -6.0625 | 0 | 0 | 0 | 0 | 0 | 0 | 0 | 0 | 0 | 0 | 0 | 0 | 0 | 0 | 0 |  |  | 127 | #N/A | #N/A | #N/A | #N/A | #N/A | #N/A | 127 | #N/A | #N/A | #N/A | #N/A | #N/A | #N/A | #N/A
|  |  | 0 | 0 | 0 | 0 | 0 | 0 | 0 | 0 | 0 | 0 | 0 | 0 | 0 | 0 | 0 | 0 | 0 | 0 | 0 | 0 | 0 | 0 | 0 | 0 | 0 | 0 | 0 | 0 | 0 | 0 | 0 | 0 | 0 | 0 | 0 | 0 | 0 | 0 | 0 | 0 | 0 | 0 | 0 | 0 | 0 | 0 | 0 | 0 | 0 | 0 | 0 | 0 | 0 | 0 | 0 | 0 | 0 | 0 | 0 | 0 | 0 | 0 |  | 0 | 1.4336 | 1.0012 | 4.7646 | 0 | 3.4521 | -6.0625 | 0 | 0 | 0 | 0 | 0 | 0 | 0 | 0 | 0 | 0 | 0 | 0 | 0 | 0 | 0 |  |  | 128 | #N/A | #N/A | #N/A | #N/A | #N/A | #N/A | 128 | #N/A | #N/A | #N/A | #N/A | #N/A | #N/A | #N/A
|  |  | 0 | 0 | 0 | 0 | 0 | 0 | 0 | 0 | 0 | 0 | 0 | 0 | 0 | 0 | 0 | 0 | 0 | 0 | 0 | 0 | 0 | 0 | 0 | 0 | 0 | 0 | 0 | 0 | 0 | 0 | 0 | 0 | 0 | 0 | 0 | 0 | 0 | 0 | 0 | 0 | 0 | 0 | 0 | 0 | 0 | 0 | 0 | 0 | 0 | 0 | 0 | 0 | 0 | 0 | 0 | 0 | 0 | 0 | 0 | 0 | 0 | 0 |  | 0 | 1.4336 | 1.0012 | 4.7646 | 0 | 3.4521 | -6.0625 | 0 | 0 | 0 | 0 | 0 | 0 | 0 | 0 | 0 | 0 | 0 | 0 | 0 | 0 | 0 |  |  | 129 | #N/A | #N/A | #N/A | #N/A | #N/A | #N/A | 129 | #N/A | #N/A | #N/A | #N/A | #N/A | #N/A | #N/A
|  |  | 0 | 0 | 0 | 0 | 0 | 0 | 0 | 0 | 0 | 0 | 0 | 0 | 0 | 0 | 0 | 0 | 0 | 0 | 0 | 0 | 0 | 0 | 0 | 0 | 0 | 0 | 0 | 0 | 0 | 0 | 0 | 0 | 0 | 0 | 0 | 0 | 0 | 0 | 0 | 0 | 0 | 0 | 0 | 0 | 0 | 0 | 0 | 0 | 0 | 0 | 0 | 0 | 0 | 0 | 0 | 0 | 0 | 0 | 0 | 0 | 0 | 0 |  | 0 | 1.4336 | 1.0012 | 4.7646 | 0 | 3.4521 | -6.0625 | 0 | 0 | 0 | 0 | 0 | 0 | 0 | 0 | 0 | 0 | 0 | 0 | 0 | 0 | 0 |  |  | 130 | #N/A | #N/A | #N/A | #N/A | #N/A | #N/A | 130 | #N/A | #N/A | #N/A | #N/A | #N/A | #N/A | #N/A
|  |  | 0 | 0 | 0 | 0 | 0 | 0 | 0 | 0 | 0 | 0 | 0 | 0 | 0 | 0 | 0 | 0 | 0 | 0 | 0 | 0 | 0 | 0 | 0 | 0 | 0 | 0 | 0 | 0 | 0 | 0 | 0 | 0 | 0 | 0 | 0 | 0 | 0 | 0 | 0 | 0 | 0 | 0 | 0 | 0 | 0 | 0 | 0 | 0 | 0 | 0 | 0 | 0 | 0 | 0 | 0 | 0 | 0 | 0 | 0 | 0 | 0 | 0 |  | 0 | 1.4336 | 1.0012 | 4.7646 | 0 | 3.4521 | -6.0625 | 0 | 0 | 0 | 0 | 0 | 0 | 0 | 0 | 0 | 0 | 0 | 0 | 0 | 0 | 0 |  |  | 131 | #N/A | #N/A | #N/A | #N/A | #N/A | #N/A | 131 | #N/A | #N/A | #N/A | #N/A | #N/A | #N/A | #N/A
|  |  | 0 | 0 | 0 | 0 | 0 | 0 | 0 | 0 | 0 | 0 | 0 | 0 | 0 | 0 | 0 | 0 | 0 | 0 | 0 | 0 | 0 | 0 | 0 | 0 | 0 | 0 | 0 | 0 | 0 | 0 | 0 | 0 | 0 | 0 | 0 | 0 | 0 | 0 | 0 | 0 | 0 | 0 | 0 | 0 | 0 | 0 | 0 | 0 | 0 | 0 | 0 | 0 | 0 | 0 | 0 | 0 | 0 | 0 | 0 | 0 | 0 | 0 |  | 0 | 1.4336 | 1.0012 | 4.7646 | 0 | 3.4521 | -6.0625 | 0 | 0 | 0 | 0 | 0 | 0 | 0 | 0 | 0 | 0 | 0 | 0 | 0 | 0 | 0 |  |  | 132 | #N/A | #N/A | #N/A | #N/A | #N/A | #N/A | 132 | #N/A | #N/A | #N/A | #N/A | #N/A | #N/A | #N/A
|  |  | 0 | 0 | 0 | 0 | 0 | 0 | 0 | 0 | 0 | 0 | 0 | 0 | 0 | 0 | 0 | 0 | 0 | 0 | 0 | 0 | 0 | 0 | 0 | 0 | 0 | 0 | 0 | 0 | 0 | 0 | 0 | 0 | 0 | 0 | 0 | 0 | 0 | 0 | 0 | 0 | 0 | 0 | 0 | 0 | 0 | 0 | 0 | 0 | 0 | 0 | 0 | 0 | 0 | 0 | 0 | 0 | 0 | 0 | 0 | 0 | 0 | 0 |  | 0 | 1.4336 | 1.0012 | 4.7646 | 0 | 3.4521 | -6.0625 | 0 | 0 | 0 | 0 | 0 | 0 | 0 | 0 | 0 | 0 | 0 | 0 | 0 | 0 | 0 |  |  | 133 | #N/A | #N/A | #N/A | #N/A | #N/A | #N/A | 133 | #N/A | #N/A | #N/A | #N/A | #N/A | #N/A | #N/A
|  |  | 0 | 0 | 0 | 0 | 0 | 0 | 0 | 0 | 0 | 0 | 0 | 0 | 0 | 0 | 0 | 0 | 0 | 0 | 0 | 0 | 0 | 0 | 0 | 0 | 0 | 0 | 0 | 0 | 0 | 0 | 0 | 0 | 0 | 0 | 0 | 0 | 0 | 0 | 0 | 0 | 0 | 0 | 0 | 0 | 0 | 0 | 0 | 0 | 0 | 0 | 0 | 0 | 0 | 0 | 0 | 0 | 0 | 0 | 0 | 0 | 0 | 0 |  | 0 | 1.4336 | 1.0012 | 4.7646 | 0 | 3.4521 | -6.0625 | 0 | 0 | 0 | 0 | 0 | 0 | 0 | 0 | 0 | 0 | 0 | 0 | 0 | 0 | 0 |  |  | 134 | #N/A | #N/A | #N/A | #N/A | #N/A | #N/A | 134 | #N/A | #N/A | #N/A | #N/A | #N/A | #N/A | #N/A
|  |  | 0 | 0 | 0 | 0 | 0 | 0 | 0 | 0 | 0 | 0 | 0 | 0 | 0 | 0 | 0 | 0 | 0 | 0 | 0 | 0 | 0 | 0 | 0 | 0 | 0 | 0 | 0 | 0 | 0 | 0 | 0 | 0 | 0 | 0 | 0 | 0 | 0 | 0 | 0 | 0 | 0 | 0 | 0 | 0 | 0 | 0 | 0 | 0 | 0 | 0 | 0 | 0 | 0 | 0 | 0 | 0 | 0 | 0 | 0 | 0 | 0 | 0 |  | 0 | 1.4336 | 1.0012 | 4.7646 | 0 | 3.4521 | -6.0625 | 0 | 0 | 0 | 0 | 0 | 0 | 0 | 0 | 0 | 0 | 0 | 0 | 0 | 0 | 0 |  |  | 135 | #N/A | #N/A | #N/A | #N/A | #N/A | #N/A | 135 | #N/A | #N/A | #N/A | #N/A | #N/A | #N/A | #N/A
|  |  | 0 | 0 | 0 | 0 | 0 | 0 | 0 | 0 | 0 | 0 | 0 | 0 | 0 | 0 | 0 | 0 | 0 | 0 | 0 | 0 | 0 | 0 | 0 | 0 | 0 | 0 | 0 | 0 | 0 | 0 | 0 | 0 | 0 | 0 | 0 | 0 | 0 | 0 | 0 | 0 | 0 | 0 | 0 | 0 | 0 | 0 | 0 | 0 | 0 | 0 | 0 | 0 | 0 | 0 | 0 | 0 | 0 | 0 | 0 | 0 | 0 | 0 |  | 0 | 1.4336 | 1.0012 | 4.7646 | 0 | 3.4521 | -6.0625 | 0 | 0 | 0 | 0 | 0 | 0 | 0 | 0 | 0 | 0 | 0 | 0 | 0 | 0 | 0 |  |  | 136 | #N/A | #N/A | #N/A | #N/A | #N/A | #N/A | 136 | #N/A | #N/A | #N/A | #N/A | #N/A | #N/A | #N/A
|  |  | 0 | 0 | 0 | 0 | 0 | 0 | 0 | 0 | 0 | 0 | 0 | 0 | 0 | 0 | 0 | 0 | 0 | 0 | 0 | 0 | 0 | 0 | 0 | 0 | 0 | 0 | 0 | 0 | 0 | 0 | 0 | 0 | 0 | 0 | 0 | 0 | 0 | 0 | 0 | 0 | 0 | 0 | 0 | 0 | 0 | 0 | 0 | 0 | 0 | 0 | 0 | 0 | 0 | 0 | 0 | 0 | 0 | 0 | 0 | 0 | 0 | 0 |  | 0 | 1.4336 | 1.0012 | 4.7646 | 0 | 3.4521 | -6.0625 | 0 | 0 | 0 | 0 | 0 | 0 | 0 | 0 | 0 | 0 | 0 | 0 | 0 | 0 | 0 |  |  | 137 | #N/A | #N/A | #N/A | #N/A | #N/A | #N/A | 137 | #N/A | #N/A | #N/A | #N/A | #N/A | #N/A | #N/A
|  |  | 0 | 0 | 0 | 0 | 0 | 0 | 0 | 0 | 0 | 0 | 0 | 0 | 0 | 0 | 0 | 0 | 0 | 0 | 0 | 0 | 0 | 0 | 0 | 0 | 0 | 0 | 0 | 0 | 0 | 0 | 0 | 0 | 0 | 0 | 0 | 0 | 0 | 0 | 0 | 0 | 0 | 0 | 0 | 0 | 0 | 0 | 0 | 0 | 0 | 0 | 0 | 0 | 0 | 0 | 0 | 0 | 0 | 0 | 0 | 0 | 0 | 0 |  | 0 | 1.4336 | 1.0012 | 4.7646 | 0 | 3.4521 | -6.0625 | 0 | 0 | 0 | 0 | 0 | 0 | 0 | 0 | 0 | 0 | 0 | 0 | 0 | 0 | 0 |  |  | 138 | #N/A | #N/A | #N/A | #N/A | #N/A | #N/A | 138 | #N/A | #N/A | #N/A | #N/A | #N/A | #N/A | #N/A
|  |  | 0 | 0 | 0 | 0 | 0 | 0 | 0 | 0 | 0 | 0 | 0 | 0 | 0 | 0 | 0 | 0 | 0 | 0 | 0 | 0 | 0 | 0 | 0 | 0 | 0 | 0 | 0 | 0 | 0 | 0 | 0 | 0 | 0 | 0 | 0 | 0 | 0 | 0 | 0 | 0 | 0 | 0 | 0 | 0 | 0 | 0 | 0 | 0 | 0 | 0 | 0 | 0 | 0 | 0 | 0 | 0 | 0 | 0 | 0 | 0 | 0 | 0 |  | 0 | 1.4336 | 1.0012 | 4.7646 | 0 | 3.4521 | -6.0625 | 0 | 0 | 0 | 0 | 0 | 0 | 0 | 0 | 0 | 0 | 0 | 0 | 0 | 0 | 0 |  |  | 139 | #N/A | #N/A | #N/A | #N/A | #N/A | #N/A | 139 | #N/A | #N/A | #N/A | #N/A | #N/A | #N/A | #N/A
|  |  | 0 | 0 | 0 | 0 | 0 | 0 | 0 | 0 | 0 | 0 | 0 | 0 | 0 | 0 | 0 | 0 | 0 | 0 | 0 | 0 | 0 | 0 | 0 | 0 | 0 | 0 | 0 | 0 | 0 | 0 | 0 | 0 | 0 | 0 | 0 | 0 | 0 | 0 | 0 | 0 | 0 | 0 | 0 | 0 | 0 | 0 | 0 | 0 | 0 | 0 | 0 | 0 | 0 | 0 | 0 | 0 | 0 | 0 | 0 | 0 | 0 | 0 |  | 0 | 1.4336 | 1.0012 | 4.7646 | 0 | 3.4521 | -6.0625 | 0 | 0 | 0 | 0 | 0 | 0 | 0 | 0 | 0 | 0 | 0 | 0 | 0 | 0 | 0 |  |  | 140 | #N/A | #N/A | #N/A | #N/A | #N/A | #N/A | 140 | #N/A | #N/A | #N/A | #N/A | #N/A | #N/A | #N/A
|  |  | 0 | 0 | 0 | 0 | 0 | 0 | 0 | 0 | 0 | 0 | 0 | 0 | 0 | 0 | 0 | 0 | 0 | 0 | 0 | 0 | 0 | 0 | 0 | 0 | 0 | 0 | 0 | 0 | 0 | 0 | 0 | 0 | 0 | 0 | 0 | 0 | 0 | 0 | 0 | 0 | 0 | 0 | 0 | 0 | 0 | 0 | 0 | 0 | 0 | 0 | 0 | 0 | 0 | 0 | 0 | 0 | 0 | 0 | 0 | 0 | 0 | 0 |  | 0 | 1.4336 | 1.0012 | 4.7646 | 0 | 3.4521 | -6.0625 | 0 | 0 | 0 | 0 | 0 | 0 | 0 | 0 | 0 | 0 | 0 | 0 | 0 | 0 | 0 |  |  | 141 | #N/A | #N/A | #N/A | #N/A | #N/A | #N/A | 141 | #N/A | #N/A | #N/A | #N/A | #N/A | #N/A | #N/A
|  |  | 0 | 0 | 0 | 0 | 0 | 0 | 0 | 0 | 0 | 0 | 0 | 0 | 0 | 0 | 0 | 0 | 0 | 0 | 0 | 0 | 0 | 0 | 0 | 0 | 0 | 0 | 0 | 0 | 0 | 0 | 0 | 0 | 0 | 0 | 0 | 0 | 0 | 0 | 0 | 0 | 0 | 0 | 0 | 0 | 0 | 0 | 0 | 0 | 0 | 0 | 0 | 0 | 0 | 0 | 0 | 0 | 0 | 0 | 0 | 0 | 0 | 0 |  | 0 | 1.4336 | 1.0012 | 4.7646 | 0 | 3.4521 | -6.0625 | 0 | 0 | 0 | 0 | 0 | 0 | 0 | 0 | 0 | 0 | 0 | 0 | 0 | 0 | 0 |  |  | 142 | #N/A | #N/A | #N/A | #N/A | #N/A | #N/A | 142 | #N/A | #N/A | #N/A | #N/A | #N/A | #N/A | #N/A
|  |  | 0 | 0 | 0 | 0 | 0 | 0 | 0 | 0 | 0 | 0 | 0 | 0 | 0 | 0 | 0 | 0 | 0 | 0 | 0 | 0 | 0 | 0 | 0 | 0 | 0 | 0 | 0 | 0 | 0 | 0 | 0 | 0 | 0 | 0 | 0 | 0 | 0 | 0 | 0 | 0 | 0 | 0 | 0 | 0 | 0 | 0 | 0 | 0 | 0 | 0 | 0 | 0 | 0 | 0 | 0 | 0 | 0 | 0 | 0 | 0 | 0 | 0 |  | 0 | 1.4336 | 1.0012 | 4.7646 | 0 | 3.4521 | -6.0625 | 0 | 0 | 0 | 0 | 0 | 0 | 0 | 0 | 0 | 0 | 0 | 0 | 0 | 0 | 0 |  |  | 143 | #N/A | #N/A | #N/A | #N/A | #N/A | #N/A | 143 | #N/A | #N/A | #N/A | #N/A | #N/A | #N/A | #N/A
|  |  | 0 | 0 | 0 | 0 | 0 | 0 | 0 | 0 | 0 | 0 | 0 | 0 | 0 | 0 | 0 | 0 | 0 | 0 | 0 | 0 | 0 | 0 | 0 | 0 | 0 | 0 | 0 | 0 | 0 | 0 | 0 | 0 | 0 | 0 | 0 | 0 | 0 | 0 | 0 | 0 | 0 | 0 | 0 | 0 | 0 | 0 | 0 | 0 | 0 | 0 | 0 | 0 | 0 | 0 | 0 | 0 | 0 | 0 | 0 | 0 | 0 | 0 |  | 0 | 1.4336 | 1.0012 | 4.7646 | 0 | 3.4521 | -6.0625 | 0 | 0 | 0 | 0 | 0 | 0 | 0 | 0 | 0 | 0 | 0 | 0 | 0 | 0 | 0 |  |  | 144 | #N/A | #N/A | #N/A | #N/A | #N/A | #N/A | 144 | #N/A | #N/A | #N/A | #N/A | #N/A | #N/A | #N/A
|  |  | 0 | 0 | 0 | 0 | 0 | 0 | 0 | 0 | 0 | 0 | 0 | 0 | 0 | 0 | 0 | 0 | 0 | 0 | 0 | 0 | 0 | 0 | 0 | 0 | 0 | 0 | 0 | 0 | 0 | 0 | 0 | 0 | 0 | 0 | 0 | 0 | 0 | 0 | 0 | 0 | 0 | 0 | 0 | 0 | 0 | 0 | 0 | 0 | 0 | 0 | 0 | 0 | 0 | 0 | 0 | 0 | 0 | 0 | 0 | 0 | 0 | 0 |  | 0 | 1.4336 | 1.0012 | 4.7646 | 0 | 3.4521 | -6.0625 | 0 | 0 | 0 | 0 | 0 | 0 | 0 | 0 | 0 | 0 | 0 | 0 | 0 | 0 | 0 |  |  | 145 | #N/A | #N/A | #N/A | #N/A | #N/A | #N/A | 145 | #N/A | #N/A | #N/A | #N/A | #N/A | #N/A | #N/A
|  |  | 0 | 0 | 0 | 0 | 0 | 0 | 0 | 0 | 0 | 0 | 0 | 0 | 0 | 0 | 0 | 0 | 0 | 0 | 0 | 0 | 0 | 0 | 0 | 0 | 0 | 0 | 0 | 0 | 0 | 0 | 0 | 0 | 0 | 0 | 0 | 0 | 0 | 0 | 0 | 0 | 0 | 0 | 0 | 0 | 0 | 0 | 0 | 0 | 0 | 0 | 0 | 0 | 0 | 0 | 0 | 0 | 0 | 0 | 0 | 0 | 0 | 0 |  | 0 | 1.4336 | 1.0012 | 4.7646 | 0 | 3.4521 | -6.0625 | 0 | 0 | 0 | 0 | 0 | 0 | 0 | 0 | 0 | 0 | 0 | 0 | 0 | 0 | 0 |  |  | 146 | #N/A | #N/A | #N/A | #N/A | #N/A | #N/A | 146 | #N/A | #N/A | #N/A | #N/A | #N/A | #N/A | #N/A
|  |  | 0 | 0 | 0 | 0 | 0 | 0 | 0 | 0 | 0 | 0 | 0 | 0 | 0 | 0 | 0 | 0 | 0 | 0 | 0 | 0 | 0 | 0 | 0 | 0 | 0 | 0 | 0 | 0 | 0 | 0 | 0 | 0 | 0 | 0 | 0 | 0 | 0 | 0 | 0 | 0 | 0 | 0 | 0 | 0 | 0 | 0 | 0 | 0 | 0 | 0 | 0 | 0 | 0 | 0 | 0 | 0 | 0 | 0 | 0 | 0 | 0 | 0 |  | 0 | 1.4336 | 1.0012 | 4.7646 | 0 | 3.4521 | -6.0625 | 0 | 0 | 0 | 0 | 0 | 0 | 0 | 0 | 0 | 0 | 0 | 0 | 0 | 0 | 0 |  |  | 147 | #N/A | #N/A | #N/A | #N/A | #N/A | #N/A | 147 | #N/A | #N/A | #N/A | #N/A | #N/A | #N/A | #N/A
|  |  | 0 | 0 | 0 | 0 | 0 | 0 | 0 | 0 | 0 | 0 | 0 | 0 | 0 | 0 | 0 | 0 | 0 | 0 | 0 | 0 | 0 | 0 | 0 | 0 | 0 | 0 | 0 | 0 | 0 | 0 | 0 | 0 | 0 | 0 | 0 | 0 | 0 | 0 | 0 | 0 | 0 | 0 | 0 | 0 | 0 | 0 | 0 | 0 | 0 | 0 | 0 | 0 | 0 | 0 | 0 | 0 | 0 | 0 | 0 | 0 | 0 | 0 |  | 0 | 1.4336 | 1.0012 | 4.7646 | 0 | 3.4521 | -6.0625 | 0 | 0 | 0 | 0 | 0 | 0 | 0 | 0 | 0 | 0 | 0 | 0 | 0 | 0 | 0 |  |  | 148 | #N/A | #N/A | #N/A | #N/A | #N/A | #N/A | 148 | #N/A | #N/A | #N/A | #N/A | #N/A | #N/A | #N/A
|  |  | 0 | 0 | 0 | 0 | 0 | 0 | 0 | 0 | 0 | 0 | 0 | 0 | 0 | 0 | 0 | 0 | 0 | 0 | 0 | 0 | 0 | 0 | 0 | 0 | 0 | 0 | 0 | 0 | 0 | 0 | 0 | 0 | 0 | 0 | 0 | 0 | 0 | 0 | 0 | 0 | 0 | 0 | 0 | 0 | 0 | 0 | 0 | 0 | 0 | 0 | 0 | 0 | 0 | 0 | 0 | 0 | 0 | 0 | 0 | 0 | 0 | 0 |  | 0 | 1.4336 | 1.0012 | 4.7646 | 0 | 3.4521 | -6.0625 | 0 | 0 | 0 | 0 | 0 | 0 | 0 | 0 | 0 | 0 | 0 | 0 | 0 | 0 | 0 |  |  | 149 | #N/A | #N/A | #N/A | #N/A | #N/A | #N/A | 149 | #N/A | #N/A | #N/A | #N/A | #N/A | #N/A | #N/A
|  |  | 0 | 0 | 0 | 0 | 0 | 0 | 0 | 0 | 0 | 0 | 0 | 0 | 0 | 0 | 0 | 0 | 0 | 0 | 0 | 0 | 0 | 0 | 0 | 0 | 0 | 0 | 0 | 0 | 0 | 0 | 0 | 0 | 0 | 0 | 0 | 0 | 0 | 0 | 0 | 0 | 0 | 0 | 0 | 0 | 0 | 0 | 0 | 0 | 0 | 0 | 0 | 0 | 0 | 0 | 0 | 0 | 0 | 0 | 0 | 0 | 0 | 0 |  | 0 | 1.4336 | 1.0012 | 4.7646 | 0 | 3.4521 | -6.0625 | 0 | 0 | 0 | 0 | 0 | 0 | 0 | 0 | 0 | 0 | 0 | 0 | 0 | 0 | 0 |  |  | 150 | #N/A | #N/A | #N/A | #N/A | #N/A | #N/A | 150 | #N/A | #N/A | #N/A | #N/A | #N/A | #N/A | #N/A
|  |  | 0 | 0 | 0 | 0 | 0 | 0 | 0 | 0 | 0 | 0 | 0 | 0 | 0 | 0 | 0 | 0 | 0 | 0 | 0 | 0 | 0 | 0 | 0 | 0 | 0 | 0 | 0 | 0 | 0 | 0 | 0 | 0 | 0 | 0 | 0 | 0 | 0 | 0 | 0 | 0 | 0 | 0 | 0 | 0 | 0 | 0 | 0 | 0 | 0 | 0 | 0 | 0 | 0 | 0 | 0 | 0 | 0 | 0 | 0 | 0 | 0 | 0 |  | 0 | 1.4336 | 1.0012 | 4.7646 | 0 | 3.4521 | -6.0625 | 0 | 0 | 0 | 0 | 0 | 0 | 0 | 0 | 0 | 0 | 0 | 0 | 0 | 0 | 0 |  |  | 151 | #N/A | #N/A | #N/A | #N/A | #N/A | #N/A | 151 | #N/A | #N/A | #N/A | #N/A | #N/A | #N/A | #N/A
|  |  | 0 | 0 | 0 | 0 | 0 | 0 | 0 | 0 | 0 | 0 | 0 | 0 | 0 | 0 | 0 | 0 | 0 | 0 | 0 | 0 | 0 | 0 | 0 | 0 | 0 | 0 | 0 | 0 | 0 | 0 | 0 | 0 | 0 | 0 | 0 | 0 | 0 | 0 | 0 | 0 | 0 | 0 | 0 | 0 | 0 | 0 | 0 | 0 | 0 | 0 | 0 | 0 | 0 | 0 | 0 | 0 | 0 | 0 | 0 | 0 | 0 | 0 |  | 0 | 1.4336 | 1.0012 | 4.7646 | 0 | 3.4521 | -6.0625 | 0 | 0 | 0 | 0 | 0 | 0 | 0 | 0 | 0 | 0 | 0 | 0 | 0 | 0 | 0 |  |  | 152 | #N/A | #N/A | #N/A | #N/A | #N/A | #N/A | 152 | #N/A | #N/A | #N/A | #N/A | #N/A | #N/A | #N/A
|  |  | 0 | 0 | 0 | 0 | 0 | 0 | 0 | 0 | 0 | 0 | 0 | 0 | 0 | 0 | 0 | 0 | 0 | 0 | 0 | 0 | 0 | 0 | 0 | 0 | 0 | 0 | 0 | 0 | 0 | 0 | 0 | 0 | 0 | 0 | 0 | 0 | 0 | 0 | 0 | 0 | 0 | 0 | 0 | 0 | 0 | 0 | 0 | 0 | 0 | 0 | 0 | 0 | 0 | 0 | 0 | 0 | 0 | 0 | 0 | 0 | 0 | 0 |  | 0 | 1.4336 | 1.0012 | 4.7646 | 0 | 3.4521 | -6.0625 | 0 | 0 | 0 | 0 | 0 | 0 | 0 | 0 | 0 | 0 | 0 | 0 | 0 | 0 | 0 |  |  | 153 | #N/A | #N/A | #N/A | #N/A | #N/A | #N/A | 153 | #N/A | #N/A | #N/A | #N/A | #N/A | #N/A | #N/A
|  |  | 0 | 0 | 0 | 0 | 0 | 0 | 0 | 0 | 0 | 0 | 0 | 0 | 0 | 0 | 0 | 0 | 0 | 0 | 0 | 0 | 0 | 0 | 0 | 0 | 0 | 0 | 0 | 0 | 0 | 0 | 0 | 0 | 0 | 0 | 0 | 0 | 0 | 0 | 0 | 0 | 0 | 0 | 0 | 0 | 0 | 0 | 0 | 0 | 0 | 0 | 0 | 0 | 0 | 0 | 0 | 0 | 0 | 0 | 0 | 0 | 0 | 0 |  | 0 | 1.4336 | 1.0012 | 4.7646 | 0 | 3.4521 | -6.0625 | 0 | 0 | 0 | 0 | 0 | 0 | 0 | 0 | 0 | 0 | 0 | 0 | 0 | 0 | 0 |  |  | 154 | #N/A | #N/A | #N/A | #N/A | #N/A | #N/A | 154 | #N/A | #N/A | #N/A | #N/A | #N/A | #N/A | #N/A
|  |  | 0 | 0 | 0 | 0 | 0 | 0 | 0 | 0 | 0 | 0 | 0 | 0 | 0 | 0 | 0 | 0 | 0 | 0 | 0 | 0 | 0 | 0 | 0 | 0 | 0 | 0 | 0 | 0 | 0 | 0 | 0 | 0 | 0 | 0 | 0 | 0 | 0 | 0 | 0 | 0 | 0 | 0 | 0 | 0 | 0 | 0 | 0 | 0 | 0 | 0 | 0 | 0 | 0 | 0 | 0 | 0 | 0 | 0 | 0 | 0 | 0 | 0 |  | 0 | 1.4336 | 1.0012 | 4.7646 | 0 | 3.4521 | -6.0625 | 0 | 0 | 0 | 0 | 0 | 0 | 0 | 0 | 0 | 0 | 0 | 0 | 0 | 0 | 0 |  |  | 155 | #N/A | #N/A | #N/A | #N/A | #N/A | #N/A | 155 | #N/A | #N/A | #N/A | #N/A | #N/A | #N/A | #N/A
|  |  | 0 | 0 | 0 | 0 | 0 | 0 | 0 | 0 | 0 | 0 | 0 | 0 | 0 | 0 | 0 | 0 | 0 | 0 | 0 | 0 | 0 | 0 | 0 | 0 | 0 | 0 | 0 | 0 | 0 | 0 | 0 | 0 | 0 | 0 | 0 | 0 | 0 | 0 | 0 | 0 | 0 | 0 | 0 | 0 | 0 | 0 | 0 | 0 | 0 | 0 | 0 | 0 | 0 | 0 | 0 | 0 | 0 | 0 | 0 | 0 | 0 | 0 |  | 0 | 1.4336 | 1.0012 | 4.7646 | 0 | 3.4521 | -6.0625 | 0 | 0 | 0 | 0 | 0 | 0 | 0 | 0 | 0 | 0 | 0 | 0 | 0 | 0 | 0 |  |  | 156 | #N/A | #N/A | #N/A | #N/A | #N/A | #N/A | 156 | #N/A | #N/A | #N/A | #N/A | #N/A | #N/A | #N/A
|  |  | 0 | 0 | 0 | 0 | 0 | 0 | 0 | 0 | 0 | 0 | 0 | 0 | 0 | 0 | 0 | 0 | 0 | 0 | 0 | 0 | 0 | 0 | 0 | 0 | 0 | 0 | 0 | 0 | 0 | 0 | 0 | 0 | 0 | 0 | 0 | 0 | 0 | 0 | 0 | 0 | 0 | 0 | 0 | 0 | 0 | 0 | 0 | 0 | 0 | 0 | 0 | 0 | 0 | 0 | 0 | 0 | 0 | 0 | 0 | 0 | 0 | 0 |  | 0 | 1.4336 | 1.0012 | 4.7646 | 0 | 3.4521 | -6.0625 | 0 | 0 | 0 | 0 | 0 | 0 | 0 | 0 | 0 | 0 | 0 | 0 | 0 | 0 | 0 |  |  | 157 | #N/A | #N/A | #N/A | #N/A | #N/A | #N/A | 157 | #N/A | #N/A | #N/A | #N/A | #N/A | #N/A | #N/A
|  |  | 0 | 0 | 0 | 0 | 0 | 0 | 0 | 0 | 0 | 0 | 0 | 0 | 0 | 0 | 0 | 0 | 0 | 0 | 0 | 0 | 0 | 0 | 0 | 0 | 0 | 0 | 0 | 0 | 0 | 0 | 0 | 0 | 0 | 0 | 0 | 0 | 0 | 0 | 0 | 0 | 0 | 0 | 0 | 0 | 0 | 0 | 0 | 0 | 0 | 0 | 0 | 0 | 0 | 0 | 0 | 0 | 0 | 0 | 0 | 0 | 0 | 0 |  | 0 | 1.4336 | 1.0012 | 4.7646 | 0 | 3.4521 | -6.0625 | 0 | 0 | 0 | 0 | 0 | 0 | 0 | 0 | 0 | 0 | 0 | 0 | 0 | 0 | 0 |  |  | 158 | #N/A | #N/A | #N/A | #N/A | #N/A | #N/A | 158 | #N/A | #N/A | #N/A | #N/A | #N/A | #N/A | #N/A
|  |  | 0 | 0 | 0 | 0 | 0 | 0 | 0 | 0 | 0 | 0 | 0 | 0 | 0 | 0 | 0 | 0 | 0 | 0 | 0 | 0 | 0 | 0 | 0 | 0 | 0 | 0 | 0 | 0 | 0 | 0 | 0 | 0 | 0 | 0 | 0 | 0 | 0 | 0 | 0 | 0 | 0 | 0 | 0 | 0 | 0 | 0 | 0 | 0 | 0 | 0 | 0 | 0 | 0 | 0 | 0 | 0 | 0 | 0 | 0 | 0 | 0 | 0 |  | 0 | 1.4336 | 1.0012 | 4.7646 | 0 | 3.4521 | -6.0625 | 0 | 0 | 0 | 0 | 0 | 0 | 0 | 0 | 0 | 0 | 0 | 0 | 0 | 0 | 0 |  |  | 159 | #N/A | #N/A | #N/A | #N/A | #N/A | #N/A | 159 | #N/A | #N/A | #N/A | #N/A | #N/A | #N/A | #N/A
|  |  | 0 | 0 | 0 | 0 | 0 | 0 | 0 | 0 | 0 | 0 | 0 | 0 | 0 | 0 | 0 | 0 | 0 | 0 | 0 | 0 | 0 | 0 | 0 | 0 | 0 | 0 | 0 | 0 | 0 | 0 | 0 | 0 | 0 | 0 | 0 | 0 | 0 | 0 | 0 | 0 | 0 | 0 | 0 | 0 | 0 | 0 | 0 | 0 | 0 | 0 | 0 | 0 | 0 | 0 | 0 | 0 | 0 | 0 | 0 | 0 | 0 | 0 |  | 0 | 1.4336 | 1.0012 | 4.7646 | 0 | 3.4521 | -6.0625 | 0 | 0 | 0 | 0 | 0 | 0 | 0 | 0 | 0 | 0 | 0 | 0 | 0 | 0 | 0 |  |  | 160 | #N/A | #N/A | #N/A | #N/A | #N/A | #N/A | 160 | #N/A | #N/A | #N/A | #N/A | #N/A | #N/A | #N/A
|  |  | 0 | 0 | 0 | 0 | 0 | 0 | 0 | 0 | 0 | 0 | 0 | 0 | 0 | 0 | 0 | 0 | 0 | 0 | 0 | 0 | 0 | 0 | 0 | 0 | 0 | 0 | 0 | 0 | 0 | 0 | 0 | 0 | 0 | 0 | 0 | 0 | 0 | 0 | 0 | 0 | 0 | 0 | 0 | 0 | 0 | 0 | 0 | 0 | 0 | 0 | 0 | 0 | 0 | 0 | 0 | 0 | 0 | 0 | 0 | 0 | 0 | 0 |  | 0 | 1.4336 | 1.0012 | 4.7646 | 0 | 3.4521 | -6.0625 | 0 | 0 | 0 | 0 | 0 | 0 | 0 | 0 | 0 | 0 | 0 | 0 | 0 | 0 | 0 |  |  | 161 | #N/A | #N/A | #N/A | #N/A | #N/A | #N/A | 161 | #N/A | #N/A | #N/A | #N/A | #N/A | #N/A | #N/A
|  |  | 0 | 0 | 0 | 0 | 0 | 0 | 0 | 0 | 0 | 0 | 0 | 0 | 0 | 0 | 0 | 0 | 0 | 0 | 0 | 0 | 0 | 0 | 0 | 0 | 0 | 0 | 0 | 0 | 0 | 0 | 0 | 0 | 0 | 0 | 0 | 0 | 0 | 0 | 0 | 0 | 0 | 0 | 0 | 0 | 0 | 0 | 0 | 0 | 0 | 0 | 0 | 0 | 0 | 0 | 0 | 0 | 0 | 0 | 0 | 0 | 0 | 0 |  | 0 | 1.4336 | 1.0012 | 4.7646 | 0 | 3.4521 | -6.0625 | 0 | 0 | 0 | 0 | 0 | 0 | 0 | 0 | 0 | 0 | 0 | 0 | 0 | 0 | 0 |  |  | 162 | #N/A | #N/A | #N/A | #N/A | #N/A | #N/A | 162 | #N/A | #N/A | #N/A | #N/A | #N/A | #N/A | #N/A
|  |  | 0 | 0 | 0 | 0 | 0 | 0 | 0 | 0 | 0 | 0 | 0 | 0 | 0 | 0 | 0 | 0 | 0 | 0 | 0 | 0 | 0 | 0 | 0 | 0 | 0 | 0 | 0 | 0 | 0 | 0 | 0 | 0 | 0 | 0 | 0 | 0 | 0 | 0 | 0 | 0 | 0 | 0 | 0 | 0 | 0 | 0 | 0 | 0 | 0 | 0 | 0 | 0 | 0 | 0 | 0 | 0 | 0 | 0 | 0 | 0 | 0 | 0 |  | 0 | 1.4336 | 1.0012 | 4.7646 | 0 | 3.4521 | -6.0625 | 0 | 0 | 0 | 0 | 0 | 0 | 0 | 0 | 0 | 0 | 0 | 0 | 0 | 0 | 0 |  |  | 163 | #N/A | #N/A | #N/A | #N/A | #N/A | #N/A | 163 | #N/A | #N/A | #N/A | #N/A | #N/A | #N/A | #N/A
|  |  | 0 | 0 | 0 | 0 | 0 | 0 | 0 | 0 | 0 | 0 | 0 | 0 | 0 | 0 | 0 | 0 | 0 | 0 | 0 | 0 | 0 | 0 | 0 | 0 | 0 | 0 | 0 | 0 | 0 | 0 | 0 | 0 | 0 | 0 | 0 | 0 | 0 | 0 | 0 | 0 | 0 | 0 | 0 | 0 | 0 | 0 | 0 | 0 | 0 | 0 | 0 | 0 | 0 | 0 | 0 | 0 | 0 | 0 | 0 | 0 | 0 | 0 |  | 0 | 1.4336 | 1.0012 | 4.7646 | 0 | 3.4521 | -6.0625 | 0 | 0 | 0 | 0 | 0 | 0 | 0 | 0 | 0 | 0 | 0 | 0 | 0 | 0 | 0 |  |  | 164 | #N/A | #N/A | #N/A | #N/A | #N/A | #N/A | 164 | #N/A | #N/A | #N/A | #N/A | #N/A | #N/A | #N/A
|  |  | 0 | 0 | 0 | 0 | 0 | 0 | 0 | 0 | 0 | 0 | 0 | 0 | 0 | 0 | 0 | 0 | 0 | 0 | 0 | 0 | 0 | 0 | 0 | 0 | 0 | 0 | 0 | 0 | 0 | 0 | 0 | 0 | 0 | 0 | 0 | 0 | 0 | 0 | 0 | 0 | 0 | 0 | 0 | 0 | 0 | 0 | 0 | 0 | 0 | 0 | 0 | 0 | 0 | 0 | 0 | 0 | 0 | 0 | 0 | 0 | 0 | 0 |  | 0 | 1.4336 | 1.0012 | 4.7646 | 0 | 3.4521 | -6.0625 | 0 | 0 | 0 | 0 | 0 | 0 | 0 | 0 | 0 | 0 | 0 | 0 | 0 | 0 | 0 |  |  | 165 | #N/A | #N/A | #N/A | #N/A | #N/A | #N/A | 165 | #N/A | #N/A | #N/A | #N/A | #N/A | #N/A | #N/A
|  |  | 0 | 0 | 0 | 0 | 0 | 0 | 0 | 0 | 0 | 0 | 0 | 0 | 0 | 0 | 0 | 0 | 0 | 0 | 0 | 0 | 0 | 0 | 0 | 0 | 0 | 0 | 0 | 0 | 0 | 0 | 0 | 0 | 0 | 0 | 0 | 0 | 0 | 0 | 0 | 0 | 0 | 0 | 0 | 0 | 0 | 0 | 0 | 0 | 0 | 0 | 0 | 0 | 0 | 0 | 0 | 0 | 0 | 0 | 0 | 0 | 0 | 0 |  | 0 | 1.4336 | 1.0012 | 4.7646 | 0 | 3.4521 | -6.0625 | 0 | 0 | 0 | 0 | 0 | 0 | 0 | 0 | 0 | 0 | 0 | 0 | 0 | 0 | 0 |  |  | 166 | #N/A | #N/A | #N/A | #N/A | #N/A | #N/A | 166 | #N/A | #N/A | #N/A | #N/A | #N/A | #N/A | #N/A
|  |  | 0 | 0 | 0 | 0 | 0 | 0 | 0 | 0 | 0 | 0 | 0 | 0 | 0 | 0 | 0 | 0 | 0 | 0 | 0 | 0 | 0 | 0 | 0 | 0 | 0 | 0 | 0 | 0 | 0 | 0 | 0 | 0 | 0 | 0 | 0 | 0 | 0 | 0 | 0 | 0 | 0 | 0 | 0 | 0 | 0 | 0 | 0 | 0 | 0 | 0 | 0 | 0 | 0 | 0 | 0 | 0 | 0 | 0 | 0 | 0 | 0 | 0 |  | 0 | 1.4336 | 1.0012 | 4.7646 | 0 | 3.4521 | -6.0625 | 0 | 0 | 0 | 0 | 0 | 0 | 0 | 0 | 0 | 0 | 0 | 0 | 0 | 0 | 0 |  |  | 167 | #N/A | #N/A | #N/A | #N/A | #N/A | #N/A | 167 | #N/A | #N/A | #N/A | #N/A | #N/A | #N/A | #N/A
|  |  | 0 | 0 | 0 | 0 | 0 | 0 | 0 | 0 | 0 | 0 | 0 | 0 | 0 | 0 | 0 | 0 | 0 | 0 | 0 | 0 | 0 | 0 | 0 | 0 | 0 | 0 | 0 | 0 | 0 | 0 | 0 | 0 | 0 | 0 | 0 | 0 | 0 | 0 | 0 | 0 | 0 | 0 | 0 | 0 | 0 | 0 | 0 | 0 | 0 | 0 | 0 | 0 | 0 | 0 | 0 | 0 | 0 | 0 | 0 | 0 | 0 | 0 |  | 0 | 1.4336 | 1.0012 | 4.7646 | 0 | 3.4521 | -6.0625 | 0 | 0 | 0 | 0 | 0 | 0 | 0 | 0 | 0 | 0 | 0 | 0 | 0 | 0 | 0 |  |  | 168 | #N/A | #N/A | #N/A | #N/A | #N/A | #N/A | 168 | #N/A | #N/A | #N/A | #N/A | #N/A | #N/A | #N/A
|  |  | 0 | 0 | 0 | 0 | 0 | 0 | 0 | 0 | 0 | 0 | 0 | 0 | 0 | 0 | 0 | 0 | 0 | 0 | 0 | 0 | 0 | 0 | 0 | 0 | 0 | 0 | 0 | 0 | 0 | 0 | 0 | 0 | 0 | 0 | 0 | 0 | 0 | 0 | 0 | 0 | 0 | 0 | 0 | 0 | 0 | 0 | 0 | 0 | 0 | 0 | 0 | 0 | 0 | 0 | 0 | 0 | 0 | 0 | 0 | 0 | 0 | 0 |  | 0 | 1.4336 | 1.0012 | 4.7646 | 0 | 3.4521 | -6.0625 | 0 | 0 | 0 | 0 | 0 | 0 | 0 | 0 | 0 | 0 | 0 | 0 | 0 | 0 | 0 |  |  | 169 | #N/A | #N/A | #N/A | #N/A | #N/A | #N/A | 169 | #N/A | #N/A | #N/A | #N/A | #N/A | #N/A | #N/A
|  |  | 0 | 0 | 0 | 0 | 0 | 0 | 0 | 0 | 0 | 0 | 0 | 0 | 0 | 0 | 0 | 0 | 0 | 0 | 0 | 0 | 0 | 0 | 0 | 0 | 0 | 0 | 0 | 0 | 0 | 0 | 0 | 0 | 0 | 0 | 0 | 0 | 0 | 0 | 0 | 0 | 0 | 0 | 0 | 0 | 0 | 0 | 0 | 0 | 0 | 0 | 0 | 0 | 0 | 0 | 0 | 0 | 0 | 0 | 0 | 0 | 0 | 0 |  | 0 | 1.4336 | 1.0012 | 4.7646 | 0 | 3.4521 | -6.0625 | 0 | 0 | 0 | 0 | 0 | 0 | 0 | 0 | 0 | 0 | 0 | 0 | 0 | 0 | 0 |  |  | 170 | #N/A | #N/A | #N/A | #N/A | #N/A | #N/A | 170 | #N/A | #N/A | #N/A | #N/A | #N/A | #N/A | #N/A
|  |  | 0 | 0 | 0 | 0 | 0 | 0 | 0 | 0 | 0 | 0 | 0 | 0 | 0 | 0 | 0 | 0 | 0 | 0 | 0 | 0 | 0 | 0 | 0 | 0 | 0 | 0 | 0 | 0 | 0 | 0 | 0 | 0 | 0 | 0 | 0 | 0 | 0 | 0 | 0 | 0 | 0 | 0 | 0 | 0 | 0 | 0 | 0 | 0 | 0 | 0 | 0 | 0 | 0 | 0 | 0 | 0 | 0 | 0 | 0 | 0 | 0 | 0 |  | 0 | 1.4336 | 1.0012 | 4.7646 | 0 | 3.4521 | -6.0625 | 0 | 0 | 0 | 0 | 0 | 0 | 0 | 0 | 0 | 0 | 0 | 0 | 0 | 0 | 0 |  |  | 171 | #N/A | #N/A | #N/A | #N/A | #N/A | #N/A | 171 | #N/A | #N/A | #N/A | #N/A | #N/A | #N/A | #N/A
|  |  | 0 | 0 | 0 | 0 | 0 | 0 | 0 | 0 | 0 | 0 | 0 | 0 | 0 | 0 | 0 | 0 | 0 | 0 | 0 | 0 | 0 | 0 | 0 | 0 | 0 | 0 | 0 | 0 | 0 | 0 | 0 | 0 | 0 | 0 | 0 | 0 | 0 | 0 | 0 | 0 | 0 | 0 | 0 | 0 | 0 | 0 | 0 | 0 | 0 | 0 | 0 | 0 | 0 | 0 | 0 | 0 | 0 | 0 | 0 | 0 | 0 | 0 |  | 0 | 1.4336 | 1.0012 | 4.7646 | 0 | 3.4521 | -6.0625 | 0 | 0 | 0 | 0 | 0 | 0 | 0 | 0 | 0 | 0 | 0 | 0 | 0 | 0 | 0 |  |  | 172 | #N/A | #N/A | #N/A | #N/A | #N/A | #N/A | 172 | #N/A | #N/A | #N/A | #N/A | #N/A | #N/A | #N/A
|  |  | 0 | 0 | 0 | 0 | 0 | 0 | 0 | 0 | 0 | 0 | 0 | 0 | 0 | 0 | 0 | 0 | 0 | 0 | 0 | 0 | 0 | 0 | 0 | 0 | 0 | 0 | 0 | 0 | 0 | 0 | 0 | 0 | 0 | 0 | 0 | 0 | 0 | 0 | 0 | 0 | 0 | 0 | 0 | 0 | 0 | 0 | 0 | 0 | 0 | 0 | 0 | 0 | 0 | 0 | 0 | 0 | 0 | 0 | 0 | 0 | 0 | 0 |  | 0 | 1.4336 | 1.0012 | 4.7646 | 0 | 3.4521 | -6.0625 | 0 | 0 | 0 | 0 | 0 | 0 | 0 | 0 | 0 | 0 | 0 | 0 | 0 | 0 | 0 |  |  | 173 | #N/A | #N/A | #N/A | #N/A | #N/A | #N/A | 173 | #N/A | #N/A | #N/A | #N/A | #N/A | #N/A | #N/A
|  |  | 0 | 0 | 0 | 0 | 0 | 0 | 0 | 0 | 0 | 0 | 0 | 0 | 0 | 0 | 0 | 0 | 0 | 0 | 0 | 0 | 0 | 0 | 0 | 0 | 0 | 0 | 0 | 0 | 0 | 0 | 0 | 0 | 0 | 0 | 0 | 0 | 0 | 0 | 0 | 0 | 0 | 0 | 0 | 0 | 0 | 0 | 0 | 0 | 0 | 0 | 0 | 0 | 0 | 0 | 0 | 0 | 0 | 0 | 0 | 0 | 0 | 0 |  | 0 | 1.4336 | 1.0012 | 4.7646 | 0 | 3.4521 | -6.0625 | 0 | 0 | 0 | 0 | 0 | 0 | 0 | 0 | 0 | 0 | 0 | 0 | 0 | 0 | 0 |  |  | 174 | #N/A | #N/A | #N/A | #N/A | #N/A | #N/A | 174 | #N/A | #N/A | #N/A | #N/A | #N/A | #N/A | #N/A
|  |  | 0 | 0 | 0 | 0 | 0 | 0 | 0 | 0 | 0 | 0 | 0 | 0 | 0 | 0 | 0 | 0 | 0 | 0 | 0 | 0 | 0 | 0 | 0 | 0 | 0 | 0 | 0 | 0 | 0 | 0 | 0 | 0 | 0 | 0 | 0 | 0 | 0 | 0 | 0 | 0 | 0 | 0 | 0 | 0 | 0 | 0 | 0 | 0 | 0 | 0 | 0 | 0 | 0 | 0 | 0 | 0 | 0 | 0 | 0 | 0 | 0 | 0 |  | 0 | 1.4336 | 1.0012 | 4.7646 | 0 | 3.4521 | -6.0625 | 0 | 0 | 0 | 0 | 0 | 0 | 0 | 0 | 0 | 0 | 0 | 0 | 0 | 0 | 0 |  |  | 175 | #N/A | #N/A | #N/A | #N/A | #N/A | #N/A | 175 | #N/A | #N/A | #N/A | #N/A | #N/A | #N/A | #N/A
|  |  | 0 | 0 | 0 | 0 | 0 | 0 | 0 | 0 | 0 | 0 | 0 | 0 | 0 | 0 | 0 | 0 | 0 | 0 | 0 | 0 | 0 | 0 | 0 | 0 | 0 | 0 | 0 | 0 | 0 | 0 | 0 | 0 | 0 | 0 | 0 | 0 | 0 | 0 | 0 | 0 | 0 | 0 | 0 | 0 | 0 | 0 | 0 | 0 | 0 | 0 | 0 | 0 | 0 | 0 | 0 | 0 | 0 | 0 | 0 | 0 | 0 | 0 |  | 0 | 1.4336 | 1.0012 | 4.7646 | 0 | 3.4521 | -6.0625 | 0 | 0 | 0 | 0 | 0 | 0 | 0 | 0 | 0 | 0 | 0 | 0 | 0 | 0 | 0 |  |  | 176 | #N/A | #N/A | #N/A | #N/A | #N/A | #N/A | 176 | #N/A | #N/A | #N/A | #N/A | #N/A | #N/A | #N/A
|  |  | 0 | 0 | 0 | 0 | 0 | 0 | 0 | 0 | 0 | 0 | 0 | 0 | 0 | 0 | 0 | 0 | 0 | 0 | 0 | 0 | 0 | 0 | 0 | 0 | 0 | 0 | 0 | 0 | 0 | 0 | 0 | 0 | 0 | 0 | 0 | 0 | 0 | 0 | 0 | 0 | 0 | 0 | 0 | 0 | 0 | 0 | 0 | 0 | 0 | 0 | 0 | 0 | 0 | 0 | 0 | 0 | 0 | 0 | 0 | 0 | 0 | 0 |  | 0 | 1.4336 | 1.0012 | 4.7646 | 0 | 3.4521 | -6.0625 | 0 | 0 | 0 | 0 | 0 | 0 | 0 | 0 | 0 | 0 | 0 | 0 | 0 | 0 | 0 |  |  | 177 | #N/A | #N/A | #N/A | #N/A | #N/A | #N/A | 177 | #N/A | #N/A | #N/A | #N/A | #N/A | #N/A | #N/A
|  |  | 0 | 0 | 0 | 0 | 0 | 0 | 0 | 0 | 0 | 0 | 0 | 0 | 0 | 0 | 0 | 0 | 0 | 0 | 0 | 0 | 0 | 0 | 0 | 0 | 0 | 0 | 0 | 0 | 0 | 0 | 0 | 0 | 0 | 0 | 0 | 0 | 0 | 0 | 0 | 0 | 0 | 0 | 0 | 0 | 0 | 0 | 0 | 0 | 0 | 0 | 0 | 0 | 0 | 0 | 0 | 0 | 0 | 0 | 0 | 0 | 0 | 0 |  | 0 | 1.4336 | 1.0012 | 4.7646 | 0 | 3.4521 | -6.0625 | 0 | 0 | 0 | 0 | 0 | 0 | 0 | 0 | 0 | 0 | 0 | 0 | 0 | 0 | 0 |  |  | 178 | #N/A | #N/A | #N/A | #N/A | #N/A | #N/A | 178 | #N/A | #N/A | #N/A | #N/A | #N/A | #N/A | #N/A
|  |  | 0 | 0 | 0 | 0 | 0 | 0 | 0 | 0 | 0 | 0 | 0 | 0 | 0 | 0 | 0 | 0 | 0 | 0 | 0 | 0 | 0 | 0 | 0 | 0 | 0 | 0 | 0 | 0 | 0 | 0 | 0 | 0 | 0 | 0 | 0 | 0 | 0 | 0 | 0 | 0 | 0 | 0 | 0 | 0 | 0 | 0 | 0 | 0 | 0 | 0 | 0 | 0 | 0 | 0 | 0 | 0 | 0 | 0 | 0 | 0 | 0 | 0 |  | 0 | 1.4336 | 1.0012 | 4.7646 | 0 | 3.4521 | -6.0625 | 0 | 0 | 0 | 0 | 0 | 0 | 0 | 0 | 0 | 0 | 0 | 0 | 0 | 0 | 0 |  |  | 179 | #N/A | #N/A | #N/A | #N/A | #N/A | #N/A | 179 | #N/A | #N/A | #N/A | #N/A | #N/A | #N/A | #N/A
|  |  | 0 | 0 | 0 | 0 | 0 | 0 | 0 | 0 | 0 | 0 | 0 | 0 | 0 | 0 | 0 | 0 | 0 | 0 | 0 | 0 | 0 | 0 | 0 | 0 | 0 | 0 | 0 | 0 | 0 | 0 | 0 | 0 | 0 | 0 | 0 | 0 | 0 | 0 | 0 | 0 | 0 | 0 | 0 | 0 | 0 | 0 | 0 | 0 | 0 | 0 | 0 | 0 | 0 | 0 | 0 | 0 | 0 | 0 | 0 | 0 | 0 | 0 |  | 0 | 1.4336 | 1.0012 | 4.7646 | 0 | 3.4521 | -6.0625 | 0 | 0 | 0 | 0 | 0 | 0 | 0 | 0 | 0 | 0 | 0 | 0 | 0 | 0 | 0 |  |  | 180 | #N/A | #N/A | #N/A | #N/A | #N/A | #N/A | 180 | #N/A | #N/A | #N/A | #N/A | #N/A | #N/A | #N/A
|  |  | 0 | 0 | 0 | 0 | 0 | 0 | 0 | 0 | 0 | 0 | 0 | 0 | 0 | 0 | 0 | 0 | 0 | 0 | 0 | 0 | 0 | 0 | 0 | 0 | 0 | 0 | 0 | 0 | 0 | 0 | 0 | 0 | 0 | 0 | 0 | 0 | 0 | 0 | 0 | 0 | 0 | 0 | 0 | 0 | 0 | 0 | 0 | 0 | 0 | 0 | 0 | 0 | 0 | 0 | 0 | 0 | 0 | 0 | 0 | 0 | 0 | 0 |  | 0 | 1.4336 | 1.0012 | 4.7646 | 0 | 3.4521 | -6.0625 | 0 | 0 | 0 | 0 | 0 | 0 | 0 | 0 | 0 | 0 | 0 | 0 | 0 | 0 | 0 |  |  | 181 | #N/A | #N/A | #N/A | #N/A | #N/A | #N/A | 181 | #N/A | #N/A | #N/A | #N/A | #N/A | #N/A | #N/A
|  |  | 0 | 0 | 0 | 0 | 0 | 0 | 0 | 0 | 0 | 0 | 0 | 0 | 0 | 0 | 0 | 0 | 0 | 0 | 0 | 0 | 0 | 0 | 0 | 0 | 0 | 0 | 0 | 0 | 0 | 0 | 0 | 0 | 0 | 0 | 0 | 0 | 0 | 0 | 0 | 0 | 0 | 0 | 0 | 0 | 0 | 0 | 0 | 0 | 0 | 0 | 0 | 0 | 0 | 0 | 0 | 0 | 0 | 0 | 0 | 0 | 0 | 0 |  | 0 | 1.4336 | 1.0012 | 4.7646 | 0 | 3.4521 | -6.0625 | 0 | 0 | 0 | 0 | 0 | 0 | 0 | 0 | 0 | 0 | 0 | 0 | 0 | 0 | 0 |  |  | 182 | #N/A | #N/A | #N/A | #N/A | #N/A | #N/A | 182 | #N/A | #N/A | #N/A | #N/A | #N/A | #N/A | #N/A
|  |  | 0 | 0 | 0 | 0 | 0 | 0 | 0 | 0 | 0 | 0 | 0 | 0 | 0 | 0 | 0 | 0 | 0 | 0 | 0 | 0 | 0 | 0 | 0 | 0 | 0 | 0 | 0 | 0 | 0 | 0 | 0 | 0 | 0 | 0 | 0 | 0 | 0 | 0 | 0 | 0 | 0 | 0 | 0 | 0 | 0 | 0 | 0 | 0 | 0 | 0 | 0 | 0 | 0 | 0 | 0 | 0 | 0 | 0 | 0 | 0 | 0 | 0 |  | 0 | 1.4336 | 1.0012 | 4.7646 | 0 | 3.4521 | -6.0625 | 0 | 0 | 0 | 0 | 0 | 0 | 0 | 0 | 0 | 0 | 0 | 0 | 0 | 0 | 0 |  |  | 183 | #N/A | #N/A | #N/A | #N/A | #N/A | #N/A | 183 | #N/A | #N/A | #N/A | #N/A | #N/A | #N/A | #N/A
|  |  | 0 | 0 | 0 | 0 | 0 | 0 | 0 | 0 | 0 | 0 | 0 | 0 | 0 | 0 | 0 | 0 | 0 | 0 | 0 | 0 | 0 | 0 | 0 | 0 | 0 | 0 | 0 | 0 | 0 | 0 | 0 | 0 | 0 | 0 | 0 | 0 | 0 | 0 | 0 | 0 | 0 | 0 | 0 | 0 | 0 | 0 | 0 | 0 | 0 | 0 | 0 | 0 | 0 | 0 | 0 | 0 | 0 | 0 | 0 | 0 | 0 | 0 |  | 0 | 1.4336 | 1.0012 | 4.7646 | 0 | 3.4521 | -6.0625 | 0 | 0 | 0 | 0 | 0 | 0 | 0 | 0 | 0 | 0 | 0 | 0 | 0 | 0 | 0 |  |  | 184 | #N/A | #N/A | #N/A | #N/A | #N/A | #N/A | 184 | #N/A | #N/A | #N/A | #N/A | #N/A | #N/A | #N/A
|  |  | 0 | 0 | 0 | 0 | 0 | 0 | 0 | 0 | 0 | 0 | 0 | 0 | 0 | 0 | 0 | 0 | 0 | 0 | 0 | 0 | 0 | 0 | 0 | 0 | 0 | 0 | 0 | 0 | 0 | 0 | 0 | 0 | 0 | 0 | 0 | 0 | 0 | 0 | 0 | 0 | 0 | 0 | 0 | 0 | 0 | 0 | 0 | 0 | 0 | 0 | 0 | 0 | 0 | 0 | 0 | 0 | 0 | 0 | 0 | 0 | 0 | 0 |  | 0 | 1.4336 | 1.0012 | 4.7646 | 0 | 3.4521 | -6.0625 | 0 | 0 | 0 | 0 | 0 | 0 | 0 | 0 | 0 | 0 | 0 | 0 | 0 | 0 | 0 |  |  | 185 | #N/A | #N/A | #N/A | #N/A | #N/A | #N/A | 185 | #N/A | #N/A | #N/A | #N/A | #N/A | #N/A | #N/A
|  |  | 0 | 0 | 0 | 0 | 0 | 0 | 0 | 0 | 0 | 0 | 0 | 0 | 0 | 0 | 0 | 0 | 0 | 0 | 0 | 0 | 0 | 0 | 0 | 0 | 0 | 0 | 0 | 0 | 0 | 0 | 0 | 0 | 0 | 0 | 0 | 0 | 0 | 0 | 0 | 0 | 0 | 0 | 0 | 0 | 0 | 0 | 0 | 0 | 0 | 0 | 0 | 0 | 0 | 0 | 0 | 0 | 0 | 0 | 0 | 0 | 0 | 0 |  | 0 | 1.4336 | 1.0012 | 4.7646 | 0 | 3.4521 | -6.0625 | 0 | 0 | 0 | 0 | 0 | 0 | 0 | 0 | 0 | 0 | 0 | 0 | 0 | 0 | 0 |  |  | 186 | #N/A | #N/A | #N/A | #N/A | #N/A | #N/A | 186 | #N/A | #N/A | #N/A | #N/A | #N/A | #N/A | #N/A
|  |  | 0 | 0 | 0 | 0 | 0 | 0 | 0 | 0 | 0 | 0 | 0 | 0 | 0 | 0 | 0 | 0 | 0 | 0 | 0 | 0 | 0 | 0 | 0 | 0 | 0 | 0 | 0 | 0 | 0 | 0 | 0 | 0 | 0 | 0 | 0 | 0 | 0 | 0 | 0 | 0 | 0 | 0 | 0 | 0 | 0 | 0 | 0 | 0 | 0 | 0 | 0 | 0 | 0 | 0 | 0 | 0 | 0 | 0 | 0 | 0 | 0 | 0 |  | 0 | 1.4336 | 1.0012 | 4.7646 | 0 | 3.4521 | -6.0625 | 0 | 0 | 0 | 0 | 0 | 0 | 0 | 0 | 0 | 0 | 0 | 0 | 0 | 0 | 0 |  |  | 187 | #N/A | #N/A | #N/A | #N/A | #N/A | #N/A | 187 | #N/A | #N/A | #N/A | #N/A | #N/A | #N/A | #N/A
|  |  | 0 | 0 | 0 | 0 | 0 | 0 | 0 | 0 | 0 | 0 | 0 | 0 | 0 | 0 | 0 | 0 | 0 | 0 | 0 | 0 | 0 | 0 | 0 | 0 | 0 | 0 | 0 | 0 | 0 | 0 | 0 | 0 | 0 | 0 | 0 | 0 | 0 | 0 | 0 | 0 | 0 | 0 | 0 | 0 | 0 | 0 | 0 | 0 | 0 | 0 | 0 | 0 | 0 | 0 | 0 | 0 | 0 | 0 | 0 | 0 | 0 | 0 |  | 0 | 1.4336 | 1.0012 | 4.7646 | 0 | 3.4521 | -6.0625 | 0 | 0 | 0 | 0 | 0 | 0 | 0 | 0 | 0 | 0 | 0 | 0 | 0 | 0 | 0 |  |  | 188 | #N/A | #N/A | #N/A | #N/A | #N/A | #N/A | 188 | #N/A | #N/A | #N/A | #N/A | #N/A | #N/A | #N/A
|  |  | 0 | 0 | 0 | 0 | 0 | 0 | 0 | 0 | 0 | 0 | 0 | 0 | 0 | 0 | 0 | 0 | 0 | 0 | 0 | 0 | 0 | 0 | 0 | 0 | 0 | 0 | 0 | 0 | 0 | 0 | 0 | 0 | 0 | 0 | 0 | 0 | 0 | 0 | 0 | 0 | 0 | 0 | 0 | 0 | 0 | 0 | 0 | 0 | 0 | 0 | 0 | 0 | 0 | 0 | 0 | 0 | 0 | 0 | 0 | 0 | 0 | 0 |  | 0 | 1.4336 | 1.0012 | 4.7646 | 0 | 3.4521 | -6.0625 | 0 | 0 | 0 | 0 | 0 | 0 | 0 | 0 | 0 | 0 | 0 | 0 | 0 | 0 | 0 |  |  | 189 | #N/A | #N/A | #N/A | #N/A | #N/A | #N/A | 189 | #N/A | #N/A | #N/A | #N/A | #N/A | #N/A | #N/A
|  |  | 0 | 0 | 0 | 0 | 0 | 0 | 0 | 0 | 0 | 0 | 0 | 0 | 0 | 0 | 0 | 0 | 0 | 0 | 0 | 0 | 0 | 0 | 0 | 0 | 0 | 0 | 0 | 0 | 0 | 0 | 0 | 0 | 0 | 0 | 0 | 0 | 0 | 0 | 0 | 0 | 0 | 0 | 0 | 0 | 0 | 0 | 0 | 0 | 0 | 0 | 0 | 0 | 0 | 0 | 0 | 0 | 0 | 0 | 0 | 0 | 0 | 0 |  | 0 | 1.4336 | 1.0012 | 4.7646 | 0 | 3.4521 | -6.0625 | 0 | 0 | 0 | 0 | 0 | 0 | 0 | 0 | 0 | 0 | 0 | 0 | 0 | 0 | 0 |  |  | 190 | #N/A | #N/A | #N/A | #N/A | #N/A | #N/A | 190 | #N/A | #N/A | #N/A | #N/A | #N/A | #N/A | #N/A
|  |  | 0 | 0 | 0 | 0 | 0 | 0 | 0 | 0 | 0 | 0 | 0 | 0 | 0 | 0 | 0 | 0 | 0 | 0 | 0 | 0 | 0 | 0 | 0 | 0 | 0 | 0 | 0 | 0 | 0 | 0 | 0 | 0 | 0 | 0 | 0 | 0 | 0 | 0 | 0 | 0 | 0 | 0 | 0 | 0 | 0 | 0 | 0 | 0 | 0 | 0 | 0 | 0 | 0 | 0 | 0 | 0 | 0 | 0 | 0 | 0 | 0 | 0 |  | 0 | 1.4336 | 1.0012 | 4.7646 | 0 | 3.4521 | -6.0625 | 0 | 0 | 0 | 0 | 0 | 0 | 0 | 0 | 0 | 0 | 0 | 0 | 0 | 0 | 0 |  |  | 191 | #N/A | #N/A | #N/A | #N/A | #N/A | #N/A | 191 | #N/A | #N/A | #N/A | #N/A | #N/A | #N/A | #N/A
|  |  | 0 | 0 | 0 | 0 | 0 | 0 | 0 | 0 | 0 | 0 | 0 | 0 | 0 | 0 | 0 | 0 | 0 | 0 | 0 | 0 | 0 | 0 | 0 | 0 | 0 | 0 | 0 | 0 | 0 | 0 | 0 | 0 | 0 | 0 | 0 | 0 | 0 | 0 | 0 | 0 | 0 | 0 | 0 | 0 | 0 | 0 | 0 | 0 | 0 | 0 | 0 | 0 | 0 | 0 | 0 | 0 | 0 | 0 | 0 | 0 | 0 | 0 |  | 0 | 1.4336 | 1.0012 | 4.7646 | 0 | 3.4521 | -6.0625 | 0 | 0 | 0 | 0 | 0 | 0 | 0 | 0 | 0 | 0 | 0 | 0 | 0 | 0 | 0 |  |  | 192 | #N/A | #N/A | #N/A | #N/A | #N/A | #N/A | 192 | #N/A | #N/A | #N/A | #N/A | #N/A | #N/A | #N/A
|  |  | 0 | 0 | 0 | 0 | 0 | 0 | 0 | 0 | 0 | 0 | 0 | 0 | 0 | 0 | 0 | 0 | 0 | 0 | 0 | 0 | 0 | 0 | 0 | 0 | 0 | 0 | 0 | 0 | 0 | 0 | 0 | 0 | 0 | 0 | 0 | 0 | 0 | 0 | 0 | 0 | 0 | 0 | 0 | 0 | 0 | 0 | 0 | 0 | 0 | 0 | 0 | 0 | 0 | 0 | 0 | 0 | 0 | 0 | 0 | 0 | 0 | 0 |  | 0 | 1.4336 | 1.0012 | 4.7646 | 0 | 3.4521 | -6.0625 | 0 | 0 | 0 | 0 | 0 | 0 | 0 | 0 | 0 | 0 | 0 | 0 | 0 | 0 | 0 |  |  | 193 | #N/A | #N/A | #N/A | #N/A | #N/A | #N/A | 193 | #N/A | #N/A | #N/A | #N/A | #N/A | #N/A | #N/A
|  |  | 0 | 0 | 0 | 0 | 0 | 0 | 0 | 0 | 0 | 0 | 0 | 0 | 0 | 0 | 0 | 0 | 0 | 0 | 0 | 0 | 0 | 0 | 0 | 0 | 0 | 0 | 0 | 0 | 0 | 0 | 0 | 0 | 0 | 0 | 0 | 0 | 0 | 0 | 0 | 0 | 0 | 0 | 0 | 0 | 0 | 0 | 0 | 0 | 0 | 0 | 0 | 0 | 0 | 0 | 0 | 0 | 0 | 0 | 0 | 0 | 0 | 0 |  | 0 | 1.4336 | 1.0012 | 4.7646 | 0 | 3.4521 | -6.0625 | 0 | 0 | 0 | 0 | 0 | 0 | 0 | 0 | 0 | 0 | 0 | 0 | 0 | 0 | 0 |  |  | 194 | #N/A | #N/A | #N/A | #N/A | #N/A | #N/A | 194 | #N/A | #N/A | #N/A | #N/A | #N/A | #N/A | #N/A
|  |  | 0 | 0 | 0 | 0 | 0 | 0 | 0 | 0 | 0 | 0 | 0 | 0 | 0 | 0 | 0 | 0 | 0 | 0 | 0 | 0 | 0 | 0 | 0 | 0 | 0 | 0 | 0 | 0 | 0 | 0 | 0 | 0 | 0 | 0 | 0 | 0 | 0 | 0 | 0 | 0 | 0 | 0 | 0 | 0 | 0 | 0 | 0 | 0 | 0 | 0 | 0 | 0 | 0 | 0 | 0 | 0 | 0 | 0 | 0 | 0 | 0 | 0 |  | 0 | 1.4336 | 1.0012 | 4.7646 | 0 | 3.4521 | -6.0625 | 0 | 0 | 0 | 0 | 0 | 0 | 0 | 0 | 0 | 0 | 0 | 0 | 0 | 0 | 0 |  |  | 195 | #N/A | #N/A | #N/A | #N/A | #N/A | #N/A | 195 | #N/A | #N/A | #N/A | #N/A | #N/A | #N/A | #N/A
|  |  | 0 | 0 | 0 | 0 | 0 | 0 | 0 | 0 | 0 | 0 | 0 | 0 | 0 | 0 | 0 | 0 | 0 | 0 | 0 | 0 | 0 | 0 | 0 | 0 | 0 | 0 | 0 | 0 | 0 | 0 | 0 | 0 | 0 | 0 | 0 | 0 | 0 | 0 | 0 | 0 | 0 | 0 | 0 | 0 | 0 | 0 | 0 | 0 | 0 | 0 | 0 | 0 | 0 | 0 | 0 | 0 | 0 | 0 | 0 | 0 | 0 | 0 |  | 0 | 1.4336 | 1.0012 | 4.7646 | 0 | 3.4521 | -6.0625 | 0 | 0 | 0 | 0 | 0 | 0 | 0 | 0 | 0 | 0 | 0 | 0 | 0 | 0 | 0 |  |  | 196 | #N/A | #N/A | #N/A | #N/A | #N/A | #N/A | 196 | #N/A | #N/A | #N/A | #N/A | #N/A | #N/A | #N/A
|  |  | 0 | 0 | 0 | 0 | 0 | 0 | 0 | 0 | 0 | 0 | 0 | 0 | 0 | 0 | 0 | 0 | 0 | 0 | 0 | 0 | 0 | 0 | 0 | 0 | 0 | 0 | 0 | 0 | 0 | 0 | 0 | 0 | 0 | 0 | 0 | 0 | 0 | 0 | 0 | 0 | 0 | 0 | 0 | 0 | 0 | 0 | 0 | 0 | 0 | 0 | 0 | 0 | 0 | 0 | 0 | 0 | 0 | 0 | 0 | 0 | 0 | 0 |  | 0 | 1.4336 | 1.0012 | 4.7646 | 0 | 3.4521 | -6.0625 | 0 | 0 | 0 | 0 | 0 | 0 | 0 | 0 | 0 | 0 | 0 | 0 | 0 | 0 | 0 |  |  | 197 | #N/A | #N/A | #N/A | #N/A | #N/A | #N/A | 197 | #N/A | #N/A | #N/A | #N/A | #N/A | #N/A | #N/A
|  |  | 0 | 0 | 0 | 0 | 0 | 0 | 0 | 0 | 0 | 0 | 0 | 0 | 0 | 0 | 0 | 0 | 0 | 0 | 0 | 0 | 0 | 0 | 0 | 0 | 0 | 0 | 0 | 0 | 0 | 0 | 0 | 0 | 0 | 0 | 0 | 0 | 0 | 0 | 0 | 0 | 0 | 0 | 0 | 0 | 0 | 0 | 0 | 0 | 0 | 0 | 0 | 0 | 0 | 0 | 0 | 0 | 0 | 0 | 0 | 0 | 0 | 0 |  | 0 | 1.4336 | 1.0012 | 4.7646 | 0 | 3.4521 | -6.0625 | 0 | 0 | 0 | 0 | 0 | 0 | 0 | 0 | 0 | 0 | 0 | 0 | 0 | 0 | 0 |  |  | 198 | #N/A | #N/A | #N/A | #N/A | #N/A | #N/A | 198 | #N/A | #N/A | #N/A | #N/A | #N/A | #N/A | #N/A
|  |  | 0 | 0 | 0 | 0 | 0 | 0 | 0 | 0 | 0 | 0 | 0 | 0 | 0 | 0 | 0 | 0 | 0 | 0 | 0 | 0 | 0 | 0 | 0 | 0 | 0 | 0 | 0 | 0 | 0 | 0 | 0 | 0 | 0 | 0 | 0 | 0 | 0 | 0 | 0 | 0 | 0 | 0 | 0 | 0 | 0 | 0 | 0 | 0 | 0 | 0 | 0 | 0 | 0 | 0 | 0 | 0 | 0 | 0 | 0 | 0 | 0 | 0 |  | 0 | 1.4336 | 1.0012 | 4.7646 | 0 | 3.4521 | -6.0625 | 0 | 0 | 0 | 0 | 0 | 0 | 0 | 0 | 0 | 0 | 0 | 0 | 0 | 0 | 0 |  |  | 199 | #N/A | #N/A | #N/A | #N/A | #N/A | #N/A | 199 | #N/A | #N/A | #N/A | #N/A | #N/A | #N/A | #N/A
|  |  | 0 | 0 | 0 | 0 | 0 | 0 | 0 | 0 | 0 | 0 | 0 | 0 | 0 | 0 | 0 | 0 | 0 | 0 | 0 | 0 | 0 | 0 | 0 | 0 | 0 | 0 | 0 | 0 | 0 | 0 | 0 | 0 | 0 | 0 | 0 | 0 | 0 | 0 | 0 | 0 | 0 | 0 | 0 | 0 | 0 | 0 | 0 | 0 | 0 | 0 | 0 | 0 | 0 | 0 | 0 | 0 | 0 | 0 | 0 | 0 | 0 | 0 |  | 0 | 1.4336 | 1.0012 | 4.7646 | 0 | 3.4521 | -6.0625 | 0 | 0 | 0 | 0 | 0 | 0 | 0 | 0 | 0 | 0 | 0 | 0 | 0 | 0 | 0 |  |  | 200 | #N/A | #N/A | #N/A | #N/A | #N/A | #N/A | 200 | #N/A | #N/A | #N/A | #N/A | #N/A | #N/A | #N/A
|  |  | 0 | 0 | 0 | 0 | 0 | 0 | 0 | 0 | 0 | 0 | 0 | 0 | 0 | 0 | 0 | 0 | 0 | 0 | 0 | 0 | 0 | 0 | 0 | 0 | 0 | 0 | 0 | 0 | 0 | 0 | 0 | 0 | 0 | 0 | 0 | 0 | 0 | 0 | 0 | 0 | 0 | 0 | 0 | 0 | 0 | 0 | 0 | 0 | 0 | 0 | 0 | 0 | 0 | 0 | 0 | 0 | 0 | 0 | 0 | 0 | 0 | 0 |  | 0 | 1.4336 | 1.0012 | 4.7646 | 0 | 3.4521 | -6.0625 | 0 | 0 | 0 | 0 | 0 | 0 | 0 | 0 | 0 | 0 | 0 | 0 | 0 | 0 | 0 |  |  | 201 | #N/A | #N/A | #N/A | #N/A | #N/A | #N/A | 201 | #N/A | #N/A | #N/A | #N/A | #N/A | #N/A | #N/A
|  |  | 0 | 0 | 0 | 0 | 0 | 0 | 0 | 0 | 0 | 0 | 0 | 0 | 0 | 0 | 0 | 0 | 0 | 0 | 0 | 0 | 0 | 0 | 0 | 0 | 0 | 0 | 0 | 0 | 0 | 0 | 0 | 0 | 0 | 0 | 0 | 0 | 0 | 0 | 0 | 0 | 0 | 0 | 0 | 0 | 0 | 0 | 0 | 0 | 0 | 0 | 0 | 0 | 0 | 0 | 0 | 0 | 0 | 0 | 0 | 0 | 0 | 0 |  | 0 | 1.4336 | 1.0012 | 4.7646 | 0 | 3.4521 | -6.0625 | 0 | 0 | 0 | 0 | 0 | 0 | 0 | 0 | 0 | 0 | 0 | 0 | 0 | 0 | 0 |  |  | 202 | #N/A | #N/A | #N/A | #N/A | #N/A | #N/A | 202 | #N/A | #N/A | #N/A | #N/A | #N/A | #N/A | #N/A
|  |  | 0 | 0 | 0 | 0 | 0 | 0 | 0 | 0 | 0 | 0 | 0 | 0 | 0 | 0 | 0 | 0 | 0 | 0 | 0 | 0 | 0 | 0 | 0 | 0 | 0 | 0 | 0 | 0 | 0 | 0 | 0 | 0 | 0 | 0 | 0 | 0 | 0 | 0 | 0 | 0 | 0 | 0 | 0 | 0 | 0 | 0 | 0 | 0 | 0 | 0 | 0 | 0 | 0 | 0 | 0 | 0 | 0 | 0 | 0 | 0 | 0 | 0 |  | 0 | 1.4336 | 1.0012 | 4.7646 | 0 | 3.4521 | -6.0625 | 0 | 0 | 0 | 0 | 0 | 0 | 0 | 0 | 0 | 0 | 0 | 0 | 0 | 0 | 0 |  |  | 203 | #N/A | #N/A | #N/A | #N/A | #N/A | #N/A | 203 | #N/A | #N/A | #N/A | #N/A | #N/A | #N/A | #N/A
|  |  | 0 | 0 | 0 | 0 | 0 | 0 | 0 | 0 | 0 | 0 | 0 | 0 | 0 | 0 | 0 | 0 | 0 | 0 | 0 | 0 | 0 | 0 | 0 | 0 | 0 | 0 | 0 | 0 | 0 | 0 | 0 | 0 | 0 | 0 | 0 | 0 | 0 | 0 | 0 | 0 | 0 | 0 | 0 | 0 | 0 | 0 | 0 | 0 | 0 | 0 | 0 | 0 | 0 | 0 | 0 | 0 | 0 | 0 | 0 | 0 | 0 | 0 |  | 0 | 1.4336 | 1.0012 | 4.7646 | 0 | 3.4521 | -6.0625 | 0 | 0 | 0 | 0 | 0 | 0 | 0 | 0 | 0 | 0 | 0 | 0 | 0 | 0 | 0 |  |  | 204 | #N/A | #N/A | #N/A | #N/A | #N/A | #N/A | 204 | #N/A | #N/A | #N/A | #N/A | #N/A | #N/A | #N/A
|  |  | 0 | 0 | 0 | 0 | 0 | 0 | 0 | 0 | 0 | 0 | 0 | 0 | 0 | 0 | 0 | 0 | 0 | 0 | 0 | 0 | 0 | 0 | 0 | 0 | 0 | 0 | 0 | 0 | 0 | 0 | 0 | 0 | 0 | 0 | 0 | 0 | 0 | 0 | 0 | 0 | 0 | 0 | 0 | 0 | 0 | 0 | 0 | 0 | 0 | 0 | 0 | 0 | 0 | 0 | 0 | 0 | 0 | 0 | 0 | 0 | 0 | 0 |  | 0 | 1.4336 | 1.0012 | 4.7646 | 0 | 3.4521 | -6.0625 | 0 | 0 | 0 | 0 | 0 | 0 | 0 | 0 | 0 | 0 | 0 | 0 | 0 | 0 | 0 |  |  | 205 | #N/A | #N/A | #N/A | #N/A | #N/A | #N/A | 205 | #N/A | #N/A | #N/A | #N/A | #N/A | #N/A | #N/A
|  |  | 0 | 0 | 0 | 0 | 0 | 0 | 0 | 0 | 0 | 0 | 0 | 0 | 0 | 0 | 0 | 0 | 0 | 0 | 0 | 0 | 0 | 0 | 0 | 0 | 0 | 0 | 0 | 0 | 0 | 0 | 0 | 0 | 0 | 0 | 0 | 0 | 0 | 0 | 0 | 0 | 0 | 0 | 0 | 0 | 0 | 0 | 0 | 0 | 0 | 0 | 0 | 0 | 0 | 0 | 0 | 0 | 0 | 0 | 0 | 0 | 0 | 0 |  | 0 | 1.4336 | 1.0012 | 4.7646 | 0 | 3.4521 | -6.0625 | 0 | 0 | 0 | 0 | 0 | 0 | 0 | 0 | 0 | 0 | 0 | 0 | 0 | 0 | 0 |  |  | 206 | #N/A | #N/A | #N/A | #N/A | #N/A | #N/A | 206 | #N/A | #N/A | #N/A | #N/A | #N/A | #N/A | #N/A
|  |  | 0 | 0 | 0 | 0 | 0 | 0 | 0 | 0 | 0 | 0 | 0 | 0 | 0 | 0 | 0 | 0 | 0 | 0 | 0 | 0 | 0 | 0 | 0 | 0 | 0 | 0 | 0 | 0 | 0 | 0 | 0 | 0 | 0 | 0 | 0 | 0 | 0 | 0 | 0 | 0 | 0 | 0 | 0 | 0 | 0 | 0 | 0 | 0 | 0 | 0 | 0 | 0 | 0 | 0 | 0 | 0 | 0 | 0 | 0 | 0 | 0 | 0 |  | 0 | 1.4336 | 1.0012 | 4.7646 | 0 | 3.4521 | -6.0625 | 0 | 0 | 0 | 0 | 0 | 0 | 0 | 0 | 0 | 0 | 0 | 0 | 0 | 0 | 0 |  |  | 207 | #N/A | #N/A | #N/A | #N/A | #N/A | #N/A | 207 | #N/A | #N/A | #N/A | #N/A | #N/A | #N/A | #N/A
|  |  | 0 | 0 | 0 | 0 | 0 | 0 | 0 | 0 | 0 | 0 | 0 | 0 | 0 | 0 | 0 | 0 | 0 | 0 | 0 | 0 | 0 | 0 | 0 | 0 | 0 | 0 | 0 | 0 | 0 | 0 | 0 | 0 | 0 | 0 | 0 | 0 | 0 | 0 | 0 | 0 | 0 | 0 | 0 | 0 | 0 | 0 | 0 | 0 | 0 | 0 | 0 | 0 | 0 | 0 | 0 | 0 | 0 | 0 | 0 | 0 | 0 | 0 |  | 0 | 1.4336 | 1.0012 | 4.7646 | 0 | 3.4521 | -6.0625 | 0 | 0 | 0 | 0 | 0 | 0 | 0 | 0 | 0 | 0 | 0 | 0 | 0 | 0 | 0 |  |  | 208 | #N/A | #N/A | #N/A | #N/A | #N/A | #N/A | 208 | #N/A | #N/A | #N/A | #N/A | #N/A | #N/A | #N/A
|  |  | 0 | 0 | 0 | 0 | 0 | 0 | 0 | 0 | 0 | 0 | 0 | 0 | 0 | 0 | 0 | 0 | 0 | 0 | 0 | 0 | 0 | 0 | 0 | 0 | 0 | 0 | 0 | 0 | 0 | 0 | 0 | 0 | 0 | 0 | 0 | 0 | 0 | 0 | 0 | 0 | 0 | 0 | 0 | 0 | 0 | 0 | 0 | 0 | 0 | 0 | 0 | 0 | 0 | 0 | 0 | 0 | 0 | 0 | 0 | 0 | 0 | 0 |  | 0 | 1.4336 | 1.0012 | 4.7646 | 0 | 3.4521 | -6.0625 | 0 | 0 | 0 | 0 | 0 | 0 | 0 | 0 | 0 | 0 | 0 | 0 | 0 | 0 | 0 |  |  | 209 | #N/A | #N/A | #N/A | #N/A | #N/A | #N/A | 209 | #N/A | #N/A | #N/A | #N/A | #N/A | #N/A | #N/A
|  |  | 0 | 0 | 0 | 0 | 0 | 0 | 0 | 0 | 0 | 0 | 0 | 0 | 0 | 0 | 0 | 0 | 0 | 0 | 0 | 0 | 0 | 0 | 0 | 0 | 0 | 0 | 0 | 0 | 0 | 0 | 0 | 0 | 0 | 0 | 0 | 0 | 0 | 0 | 0 | 0 | 0 | 0 | 0 | 0 | 0 | 0 | 0 | 0 | 0 | 0 | 0 | 0 | 0 | 0 | 0 | 0 | 0 | 0 | 0 | 0 | 0 | 0 |  | 0 | 1.4336 | 1.0012 | 4.7646 | 0 | 3.4521 | -6.0625 | 0 | 0 | 0 | 0 | 0 | 0 | 0 | 0 | 0 | 0 | 0 | 0 | 0 | 0 | 0 |  |  | 210 | #N/A | #N/A | #N/A | #N/A | #N/A | #N/A | 210 | #N/A | #N/A | #N/A | #N/A | #N/A | #N/A | #N/A
|  |  | 0 | 0 | 0 | 0 | 0 | 0 | 0 | 0 | 0 | 0 | 0 | 0 | 0 | 0 | 0 | 0 | 0 | 0 | 0 | 0 | 0 | 0 | 0 | 0 | 0 | 0 | 0 | 0 | 0 | 0 | 0 | 0 | 0 | 0 | 0 | 0 | 0 | 0 | 0 | 0 | 0 | 0 | 0 | 0 | 0 | 0 | 0 | 0 | 0 | 0 | 0 | 0 | 0 | 0 | 0 | 0 | 0 | 0 | 0 | 0 | 0 | 0 |  | 0 | 1.4336 | 1.0012 | 4.7646 | 0 | 3.4521 | -6.0625 | 0 | 0 | 0 | 0 | 0 | 0 | 0 | 0 | 0 | 0 | 0 | 0 | 0 | 0 | 0 |  |  | 211 | #N/A | #N/A | #N/A | #N/A | #N/A | #N/A | 211 | #N/A | #N/A | #N/A | #N/A | #N/A | #N/A | #N/A
|  |  | 0 | 0 | 0 | 0 | 0 | 0 | 0 | 0 | 0 | 0 | 0 | 0 | 0 | 0 | 0 | 0 | 0 | 0 | 0 | 0 | 0 | 0 | 0 | 0 | 0 | 0 | 0 | 0 | 0 | 0 | 0 | 0 | 0 | 0 | 0 | 0 | 0 | 0 | 0 | 0 | 0 | 0 | 0 | 0 | 0 | 0 | 0 | 0 | 0 | 0 | 0 | 0 | 0 | 0 | 0 | 0 | 0 | 0 | 0 | 0 | 0 | 0 |  | 0 | 1.4336 | 1.0012 | 4.7646 | 0 | 3.4521 | -6.0625 | 0 | 0 | 0 | 0 | 0 | 0 | 0 | 0 | 0 | 0 | 0 | 0 | 0 | 0 | 0 |  |  | 212 | #N/A | #N/A | #N/A | #N/A | #N/A | #N/A | 212 | #N/A | #N/A | #N/A | #N/A | #N/A | #N/A | #N/A
|  |  | 0 | 0 | 0 | 0 | 0 | 0 | 0 | 0 | 0 | 0 | 0 | 0 | 0 | 0 | 0 | 0 | 0 | 0 | 0 | 0 | 0 | 0 | 0 | 0 | 0 | 0 | 0 | 0 | 0 | 0 | 0 | 0 | 0 | 0 | 0 | 0 | 0 | 0 | 0 | 0 | 0 | 0 | 0 | 0 | 0 | 0 | 0 | 0 | 0 | 0 | 0 | 0 | 0 | 0 | 0 | 0 | 0 | 0 | 0 | 0 | 0 | 0 |  | 0 | 1.4336 | 1.0012 | 4.7646 | 0 | 3.4521 | -6.0625 | 0 | 0 | 0 | 0 | 0 | 0 | 0 | 0 | 0 | 0 | 0 | 0 | 0 | 0 | 0 |  |  | 213 | #N/A | #N/A | #N/A | #N/A | #N/A | #N/A | 213 | #N/A | #N/A | #N/A | #N/A | #N/A | #N/A | #N/A
|  |  | 0 | 0 | 0 | 0 | 0 | 0 | 0 | 0 | 0 | 0 | 0 | 0 | 0 | 0 | 0 | 0 | 0 | 0 | 0 | 0 | 0 | 0 | 0 | 0 | 0 | 0 | 0 | 0 | 0 | 0 | 0 | 0 | 0 | 0 | 0 | 0 | 0 | 0 | 0 | 0 | 0 | 0 | 0 | 0 | 0 | 0 | 0 | 0 | 0 | 0 | 0 | 0 | 0 | 0 | 0 | 0 | 0 | 0 | 0 | 0 | 0 | 0 |  | 0 | 1.4336 | 1.0012 | 4.7646 | 0 | 3.4521 | -6.0625 | 0 | 0 | 0 | 0 | 0 | 0 | 0 | 0 | 0 | 0 | 0 | 0 | 0 | 0 | 0 |  |  | 214 | #N/A | #N/A | #N/A | #N/A | #N/A | #N/A | 214 | #N/A | #N/A | #N/A | #N/A | #N/A | #N/A | #N/A
|  |  | 0 | 0 | 0 | 0 | 0 | 0 | 0 | 0 | 0 | 0 | 0 | 0 | 0 | 0 | 0 | 0 | 0 | 0 | 0 | 0 | 0 | 0 | 0 | 0 | 0 | 0 | 0 | 0 | 0 | 0 | 0 | 0 | 0 | 0 | 0 | 0 | 0 | 0 | 0 | 0 | 0 | 0 | 0 | 0 | 0 | 0 | 0 | 0 | 0 | 0 | 0 | 0 | 0 | 0 | 0 | 0 | 0 | 0 | 0 | 0 | 0 | 0 |  | 0 | 1.4336 | 1.0012 | 4.7646 | 0 | 3.4521 | -6.0625 | 0 | 0 | 0 | 0 | 0 | 0 | 0 | 0 | 0 | 0 | 0 | 0 | 0 | 0 | 0 |  |  | 215 | #N/A | #N/A | #N/A | #N/A | #N/A | #N/A | 215 | #N/A | #N/A | #N/A | #N/A | #N/A | #N/A | #N/A
|  |  | 0 | 0 | 0 | 0 | 0 | 0 | 0 | 0 | 0 | 0 | 0 | 0 | 0 | 0 | 0 | 0 | 0 | 0 | 0 | 0 | 0 | 0 | 0 | 0 | 0 | 0 | 0 | 0 | 0 | 0 | 0 | 0 | 0 | 0 | 0 | 0 | 0 | 0 | 0 | 0 | 0 | 0 | 0 | 0 | 0 | 0 | 0 | 0 | 0 | 0 | 0 | 0 | 0 | 0 | 0 | 0 | 0 | 0 | 0 | 0 | 0 | 0 |  | 0 | 1.4336 | 1.0012 | 4.7646 | 0 | 3.4521 | -6.0625 | 0 | 0 | 0 | 0 | 0 | 0 | 0 | 0 | 0 | 0 | 0 | 0 | 0 | 0 | 0 |  |  | 216 | #N/A | #N/A | #N/A | #N/A | #N/A | #N/A | 216 | #N/A | #N/A | #N/A | #N/A | #N/A | #N/A | #N/A
|  |  | 0 | 0 | 0 | 0 | 0 | 0 | 0 | 0 | 0 | 0 | 0 | 0 | 0 | 0 | 0 | 0 | 0 | 0 | 0 | 0 | 0 | 0 | 0 | 0 | 0 | 0 | 0 | 0 | 0 | 0 | 0 | 0 | 0 | 0 | 0 | 0 | 0 | 0 | 0 | 0 | 0 | 0 | 0 | 0 | 0 | 0 | 0 | 0 | 0 | 0 | 0 | 0 | 0 | 0 | 0 | 0 | 0 | 0 | 0 | 0 | 0 | 0 |  | 0 | 1.4336 | 1.0012 | 4.7646 | 0 | 3.4521 | -6.0625 | 0 | 0 | 0 | 0 | 0 | 0 | 0 | 0 | 0 | 0 | 0 | 0 | 0 | 0 | 0 |  |  | 217 | #N/A | #N/A | #N/A | #N/A | #N/A | #N/A | 217 | #N/A | #N/A | #N/A | #N/A | #N/A | #N/A | #N/A
|  |  | 0 | 0 | 0 | 0 | 0 | 0 | 0 | 0 | 0 | 0 | 0 | 0 | 0 | 0 | 0 | 0 | 0 | 0 | 0 | 0 | 0 | 0 | 0 | 0 | 0 | 0 | 0 | 0 | 0 | 0 | 0 | 0 | 0 | 0 | 0 | 0 | 0 | 0 | 0 | 0 | 0 | 0 | 0 | 0 | 0 | 0 | 0 | 0 | 0 | 0 | 0 | 0 | 0 | 0 | 0 | 0 | 0 | 0 | 0 | 0 | 0 | 0 |  | 0 | 1.4336 | 1.0012 | 4.7646 | 0 | 3.4521 | -6.0625 | 0 | 0 | 0 | 0 | 0 | 0 | 0 | 0 | 0 | 0 | 0 | 0 | 0 | 0 | 0 |  |  | 218 | #N/A | #N/A | #N/A | #N/A | #N/A | #N/A | 218 | #N/A | #N/A | #N/A | #N/A | #N/A | #N/A | #N/A
|  |  | 0 | 0 | 0 | 0 | 0 | 0 | 0 | 0 | 0 | 0 | 0 | 0 | 0 | 0 | 0 | 0 | 0 | 0 | 0 | 0 | 0 | 0 | 0 | 0 | 0 | 0 | 0 | 0 | 0 | 0 | 0 | 0 | 0 | 0 | 0 | 0 | 0 | 0 | 0 | 0 | 0 | 0 | 0 | 0 | 0 | 0 | 0 | 0 | 0 | 0 | 0 | 0 | 0 | 0 | 0 | 0 | 0 | 0 | 0 | 0 | 0 | 0 |  | 0 | 1.4336 | 1.0012 | 4.7646 | 0 | 3.4521 | -6.0625 | 0 | 0 | 0 | 0 | 0 | 0 | 0 | 0 | 0 | 0 | 0 | 0 | 0 | 0 | 0 |  |  | 219 | #N/A | #N/A | #N/A | #N/A | #N/A | #N/A | 219 | #N/A | #N/A | #N/A | #N/A | #N/A | #N/A | #N/A
|  |  | 0 | 0 | 0 | 0 | 0 | 0 | 0 | 0 | 0 | 0 | 0 | 0 | 0 | 0 | 0 | 0 | 0 | 0 | 0 | 0 | 0 | 0 | 0 | 0 | 0 | 0 | 0 | 0 | 0 | 0 | 0 | 0 | 0 | 0 | 0 | 0 | 0 | 0 | 0 | 0 | 0 | 0 | 0 | 0 | 0 | 0 | 0 | 0 | 0 | 0 | 0 | 0 | 0 | 0 | 0 | 0 | 0 | 0 | 0 | 0 | 0 | 0 |  | 0 | 1.4336 | 1.0012 | 4.7646 | 0 | 3.4521 | -6.0625 | 0 | 0 | 0 | 0 | 0 | 0 | 0 | 0 | 0 | 0 | 0 | 0 | 0 | 0 | 0 |  |  | 220 | #N/A | #N/A | #N/A | #N/A | #N/A | #N/A | 220 | #N/A | #N/A | #N/A | #N/A | #N/A | #N/A | #N/A
|  |  | 0 | 0 | 0 | 0 | 0 | 0 | 0 | 0 | 0 | 0 | 0 | 0 | 0 | 0 | 0 | 0 | 0 | 0 | 0 | 0 | 0 | 0 | 0 | 0 | 0 | 0 | 0 | 0 | 0 | 0 | 0 | 0 | 0 | 0 | 0 | 0 | 0 | 0 | 0 | 0 | 0 | 0 | 0 | 0 | 0 | 0 | 0 | 0 | 0 | 0 | 0 | 0 | 0 | 0 | 0 | 0 | 0 | 0 | 0 | 0 | 0 | 0 |  | 0 | 1.4336 | 1.0012 | 4.7646 | 0 | 3.4521 | -6.0625 | 0 | 0 | 0 | 0 | 0 | 0 | 0 | 0 | 0 | 0 | 0 | 0 | 0 | 0 | 0 |  |  | 221 | #N/A | #N/A | #N/A | #N/A | #N/A | #N/A | 221 | #N/A | #N/A | #N/A | #N/A | #N/A | #N/A | #N/A
|  |  | 0 | 0 | 0 | 0 | 0 | 0 | 0 | 0 | 0 | 0 | 0 | 0 | 0 | 0 | 0 | 0 | 0 | 0 | 0 | 0 | 0 | 0 | 0 | 0 | 0 | 0 | 0 | 0 | 0 | 0 | 0 | 0 | 0 | 0 | 0 | 0 | 0 | 0 | 0 | 0 | 0 | 0 | 0 | 0 | 0 | 0 | 0 | 0 | 0 | 0 | 0 | 0 | 0 | 0 | 0 | 0 | 0 | 0 | 0 | 0 | 0 | 0 |  | 0 | 1.4336 | 1.0012 | 4.7646 | 0 | 3.4521 | -6.0625 | 0 | 0 | 0 | 0 | 0 | 0 | 0 | 0 | 0 | 0 | 0 | 0 | 0 | 0 | 0 |  |  | 222 | #N/A | #N/A | #N/A | #N/A | #N/A | #N/A | 222 | #N/A | #N/A | #N/A | #N/A | #N/A | #N/A | #N/A
|  |  | 0 | 0 | 0 | 0 | 0 | 0 | 0 | 0 | 0 | 0 | 0 | 0 | 0 | 0 | 0 | 0 | 0 | 0 | 0 | 0 | 0 | 0 | 0 | 0 | 0 | 0 | 0 | 0 | 0 | 0 | 0 | 0 | 0 | 0 | 0 | 0 | 0 | 0 | 0 | 0 | 0 | 0 | 0 | 0 | 0 | 0 | 0 | 0 | 0 | 0 | 0 | 0 | 0 | 0 | 0 | 0 | 0 | 0 | 0 | 0 | 0 | 0 |  | 0 | 1.4336 | 1.0012 | 4.7646 | 0 | 3.4521 | -6.0625 | 0 | 0 | 0 | 0 | 0 | 0 | 0 | 0 | 0 | 0 | 0 | 0 | 0 | 0 | 0 |  |  | 223 | #N/A | #N/A | #N/A | #N/A | #N/A | #N/A | 223 | #N/A | #N/A | #N/A | #N/A | #N/A | #N/A | #N/A
|  |  | 0 | 0 | 0 | 0 | 0 | 0 | 0 | 0 | 0 | 0 | 0 | 0 | 0 | 0 | 0 | 0 | 0 | 0 | 0 | 0 | 0 | 0 | 0 | 0 | 0 | 0 | 0 | 0 | 0 | 0 | 0 | 0 | 0 | 0 | 0 | 0 | 0 | 0 | 0 | 0 | 0 | 0 | 0 | 0 | 0 | 0 | 0 | 0 | 0 | 0 | 0 | 0 | 0 | 0 | 0 | 0 | 0 | 0 | 0 | 0 | 0 | 0 |  | 0 | 1.4336 | 1.0012 | 4.7646 | 0 | 3.4521 | -6.0625 | 0 | 0 | 0 | 0 | 0 | 0 | 0 | 0 | 0 | 0 | 0 | 0 | 0 | 0 | 0 |  |  | 224 | #N/A | #N/A | #N/A | #N/A | #N/A | #N/A | 224 | #N/A | #N/A | #N/A | #N/A | #N/A | #N/A | #N/A
|  |  | 0 | 0 | 0 | 0 | 0 | 0 | 0 | 0 | 0 | 0 | 0 | 0 | 0 | 0 | 0 | 0 | 0 | 0 | 0 | 0 | 0 | 0 | 0 | 0 | 0 | 0 | 0 | 0 | 0 | 0 | 0 | 0 | 0 | 0 | 0 | 0 | 0 | 0 | 0 | 0 | 0 | 0 | 0 | 0 | 0 | 0 | 0 | 0 | 0 | 0 | 0 | 0 | 0 | 0 | 0 | 0 | 0 | 0 | 0 | 0 | 0 | 0 |  | 0 | 1.4336 | 1.0012 | 4.7646 | 0 | 3.4521 | -6.0625 | 0 | 0 | 0 | 0 | 0 | 0 | 0 | 0 | 0 | 0 | 0 | 0 | 0 | 0 | 0 |  |  | 225 | #N/A | #N/A | #N/A | #N/A | #N/A | #N/A | 225 | #N/A | #N/A | #N/A | #N/A | #N/A | #N/A | #N/A
|  |  | 0 | 0 | 0 | 0 | 0 | 0 | 0 | 0 | 0 | 0 | 0 | 0 | 0 | 0 | 0 | 0 | 0 | 0 | 0 | 0 | 0 | 0 | 0 | 0 | 0 | 0 | 0 | 0 | 0 | 0 | 0 | 0 | 0 | 0 | 0 | 0 | 0 | 0 | 0 | 0 | 0 | 0 | 0 | 0 | 0 | 0 | 0 | 0 | 0 | 0 | 0 | 0 | 0 | 0 | 0 | 0 | 0 | 0 | 0 | 0 | 0 | 0 |  | 0 | 1.4336 | 1.0012 | 4.7646 | 0 | 3.4521 | -6.0625 | 0 | 0 | 0 | 0 | 0 | 0 | 0 | 0 | 0 | 0 | 0 | 0 | 0 | 0 | 0 |  |  | 226 | #N/A | #N/A | #N/A | #N/A | #N/A | #N/A | 226 | #N/A | #N/A | #N/A | #N/A | #N/A | #N/A | #N/A
|  |  | 0 | 0 | 0 | 0 | 0 | 0 | 0 | 0 | 0 | 0 | 0 | 0 | 0 | 0 | 0 | 0 | 0 | 0 | 0 | 0 | 0 | 0 | 0 | 0 | 0 | 0 | 0 | 0 | 0 | 0 | 0 | 0 | 0 | 0 | 0 | 0 | 0 | 0 | 0 | 0 | 0 | 0 | 0 | 0 | 0 | 0 | 0 | 0 | 0 | 0 | 0 | 0 | 0 | 0 | 0 | 0 | 0 | 0 | 0 | 0 | 0 | 0 |  | 0 | 1.4336 | 1.0012 | 4.7646 | 0 | 3.4521 | -6.0625 | 0 | 0 | 0 | 0 | 0 | 0 | 0 | 0 | 0 | 0 | 0 | 0 | 0 | 0 | 0 |  |  | 227 | #N/A | #N/A | #N/A | #N/A | #N/A | #N/A | 227 | #N/A | #N/A | #N/A | #N/A | #N/A | #N/A | #N/A
|  |  | 0 | 0 | 0 | 0 | 0 | 0 | 0 | 0 | 0 | 0 | 0 | 0 | 0 | 0 | 0 | 0 | 0 | 0 | 0 | 0 | 0 | 0 | 0 | 0 | 0 | 0 | 0 | 0 | 0 | 0 | 0 | 0 | 0 | 0 | 0 | 0 | 0 | 0 | 0 | 0 | 0 | 0 | 0 | 0 | 0 | 0 | 0 | 0 | 0 | 0 | 0 | 0 | 0 | 0 | 0 | 0 | 0 | 0 | 0 | 0 | 0 | 0 |  | 0 | 1.4336 | 1.0012 | 4.7646 | 0 | 3.4521 | -6.0625 | 0 | 0 | 0 | 0 | 0 | 0 | 0 | 0 | 0 | 0 | 0 | 0 | 0 | 0 | 0 |  |  | 228 | #N/A | #N/A | #N/A | #N/A | #N/A | #N/A | 228 | #N/A | #N/A | #N/A | #N/A | #N/A | #N/A | #N/A
|  |  | 0 | 0 | 0 | 0 | 0 | 0 | 0 | 0 | 0 | 0 | 0 | 0 | 0 | 0 | 0 | 0 | 0 | 0 | 0 | 0 | 0 | 0 | 0 | 0 | 0 | 0 | 0 | 0 | 0 | 0 | 0 | 0 | 0 | 0 | 0 | 0 | 0 | 0 | 0 | 0 | 0 | 0 | 0 | 0 | 0 | 0 | 0 | 0 | 0 | 0 | 0 | 0 | 0 | 0 | 0 | 0 | 0 | 0 | 0 | 0 | 0 | 0 |  | 0 | 1.4336 | 1.0012 | 4.7646 | 0 | 3.4521 | -6.0625 | 0 | 0 | 0 | 0 | 0 | 0 | 0 | 0 | 0 | 0 | 0 | 0 | 0 | 0 | 0 |  |  | 229 | #N/A | #N/A | #N/A | #N/A | #N/A | #N/A | 229 | #N/A | #N/A | #N/A | #N/A | #N/A | #N/A | #N/A
|  |  | 0 | 0 | 0 | 0 | 0 | 0 | 0 | 0 | 0 | 0 | 0 | 0 | 0 | 0 | 0 | 0 | 0 | 0 | 0 | 0 | 0 | 0 | 0 | 0 | 0 | 0 | 0 | 0 | 0 | 0 | 0 | 0 | 0 | 0 | 0 | 0 | 0 | 0 | 0 | 0 | 0 | 0 | 0 | 0 | 0 | 0 | 0 | 0 | 0 | 0 | 0 | 0 | 0 | 0 | 0 | 0 | 0 | 0 | 0 | 0 | 0 | 0 |  | 0 | 1.4336 | 1.0012 | 4.7646 | 0 | 3.4521 | -6.0625 | 0 | 0 | 0 | 0 | 0 | 0 | 0 | 0 | 0 | 0 | 0 | 0 | 0 | 0 | 0 |  |  | 230 | #N/A | #N/A | #N/A | #N/A | #N/A | #N/A | 230 | #N/A | #N/A | #N/A | #N/A | #N/A | #N/A | #N/A
|  |  | 0 | 0 | 0 | 0 | 0 | 0 | 0 | 0 | 0 | 0 | 0 | 0 | 0 | 0 | 0 | 0 | 0 | 0 | 0 | 0 | 0 | 0 | 0 | 0 | 0 | 0 | 0 | 0 | 0 | 0 | 0 | 0 | 0 | 0 | 0 | 0 | 0 | 0 | 0 | 0 | 0 | 0 | 0 | 0 | 0 | 0 | 0 | 0 | 0 | 0 | 0 | 0 | 0 | 0 | 0 | 0 | 0 | 0 | 0 | 0 | 0 | 0 |  | 0 | 1.4336 | 1.0012 | 4.7646 | 0 | 3.4521 | -6.0625 | 0 | 0 | 0 | 0 | 0 | 0 | 0 | 0 | 0 | 0 | 0 | 0 | 0 | 0 | 0 |  |  | 231 | #N/A | #N/A | #N/A | #N/A | #N/A | #N/A | 231 | #N/A | #N/A | #N/A | #N/A | #N/A | #N/A | #N/A
|  |  | 0 | 0 | 0 | 0 | 0 | 0 | 0 | 0 | 0 | 0 | 0 | 0 | 0 | 0 | 0 | 0 | 0 | 0 | 0 | 0 | 0 | 0 | 0 | 0 | 0 | 0 | 0 | 0 | 0 | 0 | 0 | 0 | 0 | 0 | 0 | 0 | 0 | 0 | 0 | 0 | 0 | 0 | 0 | 0 | 0 | 0 | 0 | 0 | 0 | 0 | 0 | 0 | 0 | 0 | 0 | 0 | 0 | 0 | 0 | 0 | 0 | 0 |  | 0 | 1.4336 | 1.0012 | 4.7646 | 0 | 3.4521 | -6.0625 | 0 | 0 | 0 | 0 | 0 | 0 | 0 | 0 | 0 | 0 | 0 | 0 | 0 | 0 | 0 |  |  | 232 | #N/A | #N/A | #N/A | #N/A | #N/A | #N/A | 232 | #N/A | #N/A | #N/A | #N/A | #N/A | #N/A | #N/A
|  |  | 0 | 0 | 0 | 0 | 0 | 0 | 0 | 0 | 0 | 0 | 0 | 0 | 0 | 0 | 0 | 0 | 0 | 0 | 0 | 0 | 0 | 0 | 0 | 0 | 0 | 0 | 0 | 0 | 0 | 0 | 0 | 0 | 0 | 0 | 0 | 0 | 0 | 0 | 0 | 0 | 0 | 0 | 0 | 0 | 0 | 0 | 0 | 0 | 0 | 0 | 0 | 0 | 0 | 0 | 0 | 0 | 0 | 0 | 0 | 0 | 0 | 0 |  | 0 | 1.4336 | 1.0012 | 4.7646 | 0 | 3.4521 | -6.0625 | 0 | 0 | 0 | 0 | 0 | 0 | 0 | 0 | 0 | 0 | 0 | 0 | 0 | 0 | 0 |  |  | 233 | #N/A | #N/A | #N/A | #N/A | #N/A | #N/A | 233 | #N/A | #N/A | #N/A | #N/A | #N/A | #N/A | #N/A
|  |  | 0 | 0 | 0 | 0 | 0 | 0 | 0 | 0 | 0 | 0 | 0 | 0 | 0 | 0 | 0 | 0 | 0 | 0 | 0 | 0 | 0 | 0 | 0 | 0 | 0 | 0 | 0 | 0 | 0 | 0 | 0 | 0 | 0 | 0 | 0 | 0 | 0 | 0 | 0 | 0 | 0 | 0 | 0 | 0 | 0 | 0 | 0 | 0 | 0 | 0 | 0 | 0 | 0 | 0 | 0 | 0 | 0 | 0 | 0 | 0 | 0 | 0 |  | 0 | 1.4336 | 1.0012 | 4.7646 | 0 | 3.4521 | -6.0625 | 0 | 0 | 0 | 0 | 0 | 0 | 0 | 0 | 0 | 0 | 0 | 0 | 0 | 0 | 0 |  |  | 234 | #N/A | #N/A | #N/A | #N/A | #N/A | #N/A | 234 | #N/A | #N/A | #N/A | #N/A | #N/A | #N/A | #N/A
|  |  | 0 | 0 | 0 | 0 | 0 | 0 | 0 | 0 | 0 | 0 | 0 | 0 | 0 | 0 | 0 | 0 | 0 | 0 | 0 | 0 | 0 | 0 | 0 | 0 | 0 | 0 | 0 | 0 | 0 | 0 | 0 | 0 | 0 | 0 | 0 | 0 | 0 | 0 | 0 | 0 | 0 | 0 | 0 | 0 | 0 | 0 | 0 | 0 | 0 | 0 | 0 | 0 | 0 | 0 | 0 | 0 | 0 | 0 | 0 | 0 | 0 | 0 |  | 0 | 1.4336 | 1.0012 | 4.7646 | 0 | 3.4521 | -6.0625 | 0 | 0 | 0 | 0 | 0 | 0 | 0 | 0 | 0 | 0 | 0 | 0 | 0 | 0 | 0 |  |  | 235 | #N/A | #N/A | #N/A | #N/A | #N/A | #N/A | 235 | #N/A | #N/A | #N/A | #N/A | #N/A | #N/A | #N/A
|  |  | 0 | 0 | 0 | 0 | 0 | 0 | 0 | 0 | 0 | 0 | 0 | 0 | 0 | 0 | 0 | 0 | 0 | 0 | 0 | 0 | 0 | 0 | 0 | 0 | 0 | 0 | 0 | 0 | 0 | 0 | 0 | 0 | 0 | 0 | 0 | 0 | 0 | 0 | 0 | 0 | 0 | 0 | 0 | 0 | 0 | 0 | 0 | 0 | 0 | 0 | 0 | 0 | 0 | 0 | 0 | 0 | 0 | 0 | 0 | 0 | 0 | 0 |  | 0 | 1.4336 | 1.0012 | 4.7646 | 0 | 3.4521 | -6.0625 | 0 | 0 | 0 | 0 | 0 | 0 | 0 | 0 | 0 | 0 | 0 | 0 | 0 | 0 | 0 |  |  | 236 | #N/A | #N/A | #N/A | #N/A | #N/A | #N/A | 236 | #N/A | #N/A | #N/A | #N/A | #N/A | #N/A | #N/A
|  |  | 0 | 0 | 0 | 0 | 0 | 0 | 0 | 0 | 0 | 0 | 0 | 0 | 0 | 0 | 0 | 0 | 0 | 0 | 0 | 0 | 0 | 0 | 0 | 0 | 0 | 0 | 0 | 0 | 0 | 0 | 0 | 0 | 0 | 0 | 0 | 0 | 0 | 0 | 0 | 0 | 0 | 0 | 0 | 0 | 0 | 0 | 0 | 0 | 0 | 0 | 0 | 0 | 0 | 0 | 0 | 0 | 0 | 0 | 0 | 0 | 0 | 0 |  | 0 | 1.4336 | 1.0012 | 4.7646 | 0 | 3.4521 | -6.0625 | 0 | 0 | 0 | 0 | 0 | 0 | 0 | 0 | 0 | 0 | 0 | 0 | 0 | 0 | 0 |  |  | 237 | #N/A | #N/A | #N/A | #N/A | #N/A | #N/A | 237 | #N/A | #N/A | #N/A | #N/A | #N/A | #N/A | #N/A
|  |  | 0 | 0 | 0 | 0 | 0 | 0 | 0 | 0 | 0 | 0 | 0 | 0 | 0 | 0 | 0 | 0 | 0 | 0 | 0 | 0 | 0 | 0 | 0 | 0 | 0 | 0 | 0 | 0 | 0 | 0 | 0 | 0 | 0 | 0 | 0 | 0 | 0 | 0 | 0 | 0 | 0 | 0 | 0 | 0 | 0 | 0 | 0 | 0 | 0 | 0 | 0 | 0 | 0 | 0 | 0 | 0 | 0 | 0 | 0 | 0 | 0 | 0 |  | 0 | 1.4336 | 1.0012 | 4.7646 | 0 | 3.4521 | -6.0625 | 0 | 0 | 0 | 0 | 0 | 0 | 0 | 0 | 0 | 0 | 0 | 0 | 0 | 0 | 0 |  |  | 238 | #N/A | #N/A | #N/A | #N/A | #N/A | #N/A | 238 | #N/A | #N/A | #N/A | #N/A | #N/A | #N/A | #N/A
|  |  | 0 | 0 | 0 | 0 | 0 | 0 | 0 | 0 | 0 | 0 | 0 | 0 | 0 | 0 | 0 | 0 | 0 | 0 | 0 | 0 | 0 | 0 | 0 | 0 | 0 | 0 | 0 | 0 | 0 | 0 | 0 | 0 | 0 | 0 | 0 | 0 | 0 | 0 | 0 | 0 | 0 | 0 | 0 | 0 | 0 | 0 | 0 | 0 | 0 | 0 | 0 | 0 | 0 | 0 | 0 | 0 | 0 | 0 | 0 | 0 | 0 | 0 |  | 0 | 1.4336 | 1.0012 | 4.7646 | 0 | 3.4521 | -6.0625 | 0 | 0 | 0 | 0 | 0 | 0 | 0 | 0 | 0 | 0 | 0 | 0 | 0 | 0 | 0 |  |  | 239 | #N/A | #N/A | #N/A | #N/A | #N/A | #N/A | 239 | #N/A | #N/A | #N/A | #N/A | #N/A | #N/A | #N/A
|  |  | 0 | 0 | 0 | 0 | 0 | 0 | 0 | 0 | 0 | 0 | 0 | 0 | 0 | 0 | 0 | 0 | 0 | 0 | 0 | 0 | 0 | 0 | 0 | 0 | 0 | 0 | 0 | 0 | 0 | 0 | 0 | 0 | 0 | 0 | 0 | 0 | 0 | 0 | 0 | 0 | 0 | 0 | 0 | 0 | 0 | 0 | 0 | 0 | 0 | 0 | 0 | 0 | 0 | 0 | 0 | 0 | 0 | 0 | 0 | 0 | 0 | 0 |  | 0 | 1.4336 | 1.0012 | 4.7646 | 0 | 3.4521 | -6.0625 | 0 | 0 | 0 | 0 | 0 | 0 | 0 | 0 | 0 | 0 | 0 | 0 | 0 | 0 | 0 |  |  | 240 | #N/A | #N/A | #N/A | #N/A | #N/A | #N/A | 240 | #N/A | #N/A | #N/A | #N/A | #N/A | #N/A | #N/A
|  |  | 0 | 0 | 0 | 0 | 0 | 0 | 0 | 0 | 0 | 0 | 0 | 0 | 0 | 0 | 0 | 0 | 0 | 0 | 0 | 0 | 0 | 0 | 0 | 0 | 0 | 0 | 0 | 0 | 0 | 0 | 0 | 0 | 0 | 0 | 0 | 0 | 0 | 0 | 0 | 0 | 0 | 0 | 0 | 0 | 0 | 0 | 0 | 0 | 0 | 0 | 0 | 0 | 0 | 0 | 0 | 0 | 0 | 0 | 0 | 0 | 0 | 0 |  | 0 | 1.4336 | 1.0012 | 4.7646 | 0 | 3.4521 | -6.0625 | 0 | 0 | 0 | 0 | 0 | 0 | 0 | 0 | 0 | 0 | 0 | 0 | 0 | 0 | 0 |  |  | 241 | #N/A | #N/A | #N/A | #N/A | #N/A | #N/A | 241 | #N/A | #N/A | #N/A | #N/A | #N/A | #N/A | #N/A
|  |  | 0 | 0 | 0 | 0 | 0 | 0 | 0 | 0 | 0 | 0 | 0 | 0 | 0 | 0 | 0 | 0 | 0 | 0 | 0 | 0 | 0 | 0 | 0 | 0 | 0 | 0 | 0 | 0 | 0 | 0 | 0 | 0 | 0 | 0 | 0 | 0 | 0 | 0 | 0 | 0 | 0 | 0 | 0 | 0 | 0 | 0 | 0 | 0 | 0 | 0 | 0 | 0 | 0 | 0 | 0 | 0 | 0 | 0 | 0 | 0 | 0 | 0 |  | 0 | 1.4336 | 1.0012 | 4.7646 | 0 | 3.4521 | -6.0625 | 0 | 0 | 0 | 0 | 0 | 0 | 0 | 0 | 0 | 0 | 0 | 0 | 0 | 0 | 0 |  |  | 242 | #N/A | #N/A | #N/A | #N/A | #N/A | #N/A | 242 | #N/A | #N/A | #N/A | #N/A | #N/A | #N/A | #N/A
|  |  | 0 | 0 | 0 | 0 | 0 | 0 | 0 | 0 | 0 | 0 | 0 | 0 | 0 | 0 | 0 | 0 | 0 | 0 | 0 | 0 | 0 | 0 | 0 | 0 | 0 | 0 | 0 | 0 | 0 | 0 | 0 | 0 | 0 | 0 | 0 | 0 | 0 | 0 | 0 | 0 | 0 | 0 | 0 | 0 | 0 | 0 | 0 | 0 | 0 | 0 | 0 | 0 | 0 | 0 | 0 | 0 | 0 | 0 | 0 | 0 | 0 | 0 |  | 0 | 1.4336 | 1.0012 | 4.7646 | 0 | 3.4521 | -6.0625 | 0 | 0 | 0 | 0 | 0 | 0 | 0 | 0 | 0 | 0 | 0 | 0 | 0 | 0 | 0 |  |  | 243 | #N/A | #N/A | #N/A | #N/A | #N/A | #N/A | 243 | #N/A | #N/A | #N/A | #N/A | #N/A | #N/A | #N/A
|  |  | 0 | 0 | 0 | 0 | 0 | 0 | 0 | 0 | 0 | 0 | 0 | 0 | 0 | 0 | 0 | 0 | 0 | 0 | 0 | 0 | 0 | 0 | 0 | 0 | 0 | 0 | 0 | 0 | 0 | 0 | 0 | 0 | 0 | 0 | 0 | 0 | 0 | 0 | 0 | 0 | 0 | 0 | 0 | 0 | 0 | 0 | 0 | 0 | 0 | 0 | 0 | 0 | 0 | 0 | 0 | 0 | 0 | 0 | 0 | 0 | 0 | 0 |  | 0 | 1.4336 | 1.0012 | 4.7646 | 0 | 3.4521 | -6.0625 | 0 | 0 | 0 | 0 | 0 | 0 | 0 | 0 | 0 | 0 | 0 | 0 | 0 | 0 | 0 |  |  | 244 | #N/A | #N/A | #N/A | #N/A | #N/A | #N/A | 244 | #N/A | #N/A | #N/A | #N/A | #N/A | #N/A | #N/A
|  |  | 0 | 0 | 0 | 0 | 0 | 0 | 0 | 0 | 0 | 0 | 0 | 0 | 0 | 0 | 0 | 0 | 0 | 0 | 0 | 0 | 0 | 0 | 0 | 0 | 0 | 0 | 0 | 0 | 0 | 0 | 0 | 0 | 0 | 0 | 0 | 0 | 0 | 0 | 0 | 0 | 0 | 0 | 0 | 0 | 0 | 0 | 0 | 0 | 0 | 0 | 0 | 0 | 0 | 0 | 0 | 0 | 0 | 0 | 0 | 0 | 0 | 0 |  | 0 | 1.4336 | 1.0012 | 4.7646 | 0 | 3.4521 | -6.0625 | 0 | 0 | 0 | 0 | 0 | 0 | 0 | 0 | 0 | 0 | 0 | 0 | 0 | 0 | 0 |  |  | 245 | #N/A | #N/A | #N/A | #N/A | #N/A | #N/A | 245 | #N/A | #N/A | #N/A | #N/A | #N/A | #N/A | #N/A
|  |  | 0 | 0 | 0 | 0 | 0 | 0 | 0 | 0 | 0 | 0 | 0 | 0 | 0 | 0 | 0 | 0 | 0 | 0 | 0 | 0 | 0 | 0 | 0 | 0 | 0 | 0 | 0 | 0 | 0 | 0 | 0 | 0 | 0 | 0 | 0 | 0 | 0 | 0 | 0 | 0 | 0 | 0 | 0 | 0 | 0 | 0 | 0 | 0 | 0 | 0 | 0 | 0 | 0 | 0 | 0 | 0 | 0 | 0 | 0 | 0 | 0 | 0 |  | 0 | 1.4336 | 1.0012 | 4.7646 | 0 | 3.4521 | -6.0625 | 0 | 0 | 0 | 0 | 0 | 0 | 0 | 0 | 0 | 0 | 0 | 0 | 0 | 0 | 0 |  |  | 246 | #N/A | #N/A | #N/A | #N/A | #N/A | #N/A | 246 | #N/A | #N/A | #N/A | #N/A | #N/A | #N/A | #N/A
|  |  | 0 | 0 | 0 | 0 | 0 | 0 | 0 | 0 | 0 | 0 | 0 | 0 | 0 | 0 | 0 | 0 | 0 | 0 | 0 | 0 | 0 | 0 | 0 | 0 | 0 | 0 | 0 | 0 | 0 | 0 | 0 | 0 | 0 | 0 | 0 | 0 | 0 | 0 | 0 | 0 | 0 | 0 | 0 | 0 | 0 | 0 | 0 | 0 | 0 | 0 | 0 | 0 | 0 | 0 | 0 | 0 | 0 | 0 | 0 | 0 | 0 | 0 |  | 0 | 1.4336 | 1.0012 | 4.7646 | 0 | 3.4521 | -6.0625 | 0 | 0 | 0 | 0 | 0 | 0 | 0 | 0 | 0 | 0 | 0 | 0 | 0 | 0 | 0 |  |  | 247 | #N/A | #N/A | #N/A | #N/A | #N/A | #N/A | 247 | #N/A | #N/A | #N/A | #N/A | #N/A | #N/A | #N/A
|  |  | 0 | 0 | 0 | 0 | 0 | 0 | 0 | 0 | 0 | 0 | 0 | 0 | 0 | 0 | 0 | 0 | 0 | 0 | 0 | 0 | 0 | 0 | 0 | 0 | 0 | 0 | 0 | 0 | 0 | 0 | 0 | 0 | 0 | 0 | 0 | 0 | 0 | 0 | 0 | 0 | 0 | 0 | 0 | 0 | 0 | 0 | 0 | 0 | 0 | 0 | 0 | 0 | 0 | 0 | 0 | 0 | 0 | 0 | 0 | 0 | 0 | 0 |  | 0 | 1.4336 | 1.0012 | 4.7646 | 0 | 3.4521 | -6.0625 | 0 | 0 | 0 | 0 | 0 | 0 | 0 | 0 | 0 | 0 | 0 | 0 | 0 | 0 | 0 |  |  | 248 | #N/A | #N/A | #N/A | #N/A | #N/A | #N/A | 248 | #N/A | #N/A | #N/A | #N/A | #N/A | #N/A | #N/A
|  |  | 0 | 0 | 0 | 0 | 0 | 0 | 0 | 0 | 0 | 0 | 0 | 0 | 0 | 0 | 0 | 0 | 0 | 0 | 0 | 0 | 0 | 0 | 0 | 0 | 0 | 0 | 0 | 0 | 0 | 0 | 0 | 0 | 0 | 0 | 0 | 0 | 0 | 0 | 0 | 0 | 0 | 0 | 0 | 0 | 0 | 0 | 0 | 0 | 0 | 0 | 0 | 0 | 0 | 0 | 0 | 0 | 0 | 0 | 0 | 0 | 0 | 0 |  | 0 | 1.4336 | 1.0012 | 4.7646 | 0 | 3.4521 | -6.0625 | 0 | 0 | 0 | 0 | 0 | 0 | 0 | 0 | 0 | 0 | 0 | 0 | 0 | 0 | 0 |  |  | 249 | #N/A | #N/A | #N/A | #N/A | #N/A | #N/A | 249 | #N/A | #N/A | #N/A | #N/A | #N/A | #N/A | #N/A
|  |  | 0 | 0 | 0 | 0 | 0 | 0 | 0 | 0 | 0 | 0 | 0 | 0 | 0 | 0 | 0 | 0 | 0 | 0 | 0 | 0 | 0 | 0 | 0 | 0 | 0 | 0 | 0 | 0 | 0 | 0 | 0 | 0 | 0 | 0 | 0 | 0 | 0 | 0 | 0 | 0 | 0 | 0 | 0 | 0 | 0 | 0 | 0 | 0 | 0 | 0 | 0 | 0 | 0 | 0 | 0 | 0 | 0 | 0 | 0 | 0 | 0 | 0 |  | 0 | 1.4336 | 1.0012 | 4.7646 | 0 | 3.4521 | -6.0625 | 0 | 0 | 0 | 0 | 0 | 0 | 0 | 0 | 0 | 0 | 0 | 0 | 0 | 0 | 0 |  |  | 250 | #N/A | #N/A | #N/A | #N/A | #N/A | #N/A | 250 | #N/A | #N/A | #N/A | #N/A | #N/A | #N/A | #N/A
|  |  | 0 | 0 | 0 | 0 | 0 | 0 | 0 | 0 | 0 | 0 | 0 | 0 | 0 | 0 | 0 | 0 | 0 | 0 | 0 | 0 | 0 | 0 | 0 | 0 | 0 | 0 | 0 | 0 | 0 | 0 | 0 | 0 | 0 | 0 | 0 | 0 | 0 | 0 | 0 | 0 | 0 | 0 | 0 | 0 | 0 | 0 | 0 | 0 | 0 | 0 | 0 | 0 | 0 | 0 | 0 | 0 | 0 | 0 | 0 | 0 | 0 | 0 |  | 0 | 1.4336 | 1.0012 | 4.7646 | 0 | 3.4521 | -6.0625 | 0 | 0 | 0 | 0 | 0 | 0 | 0 | 0 | 0 | 0 | 0 | 0 | 0 | 0 | 0 |  |  | 251 | #N/A | #N/A | #N/A | #N/A | #N/A | #N/A | 251 | #N/A | #N/A | #N/A | #N/A | #N/A | #N/A | #N/A
|  |  | 0 | 0 | 0 | 0 | 0 | 0 | 0 | 0 | 0 | 0 | 0 | 0 | 0 | 0 | 0 | 0 | 0 | 0 | 0 | 0 | 0 | 0 | 0 | 0 | 0 | 0 | 0 | 0 | 0 | 0 | 0 | 0 | 0 | 0 | 0 | 0 | 0 | 0 | 0 | 0 | 0 | 0 | 0 | 0 | 0 | 0 | 0 | 0 | 0 | 0 | 0 | 0 | 0 | 0 | 0 | 0 | 0 | 0 | 0 | 0 | 0 | 0 |  | 0 | 1.4336 | 1.0012 | 4.7646 | 0 | 3.4521 | -6.0625 | 0 | 0 | 0 | 0 | 0 | 0 | 0 | 0 | 0 | 0 | 0 | 0 | 0 | 0 | 0 |  |  | 252 | #N/A | #N/A | #N/A | #N/A | #N/A | #N/A | 252 | #N/A | #N/A | #N/A | #N/A | #N/A | #N/A | #N/A
|  |  | 0 | 0 | 0 | 0 | 0 | 0 | 0 | 0 | 0 | 0 | 0 | 0 | 0 | 0 | 0 | 0 | 0 | 0 | 0 | 0 | 0 | 0 | 0 | 0 | 0 | 0 | 0 | 0 | 0 | 0 | 0 | 0 | 0 | 0 | 0 | 0 | 0 | 0 | 0 | 0 | 0 | 0 | 0 | 0 | 0 | 0 | 0 | 0 | 0 | 0 | 0 | 0 | 0 | 0 | 0 | 0 | 0 | 0 | 0 | 0 | 0 | 0 |  | 0 | 1.4336 | 1.0012 | 4.7646 | 0 | 3.4521 | -6.0625 | 0 | 0 | 0 | 0 | 0 | 0 | 0 | 0 | 0 | 0 | 0 | 0 | 0 | 0 | 0 |  |  | 253 | #N/A | #N/A | #N/A | #N/A | #N/A | #N/A | 253 | #N/A | #N/A | #N/A | #N/A | #N/A | #N/A | #N/A
|  |  | 0 | 0 | 0 | 0 | 0 | 0 | 0 | 0 | 0 | 0 | 0 | 0 | 0 | 0 | 0 | 0 | 0 | 0 | 0 | 0 | 0 | 0 | 0 | 0 | 0 | 0 | 0 | 0 | 0 | 0 | 0 | 0 | 0 | 0 | 0 | 0 | 0 | 0 | 0 | 0 | 0 | 0 | 0 | 0 | 0 | 0 | 0 | 0 | 0 | 0 | 0 | 0 | 0 | 0 | 0 | 0 | 0 | 0 | 0 | 0 | 0 | 0 |  | 0 | 1.4336 | 1.0012 | 4.7646 | 0 | 3.4521 | -6.0625 | 0 | 0 | 0 | 0 | 0 | 0 | 0 | 0 | 0 | 0 | 0 | 0 | 0 | 0 | 0 |  |  | 254 | #N/A | #N/A | #N/A | #N/A | #N/A | #N/A | 254 | #N/A | #N/A | #N/A | #N/A | #N/A | #N/A | #N/A
|  |  | 0 | 0 | 0 | 0 | 0 | 0 | 0 | 0 | 0 | 0 | 0 | 0 | 0 | 0 | 0 | 0 | 0 | 0 | 0 | 0 | 0 | 0 | 0 | 0 | 0 | 0 | 0 | 0 | 0 | 0 | 0 | 0 | 0 | 0 | 0 | 0 | 0 | 0 | 0 | 0 | 0 | 0 | 0 | 0 | 0 | 0 | 0 | 0 | 0 | 0 | 0 | 0 | 0 | 0 | 0 | 0 | 0 | 0 | 0 | 0 | 0 | 0 |  | 0 | 1.4336 | 1.0012 | 4.7646 | 0 | 3.4521 | -6.0625 | 0 | 0 | 0 | 0 | 0 | 0 | 0 | 0 | 0 | 0 | 0 | 0 | 0 | 0 | 0 |  |  | 255 | #N/A | #N/A | #N/A | #N/A | #N/A | #N/A | 255 | #N/A | #N/A | #N/A | #N/A | #N/A | #N/A | #N/A
|  |  | 0 | 0 | 0 | 0 | 0 | 0 | 0 | 0 | 0 | 0 | 0 | 0 | 0 | 0 | 0 | 0 | 0 | 0 | 0 | 0 | 0 | 0 | 0 | 0 | 0 | 0 | 0 | 0 | 0 | 0 | 0 | 0 | 0 | 0 | 0 | 0 | 0 | 0 | 0 | 0 | 0 | 0 | 0 | 0 | 0 | 0 | 0 | 0 | 0 | 0 | 0 | 0 | 0 | 0 | 0 | 0 | 0 | 0 | 0 | 0 | 0 | 0 |  | 0 | 1.4336 | 1.0012 | 4.7646 | 0 | 3.4521 | -6.0625 | 0 | 0 | 0 | 0 | 0 | 0 | 0 | 0 | 0 | 0 | 0 | 0 | 0 | 0 | 0 |  |  | 256 | #N/A | #N/A | #N/A | #N/A | #N/A | #N/A | 256 | #N/A | #N/A | #N/A | #N/A | #N/A | #N/A | #N/A
|  |  | 0 | 0 | 0 | 0 | 0 | 0 | 0 | 0 | 0 | 0 | 0 | 0 | 0 | 0 | 0 | 0 | 0 | 0 | 0 | 0 | 0 | 0 | 0 | 0 | 0 | 0 | 0 | 0 | 0 | 0 | 0 | 0 | 0 | 0 | 0 | 0 | 0 | 0 | 0 | 0 | 0 | 0 | 0 | 0 | 0 | 0 | 0 | 0 | 0 | 0 | 0 | 0 | 0 | 0 | 0 | 0 | 0 | 0 | 0 | 0 | 0 | 0 |  | 0 | 1.4336 | 1.0012 | 4.7646 | 0 | 3.4521 | -6.0625 | 0 | 0 | 0 | 0 | 0 | 0 | 0 | 0 | 0 | 0 | 0 | 0 | 0 | 0 | 0 |  |  | 257 | #N/A | #N/A | #N/A | #N/A | #N/A | #N/A | 257 | #N/A | #N/A | #N/A | #N/A | #N/A | #N/A | #N/A
|  |  | 0 | 0 | 0 | 0 | 0 | 0 | 0 | 0 | 0 | 0 | 0 | 0 | 0 | 0 | 0 | 0 | 0 | 0 | 0 | 0 | 0 | 0 | 0 | 0 | 0 | 0 | 0 | 0 | 0 | 0 | 0 | 0 | 0 | 0 | 0 | 0 | 0 | 0 | 0 | 0 | 0 | 0 | 0 | 0 | 0 | 0 | 0 | 0 | 0 | 0 | 0 | 0 | 0 | 0 | 0 | 0 | 0 | 0 | 0 | 0 | 0 | 0 |  | 0 | 1.4336 | 1.0012 | 4.7646 | 0 | 3.4521 | -6.0625 | 0 | 0 | 0 | 0 | 0 | 0 | 0 | 0 | 0 | 0 | 0 | 0 | 0 | 0 | 0 |  |  | 258 | #N/A | #N/A | #N/A | #N/A | #N/A | #N/A | 258 | #N/A | #N/A | #N/A | #N/A | #N/A | #N/A | #N/A
|  |  | 0 | 0 | 0 | 0 | 0 | 0 | 0 | 0 | 0 | 0 | 0 | 0 | 0 | 0 | 0 | 0 | 0 | 0 | 0 | 0 | 0 | 0 | 0 | 0 | 0 | 0 | 0 | 0 | 0 | 0 | 0 | 0 | 0 | 0 | 0 | 0 | 0 | 0 | 0 | 0 | 0 | 0 | 0 | 0 | 0 | 0 | 0 | 0 | 0 | 0 | 0 | 0 | 0 | 0 | 0 | 0 | 0 | 0 | 0 | 0 | 0 | 0 |  | 0 | 1.4336 | 1.0012 | 4.7646 | 0 | 3.4521 | -6.0625 | 0 | 0 | 0 | 0 | 0 | 0 | 0 | 0 | 0 | 0 | 0 | 0 | 0 | 0 | 0 |  |  | 259 | #N/A | #N/A | #N/A | #N/A | #N/A | #N/A | 259 | #N/A | #N/A | #N/A | #N/A | #N/A | #N/A | #N/A
|  |  | 0 | 0 | 0 | 0 | 0 | 0 | 0 | 0 | 0 | 0 | 0 | 0 | 0 | 0 | 0 | 0 | 0 | 0 | 0 | 0 | 0 | 0 | 0 | 0 | 0 | 0 | 0 | 0 | 0 | 0 | 0 | 0 | 0 | 0 | 0 | 0 | 0 | 0 | 0 | 0 | 0 | 0 | 0 | 0 | 0 | 0 | 0 | 0 | 0 | 0 | 0 | 0 | 0 | 0 | 0 | 0 | 0 | 0 | 0 | 0 | 0 | 0 |  | 0 | 1.4336 | 1.0012 | 4.7646 | 0 | 3.4521 | -6.0625 | 0 | 0 | 0 | 0 | 0 | 0 | 0 | 0 | 0 | 0 | 0 | 0 | 0 | 0 | 0 |  |  | 260 | #N/A | #N/A | #N/A | #N/A | #N/A | #N/A | 260 | #N/A | #N/A | #N/A | #N/A | #N/A | #N/A | #N/A
|  |  | 0 | 0 | 0 | 0 | 0 | 0 | 0 | 0 | 0 | 0 | 0 | 0 | 0 | 0 | 0 | 0 | 0 | 0 | 0 | 0 | 0 | 0 | 0 | 0 | 0 | 0 | 0 | 0 | 0 | 0 | 0 | 0 | 0 | 0 | 0 | 0 | 0 | 0 | 0 | 0 | 0 | 0 | 0 | 0 | 0 | 0 | 0 | 0 | 0 | 0 | 0 | 0 | 0 | 0 | 0 | 0 | 0 | 0 | 0 | 0 | 0 | 0 |  | 0 | 1.4336 | 1.0012 | 4.7646 | 0 | 3.4521 | -6.0625 | 0 | 0 | 0 | 0 | 0 | 0 | 0 | 0 | 0 | 0 | 0 | 0 | 0 | 0 | 0 |  |  | 261 | #N/A | #N/A | #N/A | #N/A | #N/A | #N/A | 261 | #N/A | #N/A | #N/A | #N/A | #N/A | #N/A | #N/A
|  |  | 0 | 0 | 0 | 0 | 0 | 0 | 0 | 0 | 0 | 0 | 0 | 0 | 0 | 0 | 0 | 0 | 0 | 0 | 0 | 0 | 0 | 0 | 0 | 0 | 0 | 0 | 0 | 0 | 0 | 0 | 0 | 0 | 0 | 0 | 0 | 0 | 0 | 0 | 0 | 0 | 0 | 0 | 0 | 0 | 0 | 0 | 0 | 0 | 0 | 0 | 0 | 0 | 0 | 0 | 0 | 0 | 0 | 0 | 0 | 0 | 0 | 0 |  | 0 | 1.4336 | 1.0012 | 4.7646 | 0 | 3.4521 | -6.0625 | 0 | 0 | 0 | 0 | 0 | 0 | 0 | 0 | 0 | 0 | 0 | 0 | 0 | 0 | 0 |  |  | 262 | #N/A | #N/A | #N/A | #N/A | #N/A | #N/A | 262 | #N/A | #N/A | #N/A | #N/A | #N/A | #N/A | #N/A
|  |  | 0 | 0 | 0 | 0 | 0 | 0 | 0 | 0 | 0 | 0 | 0 | 0 | 0 | 0 | 0 | 0 | 0 | 0 | 0 | 0 | 0 | 0 | 0 | 0 | 0 | 0 | 0 | 0 | 0 | 0 | 0 | 0 | 0 | 0 | 0 | 0 | 0 | 0 | 0 | 0 | 0 | 0 | 0 | 0 | 0 | 0 | 0 | 0 | 0 | 0 | 0 | 0 | 0 | 0 | 0 | 0 | 0 | 0 | 0 | 0 | 0 | 0 |  | 0 | 1.4336 | 1.0012 | 4.7646 | 0 | 3.4521 | -6.0625 | 0 | 0 | 0 | 0 | 0 | 0 | 0 | 0 | 0 | 0 | 0 | 0 | 0 | 0 | 0 |  |  | 263 | #N/A | #N/A | #N/A | #N/A | #N/A | #N/A | 263 | #N/A | #N/A | #N/A | #N/A | #N/A | #N/A | #N/A
|  |  | 0 | 0 | 0 | 0 | 0 | 0 | 0 | 0 | 0 | 0 | 0 | 0 | 0 | 0 | 0 | 0 | 0 | 0 | 0 | 0 | 0 | 0 | 0 | 0 | 0 | 0 | 0 | 0 | 0 | 0 | 0 | 0 | 0 | 0 | 0 | 0 | 0 | 0 | 0 | 0 | 0 | 0 | 0 | 0 | 0 | 0 | 0 | 0 | 0 | 0 | 0 | 0 | 0 | 0 | 0 | 0 | 0 | 0 | 0 | 0 | 0 | 0 |  | 0 | 1.4336 | 1.0012 | 4.7646 | 0 | 3.4521 | -6.0625 | 0 | 0 | 0 | 0 | 0 | 0 | 0 | 0 | 0 | 0 | 0 | 0 | 0 | 0 | 0 |  |  | 264 | #N/A | #N/A | #N/A | #N/A | #N/A | #N/A | 264 | #N/A | #N/A | #N/A | #N/A | #N/A | #N/A | #N/A
|  |  | 0 | 0 | 0 | 0 | 0 | 0 | 0 | 0 | 0 | 0 | 0 | 0 | 0 | 0 | 0 | 0 | 0 | 0 | 0 | 0 | 0 | 0 | 0 | 0 | 0 | 0 | 0 | 0 | 0 | 0 | 0 | 0 | 0 | 0 | 0 | 0 | 0 | 0 | 0 | 0 | 0 | 0 | 0 | 0 | 0 | 0 | 0 | 0 | 0 | 0 | 0 | 0 | 0 | 0 | 0 | 0 | 0 | 0 | 0 | 0 | 0 | 0 |  | 0 | 1.4336 | 1.0012 | 4.7646 | 0 | 3.4521 | -6.0625 | 0 | 0 | 0 | 0 | 0 | 0 | 0 | 0 | 0 | 0 | 0 | 0 | 0 | 0 | 0 |  |  | 265 | #N/A | #N/A | #N/A | #N/A | #N/A | #N/A | 265 | #N/A | #N/A | #N/A | #N/A | #N/A | #N/A | #N/A
|  |  | 0 | 0 | 0 | 0 | 0 | 0 | 0 | 0 | 0 | 0 | 0 | 0 | 0 | 0 | 0 | 0 | 0 | 0 | 0 | 0 | 0 | 0 | 0 | 0 | 0 | 0 | 0 | 0 | 0 | 0 | 0 | 0 | 0 | 0 | 0 | 0 | 0 | 0 | 0 | 0 | 0 | 0 | 0 | 0 | 0 | 0 | 0 | 0 | 0 | 0 | 0 | 0 | 0 | 0 | 0 | 0 | 0 | 0 | 0 | 0 | 0 | 0 |  | 0 | 1.4336 | 1.0012 | 4.7646 | 0 | 3.4521 | -6.0625 | 0 | 0 | 0 | 0 | 0 | 0 | 0 | 0 | 0 | 0 | 0 | 0 | 0 | 0 | 0 |  |  | 266 | #N/A | #N/A | #N/A | #N/A | #N/A | #N/A | 266 | #N/A | #N/A | #N/A | #N/A | #N/A | #N/A | #N/A
|  |  | 0 | 0 | 0 | 0 | 0 | 0 | 0 | 0 | 0 | 0 | 0 | 0 | 0 | 0 | 0 | 0 | 0 | 0 | 0 | 0 | 0 | 0 | 0 | 0 | 0 | 0 | 0 | 0 | 0 | 0 | 0 | 0 | 0 | 0 | 0 | 0 | 0 | 0 | 0 | 0 | 0 | 0 | 0 | 0 | 0 | 0 | 0 | 0 | 0 | 0 | 0 | 0 | 0 | 0 | 0 | 0 | 0 | 0 | 0 | 0 | 0 | 0 |  | 0 | 1.4336 | 1.0012 | 4.7646 | 0 | 3.4521 | -6.0625 | 0 | 0 | 0 | 0 | 0 | 0 | 0 | 0 | 0 | 0 | 0 | 0 | 0 | 0 | 0 |  |  | 267 | #N/A | #N/A | #N/A | #N/A | #N/A | #N/A | 267 | #N/A | #N/A | #N/A | #N/A | #N/A | #N/A | #N/A
|  |  | 0 | 0 | 0 | 0 | 0 | 0 | 0 | 0 | 0 | 0 | 0 | 0 | 0 | 0 | 0 | 0 | 0 | 0 | 0 | 0 | 0 | 0 | 0 | 0 | 0 | 0 | 0 | 0 | 0 | 0 | 0 | 0 | 0 | 0 | 0 | 0 | 0 | 0 | 0 | 0 | 0 | 0 | 0 | 0 | 0 | 0 | 0 | 0 | 0 | 0 | 0 | 0 | 0 | 0 | 0 | 0 | 0 | 0 | 0 | 0 | 0 | 0 |  | 0 | 1.4336 | 1.0012 | 4.7646 | 0 | 3.4521 | -6.0625 | 0 | 0 | 0 | 0 | 0 | 0 | 0 | 0 | 0 | 0 | 0 | 0 | 0 | 0 | 0 |  |  | 268 | #N/A | #N/A | #N/A | #N/A | #N/A | #N/A | 268 | #N/A | #N/A | #N/A | #N/A | #N/A | #N/A | #N/A
|  |  | 0 | 0 | 0 | 0 | 0 | 0 | 0 | 0 | 0 | 0 | 0 | 0 | 0 | 0 | 0 | 0 | 0 | 0 | 0 | 0 | 0 | 0 | 0 | 0 | 0 | 0 | 0 | 0 | 0 | 0 | 0 | 0 | 0 | 0 | 0 | 0 | 0 | 0 | 0 | 0 | 0 | 0 | 0 | 0 | 0 | 0 | 0 | 0 | 0 | 0 | 0 | 0 | 0 | 0 | 0 | 0 | 0 | 0 | 0 | 0 | 0 | 0 |  | 0 | 1.4336 | 1.0012 | 4.7646 | 0 | 3.4521 | -6.0625 | 0 | 0 | 0 | 0 | 0 | 0 | 0 | 0 | 0 | 0 | 0 | 0 | 0 | 0 | 0 |  |  | 269 | #N/A | #N/A | #N/A | #N/A | #N/A | #N/A | 269 | #N/A | #N/A | #N/A | #N/A | #N/A | #N/A | #N/A
|  |  | 0 | 0 | 0 | 0 | 0 | 0 | 0 | 0 | 0 | 0 | 0 | 0 | 0 | 0 | 0 | 0 | 0 | 0 | 0 | 0 | 0 | 0 | 0 | 0 | 0 | 0 | 0 | 0 | 0 | 0 | 0 | 0 | 0 | 0 | 0 | 0 | 0 | 0 | 0 | 0 | 0 | 0 | 0 | 0 | 0 | 0 | 0 | 0 | 0 | 0 | 0 | 0 | 0 | 0 | 0 | 0 | 0 | 0 | 0 | 0 | 0 | 0 |  | 0 | 1.4336 | 1.0012 | 4.7646 | 0 | 3.4521 | -6.0625 | 0 | 0 | 0 | 0 | 0 | 0 | 0 | 0 | 0 | 0 | 0 | 0 | 0 | 0 | 0 |  |  | 270 | #N/A | #N/A | #N/A | #N/A | #N/A | #N/A | 270 | #N/A | #N/A | #N/A | #N/A | #N/A | #N/A | #N/A
|  |  | 0 | 0 | 0 | 0 | 0 | 0 | 0 | 0 | 0 | 0 | 0 | 0 | 0 | 0 | 0 | 0 | 0 | 0 | 0 | 0 | 0 | 0 | 0 | 0 | 0 | 0 | 0 | 0 | 0 | 0 | 0 | 0 | 0 | 0 | 0 | 0 | 0 | 0 | 0 | 0 | 0 | 0 | 0 | 0 | 0 | 0 | 0 | 0 | 0 | 0 | 0 | 0 | 0 | 0 | 0 | 0 | 0 | 0 | 0 | 0 | 0 | 0 |  | 0 | 1.4336 | 1.0012 | 4.7646 | 0 | 3.4521 | -6.0625 | 0 | 0 | 0 | 0 | 0 | 0 | 0 | 0 | 0 | 0 | 0 | 0 | 0 | 0 | 0 |  |  | 271 | #N/A | #N/A | #N/A | #N/A | #N/A | #N/A | 271 | #N/A | #N/A | #N/A | #N/A | #N/A | #N/A | #N/A
|  |  | 0 | 0 | 0 | 0 | 0 | 0 | 0 | 0 | 0 | 0 | 0 | 0 | 0 | 0 | 0 | 0 | 0 | 0 | 0 | 0 | 0 | 0 | 0 | 0 | 0 | 0 | 0 | 0 | 0 | 0 | 0 | 0 | 0 | 0 | 0 | 0 | 0 | 0 | 0 | 0 | 0 | 0 | 0 | 0 | 0 | 0 | 0 | 0 | 0 | 0 | 0 | 0 | 0 | 0 | 0 | 0 | 0 | 0 | 0 | 0 | 0 | 0 |  | 0 | 1.4336 | 1.0012 | 4.7646 | 0 | 3.4521 | -6.0625 | 0 | 0 | 0 | 0 | 0 | 0 | 0 | 0 | 0 | 0 | 0 | 0 | 0 | 0 | 0 |  |  | 272 | #N/A | #N/A | #N/A | #N/A | #N/A | #N/A | 272 | #N/A | #N/A | #N/A | #N/A | #N/A | #N/A | #N/A
|  |  | 0 | 0 | 0 | 0 | 0 | 0 | 0 | 0 | 0 | 0 | 0 | 0 | 0 | 0 | 0 | 0 | 0 | 0 | 0 | 0 | 0 | 0 | 0 | 0 | 0 | 0 | 0 | 0 | 0 | 0 | 0 | 0 | 0 | 0 | 0 | 0 | 0 | 0 | 0 | 0 | 0 | 0 | 0 | 0 | 0 | 0 | 0 | 0 | 0 | 0 | 0 | 0 | 0 | 0 | 0 | 0 | 0 | 0 | 0 | 0 | 0 | 0 |  | 0 | 1.4336 | 1.0012 | 4.7646 | 0 | 3.4521 | -6.0625 | 0 | 0 | 0 | 0 | 0 | 0 | 0 | 0 | 0 | 0 | 0 | 0 | 0 | 0 | 0 |  |  | 273 | #N/A | #N/A | #N/A | #N/A | #N/A | #N/A | 273 | #N/A | #N/A | #N/A | #N/A | #N/A | #N/A | #N/A
|  |  | 0 | 0 | 0 | 0 | 0 | 0 | 0 | 0 | 0 | 0 | 0 | 0 | 0 | 0 | 0 | 0 | 0 | 0 | 0 | 0 | 0 | 0 | 0 | 0 | 0 | 0 | 0 | 0 | 0 | 0 | 0 | 0 | 0 | 0 | 0 | 0 | 0 | 0 | 0 | 0 | 0 | 0 | 0 | 0 | 0 | 0 | 0 | 0 | 0 | 0 | 0 | 0 | 0 | 0 | 0 | 0 | 0 | 0 | 0 | 0 | 0 | 0 |  | 0 | 1.4336 | 1.0012 | 4.7646 | 0 | 3.4521 | -6.0625 | 0 | 0 | 0 | 0 | 0 | 0 | 0 | 0 | 0 | 0 | 0 | 0 | 0 | 0 | 0 |  |  | 274 | #N/A | #N/A | #N/A | #N/A | #N/A | #N/A | 274 | #N/A | #N/A | #N/A | #N/A | #N/A | #N/A | #N/A
|  |  | 0 | 0 | 0 | 0 | 0 | 0 | 0 | 0 | 0 | 0 | 0 | 0 | 0 | 0 | 0 | 0 | 0 | 0 | 0 | 0 | 0 | 0 | 0 | 0 | 0 | 0 | 0 | 0 | 0 | 0 | 0 | 0 | 0 | 0 | 0 | 0 | 0 | 0 | 0 | 0 | 0 | 0 | 0 | 0 | 0 | 0 | 0 | 0 | 0 | 0 | 0 | 0 | 0 | 0 | 0 | 0 | 0 | 0 | 0 | 0 | 0 | 0 |  | 0 | 1.4336 | 1.0012 | 4.7646 | 0 | 3.4521 | -6.0625 | 0 | 0 | 0 | 0 | 0 | 0 | 0 | 0 | 0 | 0 | 0 | 0 | 0 | 0 | 0 |  |  | 275 | #N/A | #N/A | #N/A | #N/A | #N/A | #N/A | 275 | #N/A | #N/A | #N/A | #N/A | #N/A | #N/A | #N/A
|  |  | 0 | 0 | 0 | 0 | 0 | 0 | 0 | 0 | 0 | 0 | 0 | 0 | 0 | 0 | 0 | 0 | 0 | 0 | 0 | 0 | 0 | 0 | 0 | 0 | 0 | 0 | 0 | 0 | 0 | 0 | 0 | 0 | 0 | 0 | 0 | 0 | 0 | 0 | 0 | 0 | 0 | 0 | 0 | 0 | 0 | 0 | 0 | 0 | 0 | 0 | 0 | 0 | 0 | 0 | 0 | 0 | 0 | 0 | 0 | 0 | 0 | 0 |  | 0 | 1.4336 | 1.0012 | 4.7646 | 0 | 3.4521 | -6.0625 | 0 | 0 | 0 | 0 | 0 | 0 | 0 | 0 | 0 | 0 | 0 | 0 | 0 | 0 | 0 |  |  | 276 | #N/A | #N/A | #N/A | #N/A | #N/A | #N/A | 276 | #N/A | #N/A | #N/A | #N/A | #N/A | #N/A | #N/A
|  |  | 0 | 0 | 0 | 0 | 0 | 0 | 0 | 0 | 0 | 0 | 0 | 0 | 0 | 0 | 0 | 0 | 0 | 0 | 0 | 0 | 0 | 0 | 0 | 0 | 0 | 0 | 0 | 0 | 0 | 0 | 0 | 0 | 0 | 0 | 0 | 0 | 0 | 0 | 0 | 0 | 0 | 0 | 0 | 0 | 0 | 0 | 0 | 0 | 0 | 0 | 0 | 0 | 0 | 0 | 0 | 0 | 0 | 0 | 0 | 0 | 0 | 0 |  | 0 | 1.4336 | 1.0012 | 4.7646 | 0 | 3.4521 | -6.0625 | 0 | 0 | 0 | 0 | 0 | 0 | 0 | 0 | 0 | 0 | 0 | 0 | 0 | 0 | 0 |  |  | 277 | #N/A | #N/A | #N/A | #N/A | #N/A | #N/A | 277 | #N/A | #N/A | #N/A | #N/A | #N/A | #N/A | #N/A
|  |  | 0 | 0 | 0 | 0 | 0 | 0 | 0 | 0 | 0 | 0 | 0 | 0 | 0 | 0 | 0 | 0 | 0 | 0 | 0 | 0 | 0 | 0 | 0 | 0 | 0 | 0 | 0 | 0 | 0 | 0 | 0 | 0 | 0 | 0 | 0 | 0 | 0 | 0 | 0 | 0 | 0 | 0 | 0 | 0 | 0 | 0 | 0 | 0 | 0 | 0 | 0 | 0 | 0 | 0 | 0 | 0 | 0 | 0 | 0 | 0 | 0 | 0 |  | 0 | 1.4336 | 1.0012 | 4.7646 | 0 | 3.4521 | -6.0625 | 0 | 0 | 0 | 0 | 0 | 0 | 0 | 0 | 0 | 0 | 0 | 0 | 0 | 0 | 0 |  |  | 278 | #N/A | #N/A | #N/A | #N/A | #N/A | #N/A | 278 | #N/A | #N/A | #N/A | #N/A | #N/A | #N/A | #N/A
|  |  | 0 | 0 | 0 | 0 | 0 | 0 | 0 | 0 | 0 | 0 | 0 | 0 | 0 | 0 | 0 | 0 | 0 | 0 | 0 | 0 | 0 | 0 | 0 | 0 | 0 | 0 | 0 | 0 | 0 | 0 | 0 | 0 | 0 | 0 | 0 | 0 | 0 | 0 | 0 | 0 | 0 | 0 | 0 | 0 | 0 | 0 | 0 | 0 | 0 | 0 | 0 | 0 | 0 | 0 | 0 | 0 | 0 | 0 | 0 | 0 | 0 | 0 |  | 0 | 1.4336 | 1.0012 | 4.7646 | 0 | 3.4521 | -6.0625 | 0 | 0 | 0 | 0 | 0 | 0 | 0 | 0 | 0 | 0 | 0 | 0 | 0 | 0 | 0 |  |  | 279 | #N/A | #N/A | #N/A | #N/A | #N/A | #N/A | 279 | #N/A | #N/A | #N/A | #N/A | #N/A | #N/A | #N/A
|  |  | 0 | 0 | 0 | 0 | 0 | 0 | 0 | 0 | 0 | 0 | 0 | 0 | 0 | 0 | 0 | 0 | 0 | 0 | 0 | 0 | 0 | 0 | 0 | 0 | 0 | 0 | 0 | 0 | 0 | 0 | 0 | 0 | 0 | 0 | 0 | 0 | 0 | 0 | 0 | 0 | 0 | 0 | 0 | 0 | 0 | 0 | 0 | 0 | 0 | 0 | 0 | 0 | 0 | 0 | 0 | 0 | 0 | 0 | 0 | 0 | 0 | 0 |  | 0 | 1.4336 | 1.0012 | 4.7646 | 0 | 3.4521 | -6.0625 | 0 | 0 | 0 | 0 | 0 | 0 | 0 | 0 | 0 | 0 | 0 | 0 | 0 | 0 | 0 |  |  | 280 | #N/A | #N/A | #N/A | #N/A | #N/A | #N/A | 280 | #N/A | #N/A | #N/A | #N/A | #N/A | #N/A | #N/A
|  |  | 0 | 0 | 0 | 0 | 0 | 0 | 0 | 0 | 0 | 0 | 0 | 0 | 0 | 0 | 0 | 0 | 0 | 0 | 0 | 0 | 0 | 0 | 0 | 0 | 0 | 0 | 0 | 0 | 0 | 0 | 0 | 0 | 0 | 0 | 0 | 0 | 0 | 0 | 0 | 0 | 0 | 0 | 0 | 0 | 0 | 0 | 0 | 0 | 0 | 0 | 0 | 0 | 0 | 0 | 0 | 0 | 0 | 0 | 0 | 0 | 0 | 0 |  | 0 | 1.4336 | 1.0012 | 4.7646 | 0 | 3.4521 | -6.0625 | 0 | 0 | 0 | 0 | 0 | 0 | 0 | 0 | 0 | 0 | 0 | 0 | 0 | 0 | 0 |  |  | 281 | #N/A | #N/A | #N/A | #N/A | #N/A | #N/A | 281 | #N/A | #N/A | #N/A | #N/A | #N/A | #N/A | #N/A
|  |  | 0 | 0 | 0 | 0 | 0 | 0 | 0 | 0 | 0 | 0 | 0 | 0 | 0 | 0 | 0 | 0 | 0 | 0 | 0 | 0 | 0 | 0 | 0 | 0 | 0 | 0 | 0 | 0 | 0 | 0 | 0 | 0 | 0 | 0 | 0 | 0 | 0 | 0 | 0 | 0 | 0 | 0 | 0 | 0 | 0 | 0 | 0 | 0 | 0 | 0 | 0 | 0 | 0 | 0 | 0 | 0 | 0 | 0 | 0 | 0 | 0 | 0 |  | 0 | 1.4336 | 1.0012 | 4.7646 | 0 | 3.4521 | -6.0625 | 0 | 0 | 0 | 0 | 0 | 0 | 0 | 0 | 0 | 0 | 0 | 0 | 0 | 0 | 0 |  |  | 282 | #N/A | #N/A | #N/A | #N/A | #N/A | #N/A | 282 | #N/A | #N/A | #N/A | #N/A | #N/A | #N/A | #N/A
|  |  | 0 | 0 | 0 | 0 | 0 | 0 | 0 | 0 | 0 | 0 | 0 | 0 | 0 | 0 | 0 | 0 | 0 | 0 | 0 | 0 | 0 | 0 | 0 | 0 | 0 | 0 | 0 | 0 | 0 | 0 | 0 | 0 | 0 | 0 | 0 | 0 | 0 | 0 | 0 | 0 | 0 | 0 | 0 | 0 | 0 | 0 | 0 | 0 | 0 | 0 | 0 | 0 | 0 | 0 | 0 | 0 | 0 | 0 | 0 | 0 | 0 | 0 |  | 0 | 1.4336 | 1.0012 | 4.7646 | 0 | 3.4521 | -6.0625 | 0 | 0 | 0 | 0 | 0 | 0 | 0 | 0 | 0 | 0 | 0 | 0 | 0 | 0 | 0 |  |  | 283 | #N/A | #N/A | #N/A | #N/A | #N/A | #N/A | 283 | #N/A | #N/A | #N/A | #N/A | #N/A | #N/A | #N/A
|  |  | 0 | 0 | 0 | 0 | 0 | 0 | 0 | 0 | 0 | 0 | 0 | 0 | 0 | 0 | 0 | 0 | 0 | 0 | 0 | 0 | 0 | 0 | 0 | 0 | 0 | 0 | 0 | 0 | 0 | 0 | 0 | 0 | 0 | 0 | 0 | 0 | 0 | 0 | 0 | 0 | 0 | 0 | 0 | 0 | 0 | 0 | 0 | 0 | 0 | 0 | 0 | 0 | 0 | 0 | 0 | 0 | 0 | 0 | 0 | 0 | 0 | 0 |  | 0 | 1.4336 | 1.0012 | 4.7646 | 0 | 3.4521 | -6.0625 | 0 | 0 | 0 | 0 | 0 | 0 | 0 | 0 | 0 | 0 | 0 | 0 | 0 | 0 | 0 |  |  | 284 | #N/A | #N/A | #N/A | #N/A | #N/A | #N/A | 284 | #N/A | #N/A | #N/A | #N/A | #N/A | #N/A | #N/A
|  |  | 0 | 0 | 0 | 0 | 0 | 0 | 0 | 0 | 0 | 0 | 0 | 0 | 0 | 0 | 0 | 0 | 0 | 0 | 0 | 0 | 0 | 0 | 0 | 0 | 0 | 0 | 0 | 0 | 0 | 0 | 0 | 0 | 0 | 0 | 0 | 0 | 0 | 0 | 0 | 0 | 0 | 0 | 0 | 0 | 0 | 0 | 0 | 0 | 0 | 0 | 0 | 0 | 0 | 0 | 0 | 0 | 0 | 0 | 0 | 0 | 0 | 0 |  | 0 | 1.4336 | 1.0012 | 4.7646 | 0 | 3.4521 | -6.0625 | 0 | 0 | 0 | 0 | 0 | 0 | 0 | 0 | 0 | 0 | 0 | 0 | 0 | 0 | 0 |  |  | 285 | #N/A | #N/A | #N/A | #N/A | #N/A | #N/A | 285 | #N/A | #N/A | #N/A | #N/A | #N/A | #N/A | #N/A
|  |  | 0 | 0 | 0 | 0 | 0 | 0 | 0 | 0 | 0 | 0 | 0 | 0 | 0 | 0 | 0 | 0 | 0 | 0 | 0 | 0 | 0 | 0 | 0 | 0 | 0 | 0 | 0 | 0 | 0 | 0 | 0 | 0 | 0 | 0 | 0 | 0 | 0 | 0 | 0 | 0 | 0 | 0 | 0 | 0 | 0 | 0 | 0 | 0 | 0 | 0 | 0 | 0 | 0 | 0 | 0 | 0 | 0 | 0 | 0 | 0 | 0 | 0 |  | 0 | 1.4336 | 1.0012 | 4.7646 | 0 | 3.4521 | -6.0625 | 0 | 0 | 0 | 0 | 0 | 0 | 0 | 0 | 0 | 0 | 0 | 0 | 0 | 0 | 0 |  |  | 286 | #N/A | #N/A | #N/A | #N/A | #N/A | #N/A | 286 | #N/A | #N/A | #N/A | #N/A | #N/A | #N/A | #N/A
|  |  | 0 | 0 | 0 | 0 | 0 | 0 | 0 | 0 | 0 | 0 | 0 | 0 | 0 | 0 | 0 | 0 | 0 | 0 | 0 | 0 | 0 | 0 | 0 | 0 | 0 | 0 | 0 | 0 | 0 | 0 | 0 | 0 | 0 | 0 | 0 | 0 | 0 | 0 | 0 | 0 | 0 | 0 | 0 | 0 | 0 | 0 | 0 | 0 | 0 | 0 | 0 | 0 | 0 | 0 | 0 | 0 | 0 | 0 | 0 | 0 | 0 | 0 |  | 0 | 1.4336 | 1.0012 | 4.7646 | 0 | 3.4521 | -6.0625 | 0 | 0 | 0 | 0 | 0 | 0 | 0 | 0 | 0 | 0 | 0 | 0 | 0 | 0 | 0 |  |  | 287 | #N/A | #N/A | #N/A | #N/A | #N/A | #N/A | 287 | #N/A | #N/A | #N/A | #N/A | #N/A | #N/A | #N/A
|  |  | 0 | 0 | 0 | 0 | 0 | 0 | 0 | 0 | 0 | 0 | 0 | 0 | 0 | 0 | 0 | 0 | 0 | 0 | 0 | 0 | 0 | 0 | 0 | 0 | 0 | 0 | 0 | 0 | 0 | 0 | 0 | 0 | 0 | 0 | 0 | 0 | 0 | 0 | 0 | 0 | 0 | 0 | 0 | 0 | 0 | 0 | 0 | 0 | 0 | 0 | 0 | 0 | 0 | 0 | 0 | 0 | 0 | 0 | 0 | 0 | 0 | 0 |  | 0 | 1.4336 | 1.0012 | 4.7646 | 0 | 3.4521 | -6.0625 | 0 | 0 | 0 | 0 | 0 | 0 | 0 | 0 | 0 | 0 | 0 | 0 | 0 | 0 | 0 |  |  | 288 | #N/A | #N/A | #N/A | #N/A | #N/A | #N/A | 288 | #N/A | #N/A | #N/A | #N/A | #N/A | #N/A | #N/A
|  |  | 0 | 0 | 0 | 0 | 0 | 0 | 0 | 0 | 0 | 0 | 0 | 0 | 0 | 0 | 0 | 0 | 0 | 0 | 0 | 0 | 0 | 0 | 0 | 0 | 0 | 0 | 0 | 0 | 0 | 0 | 0 | 0 | 0 | 0 | 0 | 0 | 0 | 0 | 0 | 0 | 0 | 0 | 0 | 0 | 0 | 0 | 0 | 0 | 0 | 0 | 0 | 0 | 0 | 0 | 0 | 0 | 0 | 0 | 0 | 0 | 0 | 0 |  | 0 | 1.4336 | 1.0012 | 4.7646 | 0 | 3.4521 | -6.0625 | 0 | 0 | 0 | 0 | 0 | 0 | 0 | 0 | 0 | 0 | 0 | 0 | 0 | 0 | 0 |  |  | 289 | #N/A | #N/A | #N/A | #N/A | #N/A | #N/A | 289 | #N/A | #N/A | #N/A | #N/A | #N/A | #N/A | #N/A
|  |  | 0 | 0 | 0 | 0 | 0 | 0 | 0 | 0 | 0 | 0 | 0 | 0 | 0 | 0 | 0 | 0 | 0 | 0 | 0 | 0 | 0 | 0 | 0 | 0 | 0 | 0 | 0 | 0 | 0 | 0 | 0 | 0 | 0 | 0 | 0 | 0 | 0 | 0 | 0 | 0 | 0 | 0 | 0 | 0 | 0 | 0 | 0 | 0 | 0 | 0 | 0 | 0 | 0 | 0 | 0 | 0 | 0 | 0 | 0 | 0 | 0 | 0 |  | 0 | 1.4336 | 1.0012 | 4.7646 | 0 | 3.4521 | -6.0625 | 0 | 0 | 0 | 0 | 0 | 0 | 0 | 0 | 0 | 0 | 0 | 0 | 0 | 0 | 0 |  |  | 290 | #N/A | #N/A | #N/A | #N/A | #N/A | #N/A | 290 | #N/A | #N/A | #N/A | #N/A | #N/A | #N/A | #N/A
|  |  | 0 | 0 | 0 | 0 | 0 | 0 | 0 | 0 | 0 | 0 | 0 | 0 | 0 | 0 | 0 | 0 | 0 | 0 | 0 | 0 | 0 | 0 | 0 | 0 | 0 | 0 | 0 | 0 | 0 | 0 | 0 | 0 | 0 | 0 | 0 | 0 | 0 | 0 | 0 | 0 | 0 | 0 | 0 | 0 | 0 | 0 | 0 | 0 | 0 | 0 | 0 | 0 | 0 | 0 | 0 | 0 | 0 | 0 | 0 | 0 | 0 | 0 |  | 0 | 1.4336 | 1.0012 | 4.7646 | 0 | 3.4521 | -6.0625 | 0 | 0 | 0 | 0 | 0 | 0 | 0 | 0 | 0 | 0 | 0 | 0 | 0 | 0 | 0 |  |  | 291 | #N/A | #N/A | #N/A | #N/A | #N/A | #N/A | 291 | #N/A | #N/A | #N/A | #N/A | #N/A | #N/A | #N/A
|  |  | 0 | 0 | 0 | 0 | 0 | 0 | 0 | 0 | 0 | 0 | 0 | 0 | 0 | 0 | 0 | 0 | 0 | 0 | 0 | 0 | 0 | 0 | 0 | 0 | 0 | 0 | 0 | 0 | 0 | 0 | 0 | 0 | 0 | 0 | 0 | 0 | 0 | 0 | 0 | 0 | 0 | 0 | 0 | 0 | 0 | 0 | 0 | 0 | 0 | 0 | 0 | 0 | 0 | 0 | 0 | 0 | 0 | 0 | 0 | 0 | 0 | 0 |  | 0 | 1.4336 | 1.0012 | 4.7646 | 0 | 3.4521 | -6.0625 | 0 | 0 | 0 | 0 | 0 | 0 | 0 | 0 | 0 | 0 | 0 | 0 | 0 | 0 | 0 |  |  | 292 | #N/A | #N/A | #N/A | #N/A | #N/A | #N/A | 292 | #N/A | #N/A | #N/A | #N/A | #N/A | #N/A | #N/A
|  |  | 0 | 0 | 0 | 0 | 0 | 0 | 0 | 0 | 0 | 0 | 0 | 0 | 0 | 0 | 0 | 0 | 0 | 0 | 0 | 0 | 0 | 0 | 0 | 0 | 0 | 0 | 0 | 0 | 0 | 0 | 0 | 0 | 0 | 0 | 0 | 0 | 0 | 0 | 0 | 0 | 0 | 0 | 0 | 0 | 0 | 0 | 0 | 0 | 0 | 0 | 0 | 0 | 0 | 0 | 0 | 0 | 0 | 0 | 0 | 0 | 0 | 0 |  | 0 | 1.4336 | 1.0012 | 4.7646 | 0 | 3.4521 | -6.0625 | 0 | 0 | 0 | 0 | 0 | 0 | 0 | 0 | 0 | 0 | 0 | 0 | 0 | 0 | 0 |  |  | 293 | #N/A | #N/A | #N/A | #N/A | #N/A | #N/A | 293 | #N/A | #N/A | #N/A | #N/A | #N/A | #N/A | #N/A
|  |  | 0 | 0 | 0 | 0 | 0 | 0 | 0 | 0 | 0 | 0 | 0 | 0 | 0 | 0 | 0 | 0 | 0 | 0 | 0 | 0 | 0 | 0 | 0 | 0 | 0 | 0 | 0 | 0 | 0 | 0 | 0 | 0 | 0 | 0 | 0 | 0 | 0 | 0 | 0 | 0 | 0 | 0 | 0 | 0 | 0 | 0 | 0 | 0 | 0 | 0 | 0 | 0 | 0 | 0 | 0 | 0 | 0 | 0 | 0 | 0 | 0 | 0 |  | 0 | 1.4336 | 1.0012 | 4.7646 | 0 | 3.4521 | -6.0625 | 0 | 0 | 0 | 0 | 0 | 0 | 0 | 0 | 0 | 0 | 0 | 0 | 0 | 0 | 0 |  |  | 294 | #N/A | #N/A | #N/A | #N/A | #N/A | #N/A | 294 | #N/A | #N/A | #N/A | #N/A | #N/A | #N/A | #N/A
|  |  | 0 | 0 | 0 | 0 | 0 | 0 | 0 | 0 | 0 | 0 | 0 | 0 | 0 | 0 | 0 | 0 | 0 | 0 | 0 | 0 | 0 | 0 | 0 | 0 | 0 | 0 | 0 | 0 | 0 | 0 | 0 | 0 | 0 | 0 | 0 | 0 | 0 | 0 | 0 | 0 | 0 | 0 | 0 | 0 | 0 | 0 | 0 | 0 | 0 | 0 | 0 | 0 | 0 | 0 | 0 | 0 | 0 | 0 | 0 | 0 | 0 | 0 |  | 0 | 1.4336 | 1.0012 | 4.7646 | 0 | 3.4521 | -6.0625 | 0 | 0 | 0 | 0 | 0 | 0 | 0 | 0 | 0 | 0 | 0 | 0 | 0 | 0 | 0 |  |  | 295 | #N/A | #N/A | #N/A | #N/A | #N/A | #N/A | 295 | #N/A | #N/A | #N/A | #N/A | #N/A | #N/A | #N/A
|  |  | 0 | 0 | 0 | 0 | 0 | 0 | 0 | 0 | 0 | 0 | 0 | 0 | 0 | 0 | 0 | 0 | 0 | 0 | 0 | 0 | 0 | 0 | 0 | 0 | 0 | 0 | 0 | 0 | 0 | 0 | 0 | 0 | 0 | 0 | 0 | 0 | 0 | 0 | 0 | 0 | 0 | 0 | 0 | 0 | 0 | 0 | 0 | 0 | 0 | 0 | 0 | 0 | 0 | 0 | 0 | 0 | 0 | 0 | 0 | 0 | 0 | 0 |  | 0 | 1.4336 | 1.0012 | 4.7646 | 0 | 3.4521 | -6.0625 | 0 | 0 | 0 | 0 | 0 | 0 | 0 | 0 | 0 | 0 | 0 | 0 | 0 | 0 | 0 |  |  | 296 | #N/A | #N/A | #N/A | #N/A | #N/A | #N/A | 296 | #N/A | #N/A | #N/A | #N/A | #N/A | #N/A | #N/A
|  |  | 0 | 0 | 0 | 0 | 0 | 0 | 0 | 0 | 0 | 0 | 0 | 0 | 0 | 0 | 0 | 0 | 0 | 0 | 0 | 0 | 0 | 0 | 0 | 0 | 0 | 0 | 0 | 0 | 0 | 0 | 0 | 0 | 0 | 0 | 0 | 0 | 0 | 0 | 0 | 0 | 0 | 0 | 0 | 0 | 0 | 0 | 0 | 0 | 0 | 0 | 0 | 0 | 0 | 0 | 0 | 0 | 0 | 0 | 0 | 0 | 0 | 0 |  | 0 | 1.4336 | 1.0012 | 4.7646 | 0 | 3.4521 | -6.0625 | 0 | 0 | 0 | 0 | 0 | 0 | 0 | 0 | 0 | 0 | 0 | 0 | 0 | 0 | 0 |  |  | 297 | #N/A | #N/A | #N/A | #N/A | #N/A | #N/A | 297 | #N/A | #N/A | #N/A | #N/A | #N/A | #N/A | #N/A
|  |  | 0 | 0 | 0 | 0 | 0 | 0 | 0 | 0 | 0 | 0 | 0 | 0 | 0 | 0 | 0 | 0 | 0 | 0 | 0 | 0 | 0 | 0 | 0 | 0 | 0 | 0 | 0 | 0 | 0 | 0 | 0 | 0 | 0 | 0 | 0 | 0 | 0 | 0 | 0 | 0 | 0 | 0 | 0 | 0 | 0 | 0 | 0 | 0 | 0 | 0 | 0 | 0 | 0 | 0 | 0 | 0 | 0 | 0 | 0 | 0 | 0 | 0 |  | 0 | 1.4336 | 1.0012 | 4.7646 | 0 | 3.4521 | -6.0625 | 0 | 0 | 0 | 0 | 0 | 0 | 0 | 0 | 0 | 0 | 0 | 0 | 0 | 0 | 0 |  |  | 298 | #N/A | #N/A | #N/A | #N/A | #N/A | #N/A | 298 | #N/A | #N/A | #N/A | #N/A | #N/A | #N/A | #N/A
|  |  | 0 | 0 | 0 | 0 | 0 | 0 | 0 | 0 | 0 | 0 | 0 | 0 | 0 | 0 | 0 | 0 | 0 | 0 | 0 | 0 | 0 | 0 | 0 | 0 | 0 | 0 | 0 | 0 | 0 | 0 | 0 | 0 | 0 | 0 | 0 | 0 | 0 | 0 | 0 | 0 | 0 | 0 | 0 | 0 | 0 | 0 | 0 | 0 | 0 | 0 | 0 | 0 | 0 | 0 | 0 | 0 | 0 | 0 | 0 | 0 | 0 | 0 |  | 0 | 1.4336 | 1.0012 | 4.7646 | 0 | 3.4521 | -6.0625 | 0 | 0 | 0 | 0 | 0 | 0 | 0 | 0 | 0 | 0 | 0 | 0 | 0 | 0 | 0 |  |  | 299 | #N/A | #N/A | #N/A | #N/A | #N/A | #N/A | 299 | #N/A | #N/A | #N/A | #N/A | #N/A | #N/A | #N/A
|  |  | 0 | 0 | 0 | 0 | 0 | 0 | 0 | 0 | 0 | 0 | 0 | 0 | 0 | 0 | 0 | 0 | 0 | 0 | 0 | 0 | 0 | 0 | 0 | 0 | 0 | 0 | 0 | 0 | 0 | 0 | 0 | 0 | 0 | 0 | 0 | 0 | 0 | 0 | 0 | 0 | 0 | 0 | 0 | 0 | 0 | 0 | 0 | 0 | 0 | 0 | 0 | 0 | 0 | 0 | 0 | 0 | 0 | 0 | 0 | 0 | 0 | 0 |  | 0 | 1.4336 | 1.0012 | 4.7646 | 0 | 3.4521 | -6.0625 | 0 | 0 | 0 | 0 | 0 | 0 | 0 | 0 | 0 | 0 | 0 | 0 | 0 | 0 | 0 |  |  | 300 | #N/A | #N/A | #N/A | #N/A | #N/A | #N/A | 300 | #N/A | #N/A | #N/A | #N/A | #N/A | #N/A | #N/A
|  |  | 0 | 0 | 0 | 0 | 0 | 0 | 0 | 0 | 0 | 0 | 0 | 0 | 0 | 0 | 0 | 0 | 0 | 0 | 0 | 0 | 0 | 0 | 0 | 0 | 0 | 0 | 0 | 0 | 0 | 0 | 0 | 0 | 0 | 0 | 0 | 0 | 0 | 0 | 0 | 0 | 0 | 0 | 0 | 0 | 0 | 0 | 0 | 0 | 0 | 0 | 0 | 0 | 0 | 0 | 0 | 0 | 0 | 0 | 0 | 0 | 0 | 0 |  | 0 | 1.4336 | 1.0012 | 4.7646 | 0 | 3.4521 | -6.0625 | 0 | 0 | 0 | 0 | 0 | 0 | 0 | 0 | 0 | 0 | 0 | 0 | 0 | 0 | 0 |  |  | 301 | #N/A | #N/A | #N/A | #N/A | #N/A | #N/A | 301 | #N/A | #N/A | #N/A | #N/A | #N/A | #N/A | #N/A
|  |  | 0 | 0 | 0 | 0 | 0 | 0 | 0 | 0 | 0 | 0 | 0 | 0 | 0 | 0 | 0 | 0 | 0 | 0 | 0 | 0 | 0 | 0 | 0 | 0 | 0 | 0 | 0 | 0 | 0 | 0 | 0 | 0 | 0 | 0 | 0 | 0 | 0 | 0 | 0 | 0 | 0 | 0 | 0 | 0 | 0 | 0 | 0 | 0 | 0 | 0 | 0 | 0 | 0 | 0 | 0 | 0 | 0 | 0 | 0 | 0 | 0 | 0 |  | 0 | 1.4336 | 1.0012 | 4.7646 | 0 | 3.4521 | -6.0625 | 0 | 0 | 0 | 0 | 0 | 0 | 0 | 0 | 0 | 0 | 0 | 0 | 0 | 0 | 0 |  |  | 302 | #N/A | #N/A | #N/A | #N/A | #N/A | #N/A | 302 | #N/A | #N/A | #N/A | #N/A | #N/A | #N/A | #N/A
|  |  | 0 | 0 | 0 | 0 | 0 | 0 | 0 | 0 | 0 | 0 | 0 | 0 | 0 | 0 | 0 | 0 | 0 | 0 | 0 | 0 | 0 | 0 | 0 | 0 | 0 | 0 | 0 | 0 | 0 | 0 | 0 | 0 | 0 | 0 | 0 | 0 | 0 | 0 | 0 | 0 | 0 | 0 | 0 | 0 | 0 | 0 | 0 | 0 | 0 | 0 | 0 | 0 | 0 | 0 | 0 | 0 | 0 | 0 | 0 | 0 | 0 | 0 |  | 0 | 1.4336 | 1.0012 | 4.7646 | 0 | 3.4521 | -6.0625 | 0 | 0 | 0 | 0 | 0 | 0 | 0 | 0 | 0 | 0 | 0 | 0 | 0 | 0 | 0 |  |  | 303 | #N/A | #N/A | #N/A | #N/A | #N/A | #N/A | 303 | #N/A | #N/A | #N/A | #N/A | #N/A | #N/A | #N/A
|  |  | 0 | 0 | 0 | 0 | 0 | 0 | 0 | 0 | 0 | 0 | 0 | 0 | 0 | 0 | 0 | 0 | 0 | 0 | 0 | 0 | 0 | 0 | 0 | 0 | 0 | 0 | 0 | 0 | 0 | 0 | 0 | 0 | 0 | 0 | 0 | 0 | 0 | 0 | 0 | 0 | 0 | 0 | 0 | 0 | 0 | 0 | 0 | 0 | 0 | 0 | 0 | 0 | 0 | 0 | 0 | 0 | 0 | 0 | 0 | 0 | 0 | 0 |  | 0 | 1.4336 | 1.0012 | 4.7646 | 0 | 3.4521 | -6.0625 | 0 | 0 | 0 | 0 | 0 | 0 | 0 | 0 | 0 | 0 | 0 | 0 | 0 | 0 | 0 |  |  | 304 | #N/A | #N/A | #N/A | #N/A | #N/A | #N/A | 304 | #N/A | #N/A | #N/A | #N/A | #N/A | #N/A | #N/A
|  |  | 0 | 0 | 0 | 0 | 0 | 0 | 0 | 0 | 0 | 0 | 0 | 0 | 0 | 0 | 0 | 0 | 0 | 0 | 0 | 0 | 0 | 0 | 0 | 0 | 0 | 0 | 0 | 0 | 0 | 0 | 0 | 0 | 0 | 0 | 0 | 0 | 0 | 0 | 0 | 0 | 0 | 0 | 0 | 0 | 0 | 0 | 0 | 0 | 0 | 0 | 0 | 0 | 0 | 0 | 0 | 0 | 0 | 0 | 0 | 0 | 0 | 0 |  | 0 | 1.4336 | 1.0012 | 4.7646 | 0 | 3.4521 | -6.0625 | 0 | 0 | 0 | 0 | 0 | 0 | 0 | 0 | 0 | 0 | 0 | 0 | 0 | 0 | 0 |  |  | 305 | #N/A | #N/A | #N/A | #N/A | #N/A | #N/A | 305 | #N/A | #N/A | #N/A | #N/A | #N/A | #N/A | #N/A
|  |  | 0 | 0 | 0 | 0 | 0 | 0 | 0 | 0 | 0 | 0 | 0 | 0 | 0 | 0 | 0 | 0 | 0 | 0 | 0 | 0 | 0 | 0 | 0 | 0 | 0 | 0 | 0 | 0 | 0 | 0 | 0 | 0 | 0 | 0 | 0 | 0 | 0 | 0 | 0 | 0 | 0 | 0 | 0 | 0 | 0 | 0 | 0 | 0 | 0 | 0 | 0 | 0 | 0 | 0 | 0 | 0 | 0 | 0 | 0 | 0 | 0 | 0 |  | 0 | 1.4336 | 1.0012 | 4.7646 | 0 | 3.4521 | -6.0625 | 0 | 0 | 0 | 0 | 0 | 0 | 0 | 0 | 0 | 0 | 0 | 0 | 0 | 0 | 0 |  |  | 306 | #N/A | #N/A | #N/A | #N/A | #N/A | #N/A | 306 | #N/A | #N/A | #N/A | #N/A | #N/A | #N/A | #N/A
|  |  | 0 | 0 | 0 | 0 | 0 | 0 | 0 | 0 | 0 | 0 | 0 | 0 | 0 | 0 | 0 | 0 | 0 | 0 | 0 | 0 | 0 | 0 | 0 | 0 | 0 | 0 | 0 | 0 | 0 | 0 | 0 | 0 | 0 | 0 | 0 | 0 | 0 | 0 | 0 | 0 | 0 | 0 | 0 | 0 | 0 | 0 | 0 | 0 | 0 | 0 | 0 | 0 | 0 | 0 | 0 | 0 | 0 | 0 | 0 | 0 | 0 | 0 |  | 0 | 1.4336 | 1.0012 | 4.7646 | 0 | 3.4521 | -6.0625 | 0 | 0 | 0 | 0 | 0 | 0 | 0 | 0 | 0 | 0 | 0 | 0 | 0 | 0 | 0 |  |  | 307 | #N/A | #N/A | #N/A | #N/A | #N/A | #N/A | 307 | #N/A | #N/A | #N/A | #N/A | #N/A | #N/A | #N/A
|  |  | 0 | 0 | 0 | 0 | 0 | 0 | 0 | 0 | 0 | 0 | 0 | 0 | 0 | 0 | 0 | 0 | 0 | 0 | 0 | 0 | 0 | 0 | 0 | 0 | 0 | 0 | 0 | 0 | 0 | 0 | 0 | 0 | 0 | 0 | 0 | 0 | 0 | 0 | 0 | 0 | 0 | 0 | 0 | 0 | 0 | 0 | 0 | 0 | 0 | 0 | 0 | 0 | 0 | 0 | 0 | 0 | 0 | 0 | 0 | 0 | 0 | 0 |  | 0 | 1.4336 | 1.0012 | 4.7646 | 0 | 3.4521 | -6.0625 | 0 | 0 | 0 | 0 | 0 | 0 | 0 | 0 | 0 | 0 | 0 | 0 | 0 | 0 | 0 |  |  | 308 | #N/A | #N/A | #N/A | #N/A | #N/A | #N/A | 308 | #N/A | #N/A | #N/A | #N/A | #N/A | #N/A | #N/A
|  |  | 0 | 0 | 0 | 0 | 0 | 0 | 0 | 0 | 0 | 0 | 0 | 0 | 0 | 0 | 0 | 0 | 0 | 0 | 0 | 0 | 0 | 0 | 0 | 0 | 0 | 0 | 0 | 0 | 0 | 0 | 0 | 0 | 0 | 0 | 0 | 0 | 0 | 0 | 0 | 0 | 0 | 0 | 0 | 0 | 0 | 0 | 0 | 0 | 0 | 0 | 0 | 0 | 0 | 0 | 0 | 0 | 0 | 0 | 0 | 0 | 0 | 0 |  | 0 | 1.4336 | 1.0012 | 4.7646 | 0 | 3.4521 | -6.0625 | 0 | 0 | 0 | 0 | 0 | 0 | 0 | 0 | 0 | 0 | 0 | 0 | 0 | 0 | 0 |  |  | 309 | #N/A | #N/A | #N/A | #N/A | #N/A | #N/A | 309 | #N/A | #N/A | #N/A | #N/A | #N/A | #N/A | #N/A
|  |  | 0 | 0 | 0 | 0 | 0 | 0 | 0 | 0 | 0 | 0 | 0 | 0 | 0 | 0 | 0 | 0 | 0 | 0 | 0 | 0 | 0 | 0 | 0 | 0 | 0 | 0 | 0 | 0 | 0 | 0 | 0 | 0 | 0 | 0 | 0 | 0 | 0 | 0 | 0 | 0 | 0 | 0 | 0 | 0 | 0 | 0 | 0 | 0 | 0 | 0 | 0 | 0 | 0 | 0 | 0 | 0 | 0 | 0 | 0 | 0 | 0 | 0 |  | 0 | 1.4336 | 1.0012 | 4.7646 | 0 | 3.4521 | -6.0625 | 0 | 0 | 0 | 0 | 0 | 0 | 0 | 0 | 0 | 0 | 0 | 0 | 0 | 0 | 0 |  |  | 310 | #N/A | #N/A | #N/A | #N/A | #N/A | #N/A | 310 | #N/A | #N/A | #N/A | #N/A | #N/A | #N/A | #N/A
|  |  | 0 | 0 | 0 | 0 | 0 | 0 | 0 | 0 | 0 | 0 | 0 | 0 | 0 | 0 | 0 | 0 | 0 | 0 | 0 | 0 | 0 | 0 | 0 | 0 | 0 | 0 | 0 | 0 | 0 | 0 | 0 | 0 | 0 | 0 | 0 | 0 | 0 | 0 | 0 | 0 | 0 | 0 | 0 | 0 | 0 | 0 | 0 | 0 | 0 | 0 | 0 | 0 | 0 | 0 | 0 | 0 | 0 | 0 | 0 | 0 | 0 | 0 |  | 0 | 1.4336 | 1.0012 | 4.7646 | 0 | 3.4521 | -6.0625 | 0 | 0 | 0 | 0 | 0 | 0 | 0 | 0 | 0 | 0 | 0 | 0 | 0 | 0 | 0 |  |  | 311 | #N/A | #N/A | #N/A | #N/A | #N/A | #N/A | 311 | #N/A | #N/A | #N/A | #N/A | #N/A | #N/A | #N/A
|  |  | 0 | 0 | 0 | 0 | 0 | 0 | 0 | 0 | 0 | 0 | 0 | 0 | 0 | 0 | 0 | 0 | 0 | 0 | 0 | 0 | 0 | 0 | 0 | 0 | 0 | 0 | 0 | 0 | 0 | 0 | 0 | 0 | 0 | 0 | 0 | 0 | 0 | 0 | 0 | 0 | 0 | 0 | 0 | 0 | 0 | 0 | 0 | 0 | 0 | 0 | 0 | 0 | 0 | 0 | 0 | 0 | 0 | 0 | 0 | 0 | 0 | 0 |  | 0 | 1.4336 | 1.0012 | 4.7646 | 0 | 3.4521 | -6.0625 | 0 | 0 | 0 | 0 | 0 | 0 | 0 | 0 | 0 | 0 | 0 | 0 | 0 | 0 | 0 |  |  | 312 | #N/A | #N/A | #N/A | #N/A | #N/A | #N/A | 312 | #N/A | #N/A | #N/A | #N/A | #N/A | #N/A | #N/A
|  |  | 0 | 0 | 0 | 0 | 0 | 0 | 0 | 0 | 0 | 0 | 0 | 0 | 0 | 0 | 0 | 0 | 0 | 0 | 0 | 0 | 0 | 0 | 0 | 0 | 0 | 0 | 0 | 0 | 0 | 0 | 0 | 0 | 0 | 0 | 0 | 0 | 0 | 0 | 0 | 0 | 0 | 0 | 0 | 0 | 0 | 0 | 0 | 0 | 0 | 0 | 0 | 0 | 0 | 0 | 0 | 0 | 0 | 0 | 0 | 0 | 0 | 0 |  | 0 | 1.4336 | 1.0012 | 4.7646 | 0 | 3.4521 | -6.0625 | 0 | 0 | 0 | 0 | 0 | 0 | 0 | 0 | 0 | 0 | 0 | 0 | 0 | 0 | 0 |  |  | 313 | #N/A | #N/A | #N/A | #N/A | #N/A | #N/A | 313 | #N/A | #N/A | #N/A | #N/A | #N/A | #N/A | #N/A
|  |  | 0 | 0 | 0 | 0 | 0 | 0 | 0 | 0 | 0 | 0 | 0 | 0 | 0 | 0 | 0 | 0 | 0 | 0 | 0 | 0 | 0 | 0 | 0 | 0 | 0 | 0 | 0 | 0 | 0 | 0 | 0 | 0 | 0 | 0 | 0 | 0 | 0 | 0 | 0 | 0 | 0 | 0 | 0 | 0 | 0 | 0 | 0 | 0 | 0 | 0 | 0 | 0 | 0 | 0 | 0 | 0 | 0 | 0 | 0 | 0 | 0 | 0 |  | 0 | 1.4336 | 1.0012 | 4.7646 | 0 | 3.4521 | -6.0625 | 0 | 0 | 0 | 0 | 0 | 0 | 0 | 0 | 0 | 0 | 0 | 0 | 0 | 0 | 0 |  |  | 314 | #N/A | #N/A | #N/A | #N/A | #N/A | #N/A | 314 | #N/A | #N/A | #N/A | #N/A | #N/A | #N/A | #N/A
|  |  | 0 | 0 | 0 | 0 | 0 | 0 | 0 | 0 | 0 | 0 | 0 | 0 | 0 | 0 | 0 | 0 | 0 | 0 | 0 | 0 | 0 | 0 | 0 | 0 | 0 | 0 | 0 | 0 | 0 | 0 | 0 | 0 | 0 | 0 | 0 | 0 | 0 | 0 | 0 | 0 | 0 | 0 | 0 | 0 | 0 | 0 | 0 | 0 | 0 | 0 | 0 | 0 | 0 | 0 | 0 | 0 | 0 | 0 | 0 | 0 | 0 | 0 |  | 0 | 1.4336 | 1.0012 | 4.7646 | 0 | 3.4521 | -6.0625 | 0 | 0 | 0 | 0 | 0 | 0 | 0 | 0 | 0 | 0 | 0 | 0 | 0 | 0 | 0 |  |  | 315 | #N/A | #N/A | #N/A | #N/A | #N/A | #N/A | 315 | #N/A | #N/A | #N/A | #N/A | #N/A | #N/A | #N/A
|  |  | 0 | 0 | 0 | 0 | 0 | 0 | 0 | 0 | 0 | 0 | 0 | 0 | 0 | 0 | 0 | 0 | 0 | 0 | 0 | 0 | 0 | 0 | 0 | 0 | 0 | 0 | 0 | 0 | 0 | 0 | 0 | 0 | 0 | 0 | 0 | 0 | 0 | 0 | 0 | 0 | 0 | 0 | 0 | 0 | 0 | 0 | 0 | 0 | 0 | 0 | 0 | 0 | 0 | 0 | 0 | 0 | 0 | 0 | 0 | 0 | 0 | 0 |  | 0 | 1.4336 | 1.0012 | 4.7646 | 0 | 3.4521 | -6.0625 | 0 | 0 | 0 | 0 | 0 | 0 | 0 | 0 | 0 | 0 | 0 | 0 | 0 | 0 | 0 |  |  | 316 | #N/A | #N/A | #N/A | #N/A | #N/A | #N/A | 316 | #N/A | #N/A | #N/A | #N/A | #N/A | #N/A | #N/A
|  |  | 0 | 0 | 0 | 0 | 0 | 0 | 0 | 0 | 0 | 0 | 0 | 0 | 0 | 0 | 0 | 0 | 0 | 0 | 0 | 0 | 0 | 0 | 0 | 0 | 0 | 0 | 0 | 0 | 0 | 0 | 0 | 0 | 0 | 0 | 0 | 0 | 0 | 0 | 0 | 0 | 0 | 0 | 0 | 0 | 0 | 0 | 0 | 0 | 0 | 0 | 0 | 0 | 0 | 0 | 0 | 0 | 0 | 0 | 0 | 0 | 0 | 0 |  | 0 | 1.4336 | 1.0012 | 4.7646 | 0 | 3.4521 | -6.0625 | 0 | 0 | 0 | 0 | 0 | 0 | 0 | 0 | 0 | 0 | 0 | 0 | 0 | 0 | 0 |  |  | 317 | #N/A | #N/A | #N/A | #N/A | #N/A | #N/A | 317 | #N/A | #N/A | #N/A | #N/A | #N/A | #N/A | #N/A
|  |  | 0 | 0 | 0 | 0 | 0 | 0 | 0 | 0 | 0 | 0 | 0 | 0 | 0 | 0 | 0 | 0 | 0 | 0 | 0 | 0 | 0 | 0 | 0 | 0 | 0 | 0 | 0 | 0 | 0 | 0 | 0 | 0 | 0 | 0 | 0 | 0 | 0 | 0 | 0 | 0 | 0 | 0 | 0 | 0 | 0 | 0 | 0 | 0 | 0 | 0 | 0 | 0 | 0 | 0 | 0 | 0 | 0 | 0 | 0 | 0 | 0 | 0 |  | 0 | 1.4336 | 1.0012 | 4.7646 | 0 | 3.4521 | -6.0625 | 0 | 0 | 0 | 0 | 0 | 0 | 0 | 0 | 0 | 0 | 0 | 0 | 0 | 0 | 0 |  |  | 318 | #N/A | #N/A | #N/A | #N/A | #N/A | #N/A | 318 | #N/A | #N/A | #N/A | #N/A | #N/A | #N/A | #N/A
|  |  | 0 | 0 | 0 | 0 | 0 | 0 | 0 | 0 | 0 | 0 | 0 | 0 | 0 | 0 | 0 | 0 | 0 | 0 | 0 | 0 | 0 | 0 | 0 | 0 | 0 | 0 | 0 | 0 | 0 | 0 | 0 | 0 | 0 | 0 | 0 | 0 | 0 | 0 | 0 | 0 | 0 | 0 | 0 | 0 | 0 | 0 | 0 | 0 | 0 | 0 | 0 | 0 | 0 | 0 | 0 | 0 | 0 | 0 | 0 | 0 | 0 | 0 |  | 0 | 1.4336 | 1.0012 | 4.7646 | 0 | 3.4521 | -6.0625 | 0 | 0 | 0 | 0 | 0 | 0 | 0 | 0 | 0 | 0 | 0 | 0 | 0 | 0 | 0 |  |  | 319 | #N/A | #N/A | #N/A | #N/A | #N/A | #N/A | 319 | #N/A | #N/A | #N/A | #N/A | #N/A | #N/A | #N/A
|  |  | 0 | 0 | 0 | 0 | 0 | 0 | 0 | 0 | 0 | 0 | 0 | 0 | 0 | 0 | 0 | 0 | 0 | 0 | 0 | 0 | 0 | 0 | 0 | 0 | 0 | 0 | 0 | 0 | 0 | 0 | 0 | 0 | 0 | 0 | 0 | 0 | 0 | 0 | 0 | 0 | 0 | 0 | 0 | 0 | 0 | 0 | 0 | 0 | 0 | 0 | 0 | 0 | 0 | 0 | 0 | 0 | 0 | 0 | 0 | 0 | 0 | 0 |  | 0 | 1.4336 | 1.0012 | 4.7646 | 0 | 3.4521 | -6.0625 | 0 | 0 | 0 | 0 | 0 | 0 | 0 | 0 | 0 | 0 | 0 | 0 | 0 | 0 | 0 |  |  | 320 | #N/A | #N/A | #N/A | #N/A | #N/A | #N/A | 320 | #N/A | #N/A | #N/A | #N/A | #N/A | #N/A | #N/A
|  |  | 0 | 0 | 0 | 0 | 0 | 0 | 0 | 0 | 0 | 0 | 0 | 0 | 0 | 0 | 0 | 0 | 0 | 0 | 0 | 0 | 0 | 0 | 0 | 0 | 0 | 0 | 0 | 0 | 0 | 0 | 0 | 0 | 0 | 0 | 0 | 0 | 0 | 0 | 0 | 0 | 0 | 0 | 0 | 0 | 0 | 0 | 0 | 0 | 0 | 0 | 0 | 0 | 0 | 0 | 0 | 0 | 0 | 0 | 0 | 0 | 0 | 0 |  | 0 | 1.4336 | 1.0012 | 4.7646 | 0 | 3.4521 | -6.0625 | 0 | 0 | 0 | 0 | 0 | 0 | 0 | 0 | 0 | 0 | 0 | 0 | 0 | 0 | 0 |  |  | 321 | #N/A | #N/A | #N/A | #N/A | #N/A | #N/A | 321 | #N/A | #N/A | #N/A | #N/A | #N/A | #N/A | #N/A
|  |  | 0 | 0 | 0 | 0 | 0 | 0 | 0 | 0 | 0 | 0 | 0 | 0 | 0 | 0 | 0 | 0 | 0 | 0 | 0 | 0 | 0 | 0 | 0 | 0 | 0 | 0 | 0 | 0 | 0 | 0 | 0 | 0 | 0 | 0 | 0 | 0 | 0 | 0 | 0 | 0 | 0 | 0 | 0 | 0 | 0 | 0 | 0 | 0 | 0 | 0 | 0 | 0 | 0 | 0 | 0 | 0 | 0 | 0 | 0 | 0 | 0 | 0 |  | 0 | 1.4336 | 1.0012 | 4.7646 | 0 | 3.4521 | -6.0625 | 0 | 0 | 0 | 0 | 0 | 0 | 0 | 0 | 0 | 0 | 0 | 0 | 0 | 0 | 0 |  |  | 322 | #N/A | #N/A | #N/A | #N/A | #N/A | #N/A | 322 | #N/A | #N/A | #N/A | #N/A | #N/A | #N/A | #N/A
|  |  | 0 | 0 | 0 | 0 | 0 | 0 | 0 | 0 | 0 | 0 | 0 | 0 | 0 | 0 | 0 | 0 | 0 | 0 | 0 | 0 | 0 | 0 | 0 | 0 | 0 | 0 | 0 | 0 | 0 | 0 | 0 | 0 | 0 | 0 | 0 | 0 | 0 | 0 | 0 | 0 | 0 | 0 | 0 | 0 | 0 | 0 | 0 | 0 | 0 | 0 | 0 | 0 | 0 | 0 | 0 | 0 | 0 | 0 | 0 | 0 | 0 | 0 |  | 0 | 1.4336 | 1.0012 | 4.7646 | 0 | 3.4521 | -6.0625 | 0 | 0 | 0 | 0 | 0 | 0 | 0 | 0 | 0 | 0 | 0 | 0 | 0 | 0 | 0 |  |  | 323 | #N/A | #N/A | #N/A | #N/A | #N/A | #N/A | 323 | #N/A | #N/A | #N/A | #N/A | #N/A | #N/A | #N/A
|  |  | 0 | 0 | 0 | 0 | 0 | 0 | 0 | 0 | 0 | 0 | 0 | 0 | 0 | 0 | 0 | 0 | 0 | 0 | 0 | 0 | 0 | 0 | 0 | 0 | 0 | 0 | 0 | 0 | 0 | 0 | 0 | 0 | 0 | 0 | 0 | 0 | 0 | 0 | 0 | 0 | 0 | 0 | 0 | 0 | 0 | 0 | 0 | 0 | 0 | 0 | 0 | 0 | 0 | 0 | 0 | 0 | 0 | 0 | 0 | 0 | 0 | 0 |  | 0 | 1.4336 | 1.0012 | 4.7646 | 0 | 3.4521 | -6.0625 | 0 | 0 | 0 | 0 | 0 | 0 | 0 | 0 | 0 | 0 | 0 | 0 | 0 | 0 | 0 |  |  | 324 | #N/A | #N/A | #N/A | #N/A | #N/A | #N/A | 324 | #N/A | #N/A | #N/A | #N/A | #N/A | #N/A | #N/A
|  |  | 0 | 0 | 0 | 0 | 0 | 0 | 0 | 0 | 0 | 0 | 0 | 0 | 0 | 0 | 0 | 0 | 0 | 0 | 0 | 0 | 0 | 0 | 0 | 0 | 0 | 0 | 0 | 0 | 0 | 0 | 0 | 0 | 0 | 0 | 0 | 0 | 0 | 0 | 0 | 0 | 0 | 0 | 0 | 0 | 0 | 0 | 0 | 0 | 0 | 0 | 0 | 0 | 0 | 0 | 0 | 0 | 0 | 0 | 0 | 0 | 0 | 0 |  | 0 | 1.4336 | 1.0012 | 4.7646 | 0 | 3.4521 | -6.0625 | 0 | 0 | 0 | 0 | 0 | 0 | 0 | 0 | 0 | 0 | 0 | 0 | 0 | 0 | 0 |  |  | 325 | #N/A | #N/A | #N/A | #N/A | #N/A | #N/A | 325 | #N/A | #N/A | #N/A | #N/A | #N/A | #N/A | #N/A
|  |  | 0 | 0 | 0 | 0 | 0 | 0 | 0 | 0 | 0 | 0 | 0 | 0 | 0 | 0 | 0 | 0 | 0 | 0 | 0 | 0 | 0 | 0 | 0 | 0 | 0 | 0 | 0 | 0 | 0 | 0 | 0 | 0 | 0 | 0 | 0 | 0 | 0 | 0 | 0 | 0 | 0 | 0 | 0 | 0 | 0 | 0 | 0 | 0 | 0 | 0 | 0 | 0 | 0 | 0 | 0 | 0 | 0 | 0 | 0 | 0 | 0 | 0 |  | 0 | 1.4336 | 1.0012 | 4.7646 | 0 | 3.4521 | -6.0625 | 0 | 0 | 0 | 0 | 0 | 0 | 0 | 0 | 0 | 0 | 0 | 0 | 0 | 0 | 0 |  |  | 326 | #N/A | #N/A | #N/A | #N/A | #N/A | #N/A | 326 | #N/A | #N/A | #N/A | #N/A | #N/A | #N/A | #N/A
|  |  | 0 | 0 | 0 | 0 | 0 | 0 | 0 | 0 | 0 | 0 | 0 | 0 | 0 | 0 | 0 | 0 | 0 | 0 | 0 | 0 | 0 | 0 | 0 | 0 | 0 | 0 | 0 | 0 | 0 | 0 | 0 | 0 | 0 | 0 | 0 | 0 | 0 | 0 | 0 | 0 | 0 | 0 | 0 | 0 | 0 | 0 | 0 | 0 | 0 | 0 | 0 | 0 | 0 | 0 | 0 | 0 | 0 | 0 | 0 | 0 | 0 | 0 |  | 0 | 1.4336 | 1.0012 | 4.7646 | 0 | 3.4521 | -6.0625 | 0 | 0 | 0 | 0 | 0 | 0 | 0 | 0 | 0 | 0 | 0 | 0 | 0 | 0 | 0 |  |  | 327 | #N/A | #N/A | #N/A | #N/A | #N/A | #N/A | 327 | #N/A | #N/A | #N/A | #N/A | #N/A | #N/A | #N/A
|  |  | 0 | 0 | 0 | 0 | 0 | 0 | 0 | 0 | 0 | 0 | 0 | 0 | 0 | 0 | 0 | 0 | 0 | 0 | 0 | 0 | 0 | 0 | 0 | 0 | 0 | 0 | 0 | 0 | 0 | 0 | 0 | 0 | 0 | 0 | 0 | 0 | 0 | 0 | 0 | 0 | 0 | 0 | 0 | 0 | 0 | 0 | 0 | 0 | 0 | 0 | 0 | 0 | 0 | 0 | 0 | 0 | 0 | 0 | 0 | 0 | 0 | 0 |  | 0 | 1.4336 | 1.0012 | 4.7646 | 0 | 3.4521 | -6.0625 | 0 | 0 | 0 | 0 | 0 | 0 | 0 | 0 | 0 | 0 | 0 | 0 | 0 | 0 | 0 |  |  | 328 | #N/A | #N/A | #N/A | #N/A | #N/A | #N/A | 328 | #N/A | #N/A | #N/A | #N/A | #N/A | #N/A | #N/A
|  |  | 0 | 0 | 0 | 0 | 0 | 0 | 0 | 0 | 0 | 0 | 0 | 0 | 0 | 0 | 0 | 0 | 0 | 0 | 0 | 0 | 0 | 0 | 0 | 0 | 0 | 0 | 0 | 0 | 0 | 0 | 0 | 0 | 0 | 0 | 0 | 0 | 0 | 0 | 0 | 0 | 0 | 0 | 0 | 0 | 0 | 0 | 0 | 0 | 0 | 0 | 0 | 0 | 0 | 0 | 0 | 0 | 0 | 0 | 0 | 0 | 0 | 0 |  | 0 | 1.4336 | 1.0012 | 4.7646 | 0 | 3.4521 | -6.0625 | 0 | 0 | 0 | 0 | 0 | 0 | 0 | 0 | 0 | 0 | 0 | 0 | 0 | 0 | 0 |  |  | 329 | #N/A | #N/A | #N/A | #N/A | #N/A | #N/A | 329 | #N/A | #N/A | #N/A | #N/A | #N/A | #N/A | #N/A
|  |  | 0 | 0 | 0 | 0 | 0 | 0 | 0 | 0 | 0 | 0 | 0 | 0 | 0 | 0 | 0 | 0 | 0 | 0 | 0 | 0 | 0 | 0 | 0 | 0 | 0 | 0 | 0 | 0 | 0 | 0 | 0 | 0 | 0 | 0 | 0 | 0 | 0 | 0 | 0 | 0 | 0 | 0 | 0 | 0 | 0 | 0 | 0 | 0 | 0 | 0 | 0 | 0 | 0 | 0 | 0 | 0 | 0 | 0 | 0 | 0 | 0 | 0 |  | 0 | 1.4336 | 1.0012 | 4.7646 | 0 | 3.4521 | -6.0625 | 0 | 0 | 0 | 0 | 0 | 0 | 0 | 0 | 0 | 0 | 0 | 0 | 0 | 0 | 0 |  |  | 330 | #N/A | #N/A | #N/A | #N/A | #N/A | #N/A | 330 | #N/A | #N/A | #N/A | #N/A | #N/A | #N/A | #N/A

## botswana_wind
OBJECTID | GroupVal | SUM_InstalledCapacity | SUM_area_chosenClsIII | SUM_area_chosenClsI | SUM_ElectGen_chosen | SUM_ScWater | SUM_area_chosenClsII | SUM_ElectGen_clsII | FIRST_SUM_Area | GroupVal_1 | FREQUENCY | SUM_zNEAR_Trans | SUM_zNEAR_Sub | SUM_zNEAR_Road | SUM_zNEAR_wind | SUM_zNEAR_geothermal | SUM_zNEAR_allRE | SUM_zNEAR_Load | SUM_zNEAR_water | SUM_zRQ_Wm2 | SUM_zCF_chosen | SUM_zCF_ClsII | SUM_zCF_tTier | SUM_zCF_chosenClsII | SUM_zCF_chosenClsIII | SUM_zCF_chosenClsI | SUM_zSLOPE | SUM_zPOPDEN | SUM_zLULC | SUM_zHumanFootprint | SUM_zcoloc_PV | SUM_zcoloc_CSP | SUM_zTransCost_chosen | SUM_zSubCost_chosen | SUM_zRoadCost_chosen | SUM_zLCOEgen_chosen | SUM_zLCOEgen_clsII | SUM_zLCOEtotTrans_chosen | SUM_zLCOEtotSub_chosen | SUM_zLCOEtotTrans_clsII | SUM_zLCOEtotSub_clsII | SUM_zScSlope | SUM_zScPop | SUM_zScLULC | SUM_zScREloc | SUM_zScREloc_geo | SUM_zScREloc_all | SUM_zScColoc | SUM_zScLoad | SUM_zScRoad | SUM_zScSub | SUM_zScTrans | SUM_zScHumanFootprint | zoneIdentification | distance_nearest_3TierWindLocation_km | siteName | capacityValueRatio_10percentPeakHours | capacityValueRatio_chosen3peakHours | capacityValueRatio_chosen3peakHours_multiyear | Shape_Length | Shape_Area
1 | 1 | 160.875 | 71.5 | 0 | 376906.5098 | 0 | 0 | 319275.8598 | 71.5 | 1 | 7 | 0 | 54740.4496 | 5883.1263 | 0 | 0 | 40092.2805 | 144474.4284 | 95313.9844 | 206.7494 | 0.26745 | 0.22655 | 0.24522 | 0 | 0.26745 | 0 | 5.0702 | 0.38418 | 2.6106 | 11.2568 | 0.82168 | 0.82168 | 0 | 5.8861 | 2.2637 | 105.5602 | 110.7359 | 0 | 113.71 | 0 | 120.3567 | 0.74649 | 0.99616 | 0.59734 | 0 | 0 | 0 | 0.82168 | 0 | 0.94117 | 0.4526 | 0 | 0.88743 | A | 38 | bw_5.2 | 0.97 | 1.08 | 1.1 | 54000 | 71500000.05
2 | 10 | 624.9375 | 277.75 | 0 | 1502328.2485 | 0 | 0 | 1274483.5202 | 277.75 | 10 | 22 | 0 | 58893.2901 | 2040.8863 | 0 | 0 | 59588.6225 | 186493.0195 | 68925.3181 | 210.2856 | 0.27443 | 0.23281 | 0.25324 | 0 | 0.27443 | 0 | 0.18095 | 0.14401 | 2.6796 | 11.5419 | 1 | 0 | 0 | 5.924 | 0.76307 | 102.8915 | 107.7842 | 0 | 109.5786 | 0 | 115.6672 | 0.99095 | 0.99856 | 0.58011 | 0 | 0 | 0 | 0.5 | 0 | 0.97959 | 0.41107 | 0 | 0.88458 | B | 119 | bw_7.0 | 1.13 | 1.33 | 1.3 | 189000.0002 | 277750000.1
3 | 1000 | 4641.75 | 2063 | 0 | 11292833.6173 | 0 | 0 | 9589162.5139 | 2063 | 1000 | 93 | 0 | 139930.7816 | 8756.8594 | 0 | 0 | 81232.2021 | 191436.9288 | 153814.1033 | 209.2367 | 0.27773 | 0.23583 | 0.25431 | 0 | 0.27773 | 0 | 0.21986 | 0.68711 | 2.8403 | 9.3271 | 1 | 1 | 0 | 9.5006 | 3.2603 | 101.7205 | 106.469 | 0 | 114.4814 | 0 | 121.5051 | 0.98901 | 0.99313 | 0.53993 | 0 | 0 | 0 | 1 | 0 | 0.91243 | 0 | 0 | 0.90673 | C | 54 | bw_5.2 | 0.97 | 1.08 | 1.1 | 300000 | 2062999999.95
4 | 1001 | 18579.9375 | 8257.75 | 0 | 43928358.6158 | 7 | 0 | 37432588.1934 | 8257.75 | 1001 | 383 | 0 | 180760.4341 | 33344.2733 | 0 | 0 | 230555.6875 | 312122.3089 | 82134.3185 | 209.4421 | 0.2699 | 0.22999 | 0.24684 | 0 | 0.2699 | 0 | 0.15269 | 0.045779 | 2.9899 | 3.6068 | 1 | 1 | 0 | 11.6592 | 12.6479 | 104.6229 | 109.1126 | 0 | 128.93 | 0 | 137.6447 | 0.99237 | 0.99954 | 0.50251 | 0 | 0 | 0 | 1 | 0 | 0.66667 | 0 | 0 | 0.96393 | D | 100 | bw_2.11 | 1.08 | 1.05 | 0.99 | 1004000.0004 | 8257750006.05
5 | 1002 | 12354.5513 | 5499.75 | 0 | 32702842.3599 | 93 | 0 | 28273416.7266 | 5490.9117 | 1002 | 247 | 0 | 179211.9747 | 26258.5847 | 0 | 0 | 416746.0662 | 497665.6558 | 23913.3991 | 254.0289 | 0.30217 | 0.26124 | 0.29048 | 0 | 0.30217 | 0 | 0.31726 | 0.012892 | 2.3289 | 7.6311 | 1 | 1 | 0 | 10.4642 | 8.5997 | 93.8081 | 96.5084 | 0 | 112.872 | 0 | 118.5485 | 0.98414 | 0.99987 | 0.66778 | 0 | 0 | 0 | 1 | 0 | 0.73741 | 0 | 0 | 0.92369 | E | 15 | bw_2.15 | 1.06 | 1.06 | 1.07 | 511025.304 | 5490911675.8373
6 | 11.1.13 | 1350 | 600 | 0 | 3460975.7679 | 0 | 0 | 2948279.4906 | 600 | 11.1.13 | 24 | 0 | 94239.104 | 1324.1482 | 0 | 0 | 54429.4683 | 150011.6629 | 123280.9706 | 223.092 | 0.29266 | 0.2493 | 0.26971 | 0 | 0.29266 | 0 | 0.196 | 0.11958 | 2.7104 | 11.8575 | 1 | 1 | 0 | 7.0594 | 0.46444 | 96.4683 | 100.6339 | 0 | 103.9922 | 0 | 109.4662 | 0.9902 | 0.9988 | 0.5724 | 0 | 0 | 0 | 1 | 0 | 0.98676 | 0.067601 | 0 | 0.88143 | F | 99 | bw_7.0 | 1.13 | 1.33 | 1.3 | 110000.0002 | 600000003.9999
7 | 11.1.14 | 1112.625 | 494.5 | 0 | 2819633.4171 | 0 | 0 | 2408726.9301 | 494.5 | 11.1.14 | 20 | 0 | 104571.284 | 1135.4244 | 0 | 0 | 74363.3358 | 120712.4879 | 105611.9028 | 225.5059 | 0.28929 | 0.24714 | 0.27133 | 0 | 0.28929 | 0 | 0.77872 | 1.2088 | 2.6977 | 13.4641 | 1 | 1 | 0 | 7.5888 | 0.41103 | 97.6257 | 101.5639 | 0 | 105.6256 | 0 | 110.9311 | 0.96106 | 0.98791 | 0.57558 | 0 | 0 | 0 | 1 | 0 | 0.98865 | 0.014079 | 0 | 0.86536 | G | 62 | bw_7.0 | 1.13 | 1.33 | 1.3 | 109999.9996 | 494499996.85
8 | 11.1.16 | 561.391 | 251.25 | 0 | 1456704.6602 | 0 | 0 | 1230717.145 | 249.5071 | 11.1.16 | 17 | 0 | 88685.1136 | 8246.4809 | 0 | 0 | 155141.6366 | 68718.3939 | 76464.2212 | 223.0517 | 0.29621 | 0.25026 | 0.27775 | 0 | 0.29621 | 0 | 1.1875 | 16.9243 | 3.3034 | 28.7922 | 0.91978 | 0.91978 | 0 | 6.7417 | 2.8335 | 95.3414 | 100.2902 | 0 | 104.9165 | 0 | 111.6211 | 0.94063 | 0.83076 | 0.42415 | 0 | 0 | 0 | 0.91978 | 0.31282 | 0.91754 | 0.11315 | 0 | 0.71208 | H | 93 | bw_7.0 | 1.13 | 1.33 | 1.3 | 168377.8042 | 249507123.5368
9 | 11.1.18 | 495.5625 | 220.25 | 0 | 1189350.1177 | 0 | 0 | 1013632.3752 | 220.25 | 11.1.18 | 15 | 0 | 99359.3653 | 1111.9234 | 0 | 0 | 76318.5041 | 171643.7338 | 78275.2187 | 212.086 | 0.27397 | 0.2335 | 0.25251 | 0 | 0.27397 | 0 | 3.9465 | 9.5619 | 2.7037 | 21.2134 | 1 | 1 | 0 | 7.7872 | 0.41672 | 103.0997 | 107.5023 | 0 | 111.3036 | 0 | 117.1283 | 0.80268 | 0.90438 | 0.57406 | 0 | 0 | 0 | 1 | 0 | 0.98888 | 0.047712 | 0 | 0.78787 | I | 36 | bw_5.2 | 0.97 | 1.08 | 1.1 | 154000.0002 | 220250000.9
10 | 11.1.19 | 518.625 | 230.5 | 0 | 1283900.7106 | 0 | 0 | 1088508.4181 | 230.5 | 11.1.19 | 13 | 0 | 81691.5031 | 1129.1055 | 0 | 0 | 50921.1956 | 164013.1589 | 104281.217 | 217.4427 | 0.2826 | 0.23959 | 0.25991 | 0 | 0.2826 | 0 | 1.4716 | 1.898 | 2.4089 | 16.0347 | 1 | 1 | 0 | 6.7612 | 0.42245 | 99.9648 | 104.7964 | 0 | 107.1484 | 0 | 113.2723 | 0.92642 | 0.98102 | 0.64778 | 0 | 0 | 0 | 1 | 0 | 0.98871 | 0.18308 | 0 | 0.83965 | J | 16 | bw_5.2 | 0.97 | 1.08 | 1.1 | 117000.0002 | 230500002.5
11 | 11.1.4 | 672.1875 | 298.75 | 0 | 1873210.6165 | 0 | 0 | 1614894.431 | 298.75 | 11.1.4 | 12 | 0 | 119000.0504 | 2639.2116 | 0 | 0 | 70162.6835 | 187940.3122 | 132464.2749 | 258.0402 | 0.31812 | 0.27425 | 0.30145 | 0 | 0.31812 | 0 | 0.41115 | 2.0351 | 2.6636 | 14.0862 | 1 | 1 | 0 | 7.473 | 0.85505 | 88.7979 | 91.5448 | 0 | 97.126 | 0 | 101.2084 | 0.97944 | 0.97965 | 0.5841 | 0 | 0 | 0 | 1 | 0 | 0.97361 | 0 | 0 | 0.85914 | K | 19 | bw_5.2 | 0.97 | 1.08 | 1.1 | 73999.9996 | 298749996.5
12 | 11.1.6 | 560.8125 | 249 | 0 | 1522308.0945 | 0 | 0 | 1303402.7272 | 249.25 | 11.1.6 | 10 | 0 | 74174.4189 | 4191.0813 | 0 | 0 | 159893.2357 | 71548.665 | 67466.3846 | 239.2264 | 0.30987 | 0.26531 | 0.28983 | 0 | 0.30987 | 0 | 0.76581 | 8.5246 | 3.17 | 22.9525 | 0.70211 | 0.70211 | 0 | 5.8635 | 1.3815 | 91.1091 | 94.562 | 0 | 98.3541 | 0 | 103.0236 | 0.96171 | 0.91475 | 0.45751 | 0 | 0 | 0 | 0.70211 | 0.28451 | 0.95809 | 0.25826 | 0 | 0.77047 | L | 45 | bw_7.0 | 1.13 | 1.33 | 1.3 | 79999.9998 | 249249998.15
13 | 11.1.7 | 505.6875 | 224.75 | 0 | 1322899.7088 | 0 | 0 | 1129873.7027 | 224.75 | 11.1.7 | 9 | 0 | 112420.4302 | 13033.6489 | 0 | 0 | 61322.9141 | 180792.6189 | 140048.4315 | 228.4507 | 0.29863 | 0.25506 | 0.27309 | 0 | 0.29863 | 0 | 0.31972 | 1.8934 | 2.7221 | 9.5212 | 1 | 1 | 0 | 7.6805 | 4.4797 | 94.5575 | 98.3883 | 0 | 106.7176 | 0 | 112.6284 | 0.98401 | 0.98107 | 0.56946 | 0 | 0 | 0 | 1 | 0 | 0.86966 | 0 | 0 | 0.90479 | M | 27 | bw_5.2 | 0.97 | 1.08 | 1.1 | 71999.9998 | 224750002.05
14 | 11.1.9 | 1178.4375 | 523.75 | 0 | 3278258.2065 | 0 | 0 | 2821333.1211 | 523.75 | 11.1.9 | 21 | 0 | 97417.512 | 4071.5877 | 0 | 0 | 59686.3035 | 175610.5005 | 112420.3904 | 259.775 | 0.31756 | 0.2733 | 0.30267 | 0 | 0.31756 | 0 | 1.041 | 3.2554 | 2.3809 | 15.8382 | 1 | 1 | 0 | 6.634 | 1.2779 | 89.047 | 91.995 | 0 | 96.9589 | 0 | 101.1848 | 0.94795 | 0.96745 | 0.65477 | 0 | 0 | 0 | 1 | 0 | 0.95928 | 0.04866 | 0 | 0.84162 | N | 2 | bw_5.2 | 0.97 | 1.08 | 1.1 | 105000.0002 | 523749999.9
15 | 11_1.2.1 | 1438.875 | 639.75 | 0 | 3957667.9594 | 0 | 0 | 3396671.5892 | 639.5 | 11_1.2.1 | 29 | 0 | 73827.9863 | 6551.0575 | 0 | 0 | 140274.8009 | 64951.893 | 57740.9981 | 245.6461 | 0.31399 | 0.26948 | 0.29244 | 0 | 0.31399 | 0 | 0.6325 | 1.3981 | 3.0294 | 13.0159 | 0.64621 | 0.64621 | 0 | 5.771 | 2.1423 | 89.9297 | 93.1198 | 0 | 97.843 | 0 | 102.3406 | 0.96837 | 0.98602 | 0.49265 | 0 | 0 | 0 | 0.64621 | 0.35048 | 0.93449 | 0.26172 | 0 | 0.86984 | O | 13 | bw_7.0 | 1.13 | 1.33 | 1.3 | 186000.0004 | 639500004.8999
16 | 11_1.2.10 | 1711.6875 | 760.75 | 0 | 4172695.3455 | 0 | 0 | 3539485.3854 | 760.75 | 11_1.2.10 | 38 | 0 | 91171.828 | 6671.9648 | 0 | 0 | 52751.7488 | 157344.7466 | 119355.2545 | 209.8089 | 0.27828 | 0.23605 | 0.25588 | 0 | 0.27828 | 0 | 0.23816 | 0.12356 | 2.7811 | 10.2448 | 1 | 1 | 0 | 7.2908 | 2.4789 | 101.4826 | 106.3235 | 0 | 111.2523 | 0 | 117.8442 | 0.98809 | 0.99876 | 0.55472 | 0 | 0 | 0 | 1 | 0 | 0.93328 | 0.11189 | 0 | 0.89755 | P | 104 | bw_7.0 | 1.13 | 1.33 | 1.3 | 244000.0002 | 760749992.9501
17 | 11_1.2.11 | 2135.8125 | 949.25 | 0 | 5305764.4106 | 0 | 0 | 4494115.1439 | 949.25 | 11_1.2.11 | 38 | 0 | 109498.7807 | 3988.751 | 0 | 0 | 52142.1181 | 158763.2597 | 140116.3291 | 209.9991 | 0.28358 | 0.2402 | 0.25731 | 0 | 0.28358 | 0 | 0.23436 | 1.5294 | 2.4806 | 12.3995 | 1 | 1 | 0 | 7.9578 | 1.4464 | 99.5613 | 104.4552 | 0 | 108.9654 | 0 | 115.5564 | 0.98828 | 0.98471 | 0.62984 | 0 | 0 | 0 | 1 | 0 | 0.96011 | 0.0099685 | 0 | 0.876 | Q | 69 | bw_5.2 | 0.97 | 1.08 | 1.1 | 174999.9998 | 949249997
18 | 11_1.2.12 | 3430.125 | 1524.5 | 0 | 8303177.5214 | 0 | 0 | 7038202.041 | 1524.5 | 11_1.2.12 | 72 | 0 | 112348.3828 | 5803.1335 | 0 | 0 | 85326.1039 | 114456.69 | 96668.5543 | 207.7333 | 0.27633 | 0.23423 | 0.25197 | 0 | 0.27633 | 0 | 0.2743 | 0.70745 | 2.5822 | 11.1199 | 0.9672 | 0.9672 | 0 | 8.2962 | 2.146 | 102.1976 | 107.1454 | 0 | 112.6398 | 0 | 119.4668 | 0.98628 | 0.99293 | 0.60445 | 0 | 0 | 0 | 0.9672 | 0.025108 | 0.94197 | 0.0087142 | 0 | 0.8888 | R | 64 | bw_7.0 | 1.13 | 1.33 | 1.3 | 391000 | 1524499998.6
19 | 11_1.2.13 | 2332.125 | 1037 | 0 | 5680624.8411 | 0 | 0 | 4828419.6279 | 1036.5 | 11_1.2.13 | 47 | 0 | 66431.4373 | 15019.1257 | 0 | 0 | 101814.3958 | 102081.9209 | 91226.1507 | 213.4336 | 0.27806 | 0.23635 | 0.25967 | 0 | 0.27806 | 0 | 0.56091 | 0.72447 | 2.6315 | 6.6291 | 0.95176 | 0.95176 | 0 | 6.2032 | 5.4903 | 101.6347 | 106.2721 | 0 | 113.3283 | 0 | 120.0326 | 0.97195 | 0.99276 | 0.59213 | 0 | 0 | 0 | 0.95176 | 0.026345 | 0.84981 | 0.33569 | 0 | 0.93371 | S | 35 | bw_7.0 | 1.13 | 1.33 | 1.3 | 182000 | 1036499998.3001
20 | 11_1.2.14 | 2293.2173 | 1020.5 | 0 | 6077908.0866 | 0 | 0 | 5180511.2453 | 1019.2077 | 11_1.2.14 | 47 | 0 | 89540.4553 | 7096.0995 | 0 | 0 | 173254.9493 | 82700.5755 | 54527.2321 | 229.6749 | 0.30256 | 0.25788 | 0.2832 | 0 | 0.30256 | 0 | 0.80694 | 11.1638 | 3.0905 | 21.7714 | 0.65198 | 0.65198 | 0 | 6.6357 | 2.4084 | 93.33 | 97.3095 | 0 | 102.3741 | 0 | 107.9252 | 0.95965 | 0.88836 | 0.47736 | 0 | 0 | 0 | 0.65198 | 0.17415 | 0.92904 | 0.11061 | 0 | 0.78229 | T | 70 | bw_7.0 | 1.13 | 1.33 | 1.3 | 262479.7141 | 1019207696.59
21 | 11_1.2.15 | 1159.875 | 515.25 | 0 | 2876641.3855 | 0 | 0 | 2441217.8038 | 515.5 | 11_1.2.15 | 21 | 0 | 112026.6716 | 19928.5718 | 0 | 0 | 58260.7486 | 175945.5956 | 149946.3045 | 211.9605 | 0.28312 | 0.24027 | 0.25653 | 0 | 0.28312 | 0 | 0.25705 | 0.8567 | 2.6686 | 4.697 | 1 | 1 | 0 | 8.0827 | 7.2029 | 99.721 | 104.4233 | 0 | 115.0066 | 0 | 122.4337 | 0.98715 | 0.99143 | 0.58285 | 0 | 0 | 0 | 1 | 0 | 0.80071 | 0.0052566 | 0 | 0.95303 | U | 39 | bw_5.2 | 0.97 | 1.08 | 1.1 | 133000 | 515499998.5
22 | 11_1.2.2 | 2095.875 | 931.25 | 0 | 5670205.5258 | 0 | 0 | 4862210.9665 | 931.5 | 11_1.2.2 | 39 | 0 | 62464.7534 | 9926.1831 | 0 | 0 | 128667.1363 | 80877.9013 | 72288.5655 | 242.1962 | 0.30884 | 0.26483 | 0.29014 | 0 | 0.30884 | 0 | 0.64406 | 1.3582 | 2.7992 | 9.8555 | 0.85239 | 0.85239 | 0 | 5.4077 | 3.2796 | 91.4549 | 94.7872 | 0 | 100.1422 | 0 | 104.918 | 0.9678 | 0.98642 | 0.55021 | 0 | 0 | 0 | 0.85239 | 0.19122 | 0.90074 | 0.37535 | 0 | 0.90144 | V | 16 | bw_7.0 | 1.13 | 1.33 | 1.3 | 140000 | 931500000.65
23 | 11_1.2.3 | 2301.75 | 1023 | 0 | 5756078.9151 | 0 | 0 | 4893155.6956 | 1023 | 11_1.2.3 | 50 | 0 | 85463.6161 | 5196.4825 | 0 | 0 | 119746.9484 | 67194.6116 | 54283.7453 | 216.2885 | 0.28547 | 0.24268 | 0.26091 | 0 | 0.28547 | 0 | 0.3766 | 1.3543 | 2.8942 | 13.0342 | 0.76979 | 0.76979 | 0 | 6.8676 | 1.8557 | 98.9937 | 103.5052 | 0 | 107.7169 | 0 | 113.7687 | 0.98117 | 0.98646 | 0.52645 | 0 | 0 | 0 | 0.76979 | 0.32805 | 0.94804 | 0.15466 | 0 | 0.86966 | W | 18 | bw_7.0 | 1.13 | 1.33 | 1.3 | 254000 | 1023000001.2499
24 | 11_1.2.4 | 1701.5625 | 756.25 | 0 | 4388848.1964 | 0 | 0 | 3731190.853 | 756.25 | 11_1.2.4 | 32 | 0 | 49963.3407 | 3046.5808 | 0 | 0 | 156152.6699 | 89545.1482 | 70047.9033 | 222.2541 | 0.29444 | 0.25032 | 0.2729 | 0 | 0.29444 | 0 | 0.67099 | 3.2076 | 3.1227 | 17.1167 | 0.63372 | 0.63372 | 0 | 5.1392 | 1.0511 | 95.9274 | 100.2828 | 0 | 102.1177 | 0 | 107.5624 | 0.96645 | 0.96792 | 0.46931 | 0 | 0 | 0 | 0.63372 | 0.10625 | 0.96953 | 0.50037 | 0 | 0.82883 | X | 48 | bw_7.0 | 1.13 | 1.33 | 1.3 | 138000 | 756249996.9
25 | 11_1.2.5 | 1800 | 800 | 0 | 4559333.4757 | 0 | 0 | 3901782.5978 | 800 | 11_1.2.5 | 35 | 0 | 109537.955 | 3102.2234 | 0 | 0 | 75523.9192 | 175313.3156 | 98765.4065 | 227.8794 | 0.28915 | 0.24745 | 0.27072 | 0 | 0.28915 | 0 | 2.4359 | 4.1537 | 2.6195 | 16.7967 | 1 | 1 | 0 | 7.8467 | 1.1086 | 97.9407 | 101.7519 | 0 | 106.896 | 0 | 112.222 | 0.8782 | 0.95846 | 0.59513 | 0 | 0 | 0 | 1 | 0 | 0.96898 | 0.017041 | 0 | 0.83203 | Y | 18 | bw_5.2 | 0.97 | 1.08 | 1.1 | 206000 | 799999998.15
26 | 11_1.2.6 | 2159.4284 | 960 | 0 | 5331925.8435 | 0 | 0 | 4512369.7247 | 959.746 | 11_1.2.6 | 51 | 0 | 61217.4739 | 7931.518 | 0 | 0 | 167723.3463 | 105025.1504 | 53864.7931 | 209.8943 | 0.28187 | 0.23854 | 0.2608 | 0 | 0.28187 | 0 | 0.6033 | 4.6261 | 3.0113 | 15.8228 | 0.80021 | 0.80021 | 0 | 5.8611 | 2.8788 | 100.2045 | 105.2296 | 0 | 108.9444 | 0 | 115.5583 | 0.96984 | 0.95374 | 0.49718 | 0 | 0 | 0 | 0.80021 | 0.0055897 | 0.92068 | 0.39267 | 0 | 0.84177 | Z | 66 | bw_7.0 | 1.13 | 1.33 | 1.3 | 368587.9242 | 959745970.0711
27 | 11_1.2.7 | 2216.3354 | 988.5 | 0 | 5518265.3687 | 0 | 0 | 4658581.4973 | 985.038 | 11_1.2.7 | 58 | 0 | 72535.9119 | 7814.7649 | 0 | 0 | 143290.1259 | 55952.9767 | 62337.893 | 210.1285 | 0.28423 | 0.23995 | 0.26024 | 0 | 0.28423 | 0 | 0.9663 | 9.2898 | 2.9942 | 21.5207 | 0.95735 | 0.95735 | 0 | 6.3217 | 2.833 | 99.3655 | 104.6075 | 0 | 108.5202 | 0 | 115.4599 | 0.95169 | 0.9071 | 0.50144 | 0 | 0 | 0 | 0.95735 | 0.44047 | 0.92185 | 0.27464 | 0 | 0.78479 | AA | 72 | bw_7.0 | 1.13 | 1.33 | 1.3 | 441350.8094 | 985037959.0866
28 | 11_1.2.8 | 2787.1875 | 1239 | 0 | 6792747.1824 | 0 | 0 | 5722878.938 | 1238.75 | 11_1.2.8 | 64 | 0 | 86550.1966 | 4856.0884 | 0 | 0 | 36807.1032 | 136418.1747 | 122134.3055 | 203.8994 | 0.27821 | 0.23439 | 0.25043 | 0 | 0.27821 | 0 | 0.45507 | 1.949 | 2.6497 | 13.2649 | 1 | 1 | 0 | 7.0807 | 1.7906 | 101.4856 | 107.0488 | 0 | 110.357 | 0 | 117.5748 | 0.97725 | 0.98051 | 0.58757 | 0 | 0 | 0.027499 | 1 | 0 | 0.95144 | 0.14867 | 0 | 0.86735 | AB | 72 | bw_5.2 | 0.97 | 1.08 | 1.1 | 355000.0002 | 1238750005.6499
29 | 11_1.2.9 | 2120.0625 | 942.25 | 0 | 5444120.119 | 0 | 0 | 4642566.3705 | 942.25 | 11_1.2.9 | 38 | 0 | 122542.805 | 4935.5003 | 0 | 0 | 69160.4758 | 154182.3318 | 130334.0825 | 223.6322 | 0.29314 | 0.24998 | 0.26917 | 0 | 0.29314 | 0 | 0.24121 | 0.71584 | 2.5834 | 11.6108 | 1 | 1 | 0 | 8.2526 | 1.732 | 96.3361 | 100.3951 | 0 | 106.3207 | 0 | 112.105 | 0.98794 | 0.99284 | 0.60414 | 0 | 0 | 0 | 1 | 0 | 0.95064 | 0 | 0 | 0.88389 | AC | 99 | bw_5.2 | 0.97 | 1.08 | 1.1 | 142000 | 942250000.8
30 | 2 | 537.1875 | 238.75 | 0 | 1337981.9267 | 0 | 0 | 1143041.4821 | 238.75 | 2 | 15 | 0 | 35656.5745 | 2825.1463 | 0 | 0 | 60724.1453 | 84893.3613 | 69034.1548 | 226.0011 | 0.28433 | 0.2429 | 0.26307 | 0 | 0.28433 | 0 | 4.1504 | 1.2785 | 2.9047 | 14.244 | 0.85759 | 0.85759 | 0 | 4.7092 | 1.0389 | 99.4788 | 103.5136 | 0 | 105.2269 | 0 | 110.2492 | 0.79248 | 0.98721 | 0.52382 | 0 | 0 | 0 | 0.85759 | 0.15107 | 0.97175 | 0.64343 | 0 | 0.85756 | AD | 107 | bw_5.2 | 0.97 | 1.08 | 1.1 | 82000 | 238749999.9
31 | 3 | 352.6875 | 156.75 | 0 | 825402.8948 | 0 | 0 | 700244.1144 | 156.75 | 3 | 15 | 0 | 42482.9469 | 4429.0901 | 0 | 0 | 48073.4299 | 97699.9961 | 92330.5965 | 206.0524 | 0.26716 | 0.22665 | 0.24505 | 0 | 0.26716 | 0 | 2.7814 | 1.6011 | 2.8415 | 12.98 | 0.72249 | 0.72249 | 0 | 5.3213 | 1.7001 | 105.6743 | 110.6905 | 0 | 112.6957 | 0 | 118.9684 | 0.86093 | 0.98399 | 0.53962 | 0 | 0 | 0 | 0.72249 | 0.22587 | 0.95571 | 0.57517 | 0 | 0.8702 | AE | 82 | bw_5.2 | 0.97 | 1.08 | 1.1 | 117000 | 156749999.85
32 | 4 | 633.9375 | 281.75 | 0 | 1566339.5626 | 0 | 0 | 1336333.5221 | 281.75 | 4 | 18 | 0 | 49380.0702 | 3859.8388 | 0 | 0 | 63804.3162 | 101450.1055 | 79560.1621 | 222.2033 | 0.28206 | 0.24064 | 0.26044 | 0 | 0.28206 | 0 | 3.5426 | 1.4339 | 2.9201 | 14.0257 | 0.87933 | 0.87933 | 0 | 5.3819 | 1.4374 | 100.2863 | 104.502 | 0 | 107.1055 | 0 | 112.5116 | 0.82287 | 0.98566 | 0.51996 | 0 | 0 | 0 | 0.87933 | 0.12801 | 0.9614 | 0.54523 | 0 | 0.85974 | AF | 87 | bw_5.2 | 0.97 | 1.08 | 1.1 | 113000 | 281749999.9
33 | 5 | 191.8125 | 85.25 | 0 | 448496.385 | 0 | 0 | 380968.2546 | 85.25 | 5 | 8 | 0 | 32202.4606 | 3209.5758 | 0 | 0 | 54767.2972 | 58469.8268 | 89828.4003 | 205.4679 | 0.26692 | 0.22673 | 0.24491 | 0 | 0.26692 | 0 | 0.86181 | 2.6217 | 3.0352 | 14.4252 | 0.6393 | 0.6393 | 0 | 4.8476 | 1.2274 | 105.77 | 110.6525 | 0 | 111.845 | 0 | 117.8039 | 0.95691 | 0.97378 | 0.4912 | 0 | 0 | 0 | 0.6393 | 0.4153 | 0.9679 | 0.67798 | 0 | 0.85575 | AG | 121 | bw_5.2 | 0.97 | 1.08 | 1.1 | 63000 | 85249999.8
34 | 500.1.1 | 1501.8095 | 670.5 | 0 | 4091070.1873 | 29 | 0 | 3555801.4499 | 667.4709 | 500.1.1 | 31 | 0 | 102275.5707 | 5241.9682 | 0 | 0 | 358282.9976 | 437177.5643 | 4253.1232 | 268.9836 | 0.31097 | 0.27028 | 0.30186 | 0 | 0.31097 | 0 | 0.43938 | 0.27323 | 2.6812 | 17.0636 | 1 | 1 | 0 | 6.9716 | 1.7019 | 90.8102 | 92.8516 | 0 | 99.4837 | 0 | 102.8296 | 0.97803 | 0.99727 | 0.5797 | 0 | 0 | 0 | 1 | 0 | 0.94758 | 0.055608 | 0 | 0.82936 | AH | 25 | bw_2.12 | 1.07 | 1.01 | 1 | 158832.0887 | 667470867.894
35 | 500.1.12 | 675 | 300 | 0 | 1753811.1413 | 4 | 0 | 1514996.1726 | 300 | 500.1.12 | 12 | 0 | 83073.2469 | 12851.2443 | 0 | 0 | 224554.7137 | 306988.6679 | 11938.9999 | 246.6827 | 0.2966 | 0.25621 | 0.28064 | 0 | 0.2966 | 0 | 0.12397 | 0 | 2.9992 | 10.32 | 1 | 1 | 0 | 6.5047 | 4.4489 | 95.1932 | 97.9307 | 0 | 106.1469 | 0 | 110.6149 | 0.9938 | 1 | 0.50021 | 0 | 0 | 0 | 1 | 0 | 0.87149 | 0.16927 | 0 | 0.8968 | AI | 27 | bw_2.11 | 1.08 | 1.05 | 0.99 | 89999.9996 | 299999996.5
36 | 500.1.13 | 468.5625 | 208.25 | 0 | 1225938.3008 | 0 | 0 | 1057690.3765 | 208.25 | 500.1.13 | 10 | 0 | 106192.4074 | 60129.5746 | 0 | 0 | 321081.6215 | 404020.6928 | 92572.0544 | 246.2232 | 0.29867 | 0.25768 | 0.28339 | 0 | 0.29867 | 0 | 0.17118 | 0 | 2.964 | 1 | 1 | 1 | 0 | 7.418 | 20.5998 | 94.526 | 97.3623 | 0 | 122.5438 | 0 | 129.8367 | 0.99144 | 1 | 0.509 | 0 | 0 | 0 | 1 | 0 | 0.3987 | 0.0040937 | 0 | 0.99 | AJ | 23 | bw_2.8 | 1.07 | 1.03 | 0.99 | 69999.9996 | 208249998.05
37 | 500.1.14 | 843.75 | 375 | 0 | 2388366.3187 | 0 | 0 | 2083953.8035 | 375 | 500.1.14 | 15 | 0 | 44674.4743 | 24074.8499 | 0 | 0 | 293666.9364 | 375685.0156 | 48513.8117 | 283.3422 | 0.32313 | 0.28195 | 0.31284 | 0 | 0.32313 | 0 | 0.15965 | 0 | 2.9087 | 2.856 | 1 | 1 | 0 | 4.4859 | 7.6148 | 87.3716 | 88.9847 | 0 | 99.4723 | 0 | 102.8523 | 0.99202 | 1 | 0.52283 | 0 | 0 | 0 | 1 | 0 | 0.75925 | 0.55326 | 0 | 0.97144 | AK | 13 | bw_2.9 | 1.08 | 1.03 | 0.99 | 90000.0004 | 375000003
38 | 500.1.16 | 1350 | 600.25 | 0 | 3838466.1793 | 0 | 0 | 3345475.5397 | 600 | 500.1.16 | 24 | 0 | 111387.31 | 84812.1678 | 0 | 0 | 353581.9423 | 435845.6706 | 71790.4829 | 282.032 | 0.32458 | 0.28289 | 0.31488 | 0 | 0.32458 | 0 | 0.17243 | 0 | 2.5592 | 1 | 1 | 1 | 0 | 7.0258 | 26.7533 | 86.9754 | 88.6786 | 0 | 120.7546 | 0 | 127.4361 | 0.99138 | 1 | 0.61019 | 0 | 0 | 0 | 1 | 0 | 0.15188 | 0.00034682 | 0 | 0.99 | AL | 33 | bw_2.5 | 1.07 | 1.01 | 1 | 110000 | 600000001
39 | 500.1.17 | 1113.75 | 495 | 0 | 3064020.403 | 0 | 0 | 2668820.6878 | 495 | 500.1.17 | 21 | 0 | 29326.9797 | 3223.6667 | 0 | 0 | 265104.8563 | 346572.8513 | 25704.1591 | 274.1225 | 0.31405 | 0.27354 | 0.3036 | 0 | 0.31405 | 0 | 0.27363 | 0.080808 | 2.8874 | 11.002 | 1 | 1 | 0 | 4.012 | 1.0622 | 89.9164 | 91.7406 | 0 | 94.9906 | 0 | 97.5691 | 0.98632 | 0.99919 | 0.52816 | 0 | 0 | 0 | 1 | 0 | 0.96776 | 0.70673 | 0 | 0.88998 | AM | 21 | bw_2.11 | 1.08 | 1.05 | 0.99 | 153999.9998 | 495000000.8
40 | 500.1.18 | 618.75 | 275 | 0 | 1611136.1753 | 0 | 0 | 1390807.1086 | 275 | 500.1.18 | 11 | 0 | 87116.3494 | 36939.8241 | 0 | 0 | 302281.8749 | 385154.649 | 81084.7102 | 246.5157 | 0.29724 | 0.25659 | 0.28242 | 0 | 0.29724 | 0 | 0.14471 | 0 | 2.9873 | 1 | 1 | 1 | 0 | 6.6571 | 12.7052 | 94.9994 | 97.7992 | 0 | 114.3617 | 0 | 120.229 | 0.99276 | 1 | 0.50318 | 0 | 0 | 0 | 1 | 0 | 0.6306 | 0.12884 | 0 | 0.99 | AN | 13 | bw_2.8 | 1.07 | 1.03 | 0.99 | 69999.9998 | 274999998
41 | 500.1.2 | 1055.7534 | 472 | 0 | 2957209.2732 | 22 | 0 | 2581004.9234 | 469.2237 | 500.1.2 | 22 | 0 | 48542.8374 | 2280.2141 | 0 | 0 | 315677.4529 | 394775.6446 | 2401.6797 | 282.7632 | 0.31975 | 0.27908 | 0.31143 | 0 | 0.31975 | 0 | 0.2433 | 0.00051114 | 2.9296 | 18.6199 | 1 | 1 | 0 | 4.6892 | 0.73132 | 88.2956 | 89.9013 | 0 | 93.716 | 0 | 96.1133 | 0.98784 | 0.99999 | 0.5176 | 0 | 0 | 0 | 1 | 0 | 0.9772 | 0.51457 | 0 | 0.8138 | AO | 34 | bw_2.14 | 1.09 | 1.03 | 0.98 | 143267.3586 | 469223712.6748
42 | 500.1.3 | 1068.75 | 475 | 0 | 2907831.2388 | 0 | 0 | 2524782.3499 | 475 | 500.1.3 | 19 | 0 | 63187.1068 | 27688.1017 | 0 | 0 | 294211.6379 | 376720.0348 | 62535.6222 | 265.3445 | 0.31059 | 0.26968 | 0.29777 | 0 | 0.31059 | 0 | 0.13877 | 0.0015789 | 2.9552 | 3.2263 | 1 | 1 | 0 | 5.4076 | 9.103 | 90.8974 | 93.03 | 0 | 105.4081 | 0 | 109.7429 | 0.99306 | 0.99998 | 0.51119 | 0 | 0 | 0 | 1 | 0 | 0.72312 | 0.36813 | 0 | 0.96774 | AP | 7 | bw_2.9 | 1.08 | 1.03 | 0.99 | 130000.0002 | 475000001
43 | 500.1.6 | 946.4537 | 423.25 | 0 | 2520925.6809 | 21 | 0 | 2186960.9056 | 420.6461 | 500.1.6 | 21 | 0 | 47755.7202 | 1519.4871 | 0 | 0 | 240520.0193 | 321201.4091 | 2054.2311 | 259.7973 | 0.30406 | 0.26378 | 0.29209 | 0 | 0.30406 | 0 | 0.40216 | 0.51216 | 2.9935 | 18.5258 | 1 | 1 | 0 | 4.9001 | 0.51073 | 92.8758 | 95.1448 | 0 | 98.2867 | 0 | 101.3834 | 0.97989 | 0.99488 | 0.50163 | 0 | 0 | 0 | 1 | 0 | 0.98481 | 0.52244 | 0 | 0.81474 | AQ | 13 | bw_2.11 | 1.08 | 1.05 | 0.99 | 179189.4819 | 420646069.1384
44 | 500.1.7 | 1211.0625 | 538.5 | 0 | 3239137.5615 | 0 | 0 | 2807546.284 | 538.25 | 500.1.7 | 22 | 0 | 74971.7586 | 21854.6346 | 0 | 0 | 236805.1663 | 319309.5554 | 22618.3441 | 258.1336 | 0.30532 | 0.26464 | 0.29067 | 0 | 0.30532 | 0 | 0.11242 | 0 | 2.9986 | 3.4821 | 1 | 1 | 0 | 5.991 | 7.3746 | 92.4792 | 94.8199 | 0 | 105.8449 | 0 | 110.251 | 0.99438 | 1 | 0.50034 | 0 | 0 | 0 | 1 | 0 | 0.78145 | 0.25028 | 0 | 0.96518 | AR | 23 | bw_2.11 | 1.08 | 1.05 | 0.99 | 115000.0002 | 538250002.6499
45 | 500.1.9 | 642.9375 | 285.75 | 0 | 1689106.4854 | 0 | 0 | 1462703.5571 | 285.75 | 500.1.9 | 12 | 0 | 39255.6771 | 1708.3086 | 0 | 0 | 270534.1539 | 352538.5008 | 38206.6202 | 253.6333 | 0.29991 | 0.25971 | 0.2867 | 0 | 0.29991 | 0 | 0.19062 | 0.014873 | 2.9501 | 11.1715 | 1 | 1 | 0 | 4.6146 | 0.58634 | 94.1706 | 96.6448 | 0 | 99.3715 | 0 | 102.6525 | 0.99047 | 0.99985 | 0.51247 | 0 | 0 | 0 | 1 | 0 | 0.98292 | 0.60744 | 0 | 0.88829 | AS | 20 | bw_2.9 | 1.08 | 1.03 | 0.99 | 85000 | 285750000
46 | 500_1.2.1 | 2531.25 | 1124.75 | 0 | 7333347.2582 | 0 | 0 | 6402597.8701 | 1125 | 500_1.2.1 | 45 | 0 | 120794.8007 | 55564.9917 | 0 | 0 | 371388.03 | 452583.26 | 42810.3461 | 289.9511 | 0.33072 | 0.28875 | 0.32204 | 0 | 0.33072 | 0 | 0.18204 | 0.00044444 | 2.5866 | 1.0009 | 1 | 1 | 0 | 7.2499 | 17.2056 | 85.3607 | 86.8815 | 0 | 109.8162 | 0 | 114.8941 | 0.9909 | 1 | 0.60335 | 0 | 0 | 0 | 1 | 0 | 0.44435 | 0.0019221 | 0 | 0.98999 | AT | 12 | bw_2.5 | 1.07 | 1.01 | 1 | 189999.9996 | 1124999994.0001
47 | 500_1.2.2 | 1944.5625 | 864.25 | 0 | 5388250.9998 | 0 | 0 | 4681857.6252 | 864.25 | 500_1.2.2 | 37 | 0 | 101574.9951 | 76832.1493 | 0 | 0 | 333702.9921 | 416368.5832 | 80411.6226 | 270.4474 | 0.31632 | 0.27485 | 0.30436 | 0 | 0.31632 | 0 | 0.17395 | 0 | 2.8826 | 1 | 1 | 1 | 0 | 6.8255 | 24.8572 | 89.2664 | 91.2996 | 0 | 120.949 | 0 | 127.7641 | 0.9913 | 1 | 0.52935 | 0 | 0 | 0 | 1 | 0 | 0.23168 | 0.043399 | 0 | 0.99 | AU | 27 | bw_2.8 | 1.07 | 1.03 | 0.99 | 149000.0002 | 864250002.1001
48 | 500_1.2.3 | 2137.5 | 950 | 0 | 6137221.8554 | 0 | 0 | 5362125.8194 | 950 | 500_1.2.3 | 38 | 0 | 70118.5201 | 53232.6326 | 0 | 0 | 322830.4135 | 404659.0983 | 50875.119 | 289.3292 | 0.32776 | 0.28637 | 0.31865 | 0 | 0.32776 | 0 | 0.14494 | 0.00026316 | 2.9253 | 1.0005 | 1 | 1 | 0 | 5.389 | 16.6209 | 86.1365 | 87.6102 | 0 | 108.1464 | 0 | 112.8017 | 0.99275 | 1 | 0.51868 | 0 | 0 | 0 | 1 | 0 | 0.46767 | 0.29881 | 0 | 0.98999 | AV | 7 | bw_2.13 | 1.09 | 1.03 | 0.99 | 179999.9998 | 950000002
49 | 500_1.2.4 | 2383.8277 | 1062.5 | 0 | 6770286.5257 | 29 | 0 | 5921098.9549 | 1059.479 | 500_1.2.4 | 50 | 0 | 19964.1803 | 3020.6866 | 0 | 0 | 266208.6098 | 346329.4726 | 8391.9616 | 289.6172 | 0.32421 | 0.28355 | 0.31612 | 0 | 0.32421 | 0 | 0.28753 | 0.64538 | 2.8916 | 16.7565 | 1 | 1 | 0 | 3.5262 | 0.96367 | 87.0922 | 88.4961 | 0 | 91.582 | 0 | 93.6314 | 0.98562 | 0.99355 | 0.52709 | 0 | 0 | 0 | 1 | 0 | 0.96979 | 0.80036 | 0 | 0.83243 | AW | 13 | bw_2.10 | 1.09 | 1.03 | 0.98 | 279344.0289 | 1059478967.5624
50 | 500_1.2.5 | 2291.0625 | 1018.5 | 0 | 6702847.0927 | 4 | 0 | 5875983.091 | 1018.25 | 500_1.2.5 | 41 | 0 | 30134.6668 | 20760.4354 | 0 | 0 | 298850.0697 | 379814.4447 | 27798.0396 | 301.227 | 0.33398 | 0.29278 | 0.32656 | 0 | 0.33398 | 0 | 0.23171 | 0.0014731 | 2.9566 | 5.6983 | 1 | 1 | 0 | 3.7955 | 6.3418 | 84.5316 | 85.6887 | 0 | 94.669 | 0 | 97.2527 | 0.98841 | 0.99999 | 0.51086 | 0 | 0 | 0 | 1 | 0 | 0.7924 | 0.69865 | 0 | 0.94302 | AX | 5 | bw_2.14 | 1.09 | 1.03 | 0.98 | 172999.9996 | 1018249996.95
51 | 500_1.2.6 | 1575 | 700 | 0 | 4551009.7613 | 5 | 0 | 3983802.8047 | 700 | 500_1.2.6 | 28 | 0 | 47034.3151 | 22169.3065 | 0 | 0 | 317214.3081 | 397564.4379 | 19173.3383 | 295.3987 | 0.32986 | 0.28874 | 0.32213 | 0 | 0.32986 | 0 | 0.16429 | 0 | 2.9057 | 5.1371 | 1 | 1 | 0 | 4.4837 | 6.874 | 85.5858 | 86.8831 | 0 | 96.9434 | 0 | 99.8602 | 0.99179 | 1 | 0.52357 | 0 | 0 | 0 | 1 | 0 | 0.77831 | 0.52966 | 0 | 0.94863 | AY | 19 | bw_2.14 | 1.09 | 1.03 | 0.98 | 110000.0002 | 700000003.5
52 | 500_1.2.7 | 2306.25 | 1025 | 0 | 6645146.9191 | 3 | 0 | 5807707.7243 | 1025 | 500_1.2.7 | 41 | 0 | 93867.626 | 23460.6156 | 0 | 0 | 353712.4463 | 433613.5103 | 18332.6036 | 291.2691 | 0.32892 | 0.28747 | 0.32052 | 0 | 0.32892 | 0 | 0.22385 | 0 | 2.8095 | 3.6712 | 1 | 1 | 0 | 6.2624 | 7.2749 | 85.8494 | 87.292 | 0 | 99.3866 | 0 | 102.7797 | 0.98881 | 1 | 0.54762 | 0 | 0 | 0 | 1 | 0 | 0.76539 | 0.11699 | 0 | 0.96329 | AZ | 17 | bw_2.12 | 1.07 | 1.01 | 1 | 169999.9998 | 1024999997.9999
53 | 500_1.2.8 | 1575 | 699.75 | 0 | 4540141.4864 | 0 | 0 | 3964377.9428 | 700 | 500_1.2.8 | 28 | 0 | 88967.9975 | 60213.5974 | 0 | 0 | 344654.4109 | 426011.8955 | 47127.5906 | 288.9043 | 0.32907 | 0.28734 | 0.31962 | 0 | 0.32907 | 0 | 0.14111 | 0.00071429 | 1.9932 | 1.0014 | 1 | 1 | 0 | 6.0789 | 18.7364 | 85.7869 | 87.3039 | 0 | 110.6022 | 0 | 115.7228 | 0.99294 | 0.99999 | 0.75171 | 0 | 0 | 0 | 1 | 0 | 0.39786 | 0.11277 | 0 | 0.98999 | BA | 16 | bw_2.5 | 1.07 | 1.01 | 1 | 170000 | 699999997.5001
54 | 500_2.2.1 | 2250 | 1000 | 0 | 5748391.7436 | 0 | 0 | 4959040.3971 | 1000 | 500_2.2.1 | 40 | 0 | 76884.1248 | 16503.0018 | 0 | 0 | 254280.0216 | 337032.0359 | 42240.2388 | 241.3468 | 0.29165 | 0.2516 | 0.2756 | 0 | 0.29165 | 0 | 0.1226 | 0 | 2.999 | 5.202 | 1 | 1 | 0 | 6.3435 | 5.7419 | 96.8288 | 99.7479 | 0 | 108.9142 | 0 | 113.7532 | 0.99387 | 1 | 0.50025 | 0 | 0 | 0 | 1 | 0 | 0.83497 | 0.23129 | 0 | 0.94798 | BB | 35 | bw_2.11 | 1.08 | 1.05 | 0.99 | 139999.9998 | 999999993.5001
55 | 500_2.2.2 | 2000.2873 | 892.25 | 0 | 4847678.1417 | 33 | 0 | 4155537.1188 | 889.0166 | 500_2.2.2 | 41 | 0 | 103047.1176 | 6712.5271 | 0 | 0 | 207749.4425 | 290248.0081 | 5515.5166 | 222.4258 | 0.27665 | 0.23715 | 0.25811 | 0 | 0.27665 | 0 | 0.20828 | 1.0953 | 2.9986 | 16.2887 | 1 | 1 | 0 | 7.8776 | 2.4474 | 102.105 | 105.861 | 0 | 112.43 | 0 | 117.9047 | 0.98959 | 0.98905 | 0.50035 | 0 | 0 | 0 | 1 | 0 | 0.93287 | 0.061471 | 0 | 0.83711 | BC | 42 | bw_2.11 | 1.08 | 1.05 | 0.99 | 188905.2005 | 889016586.9854
56 | 500_2.2.3 | 1528.3125 | 679.25 | 0 | 3654787.5769 | 0 | 0 | 3127998.5462 | 679.25 | 500_2.2.3 | 34 | 0 | 99447.0689 | 24185.3083 | 0 | 0 | 294046.6605 | 377039.44 | 83539.0446 | 218.0898 | 0.27299 | 0.23364 | 0.25541 | 0 | 0.27299 | 0 | 0.15387 | 0 | 2.9886 | 3.82 | 1 | 1 | 0 | 7.8095 | 8.9647 | 103.4755 | 107.4468 | 0 | 120.2497 | 0 | 127.043 | 0.99231 | 1 | 0.50285 | 0 | 0 | 0 | 1 | 0 | 0.75815 | 0.039874 | 0 | 0.9618 | BD | 28 | bw_2.8 | 1.07 | 1.03 | 0.99 | 135000.0002 | 679250004.2
57 | 500_2.2.4 | 1518.75 | 675 | 0 | 3775568.3259 | 0 | 0 | 3249174.4214 | 675 | 500_2.2.4 | 27 | 0 | 80338.1833 | 7729.2855 | 0 | 0 | 275278.2321 | 358124.29 | 61860.8772 | 232.7936 | 0.28379 | 0.24422 | 0.26785 | 0 | 0.28379 | 0 | 0.12837 | 0 | 2.9981 | 8.3911 | 1 | 1 | 0 | 6.6865 | 2.735 | 99.5473 | 102.8055 | 0 | 108.9689 | 0 | 113.7511 | 0.99358 | 1 | 0.50046 | 0 | 0 | 0 | 1 | 0 | 0.92271 | 0.20498 | 0 | 0.91609 | BE | 24 | bw_2.9 | 1.08 | 1.03 | 0.99 | 140000.0002 | 675000000
58 | 500_2.2.5 | 2797.3125 | 1243.25 | 0 | 6898604.5788 | 0 | 0 | 5922707.5111 | 1243.25 | 500_2.2.5 | 50 | 0 | 116483.7955 | 32503.1499 | 0 | 0 | 235374.0028 | 318346.0342 | 44643.021 | 227.2918 | 0.28152 | 0.2417 | 0.26283 | 0 | 0.28152 | 0 | 0.12928 | 0 | 2.994 | 1.9298 | 1 | 1 | 0 | 8.332 | 11.7693 | 100.3128 | 103.836 | 0 | 120.4141 | 0 | 127.2476 | 0.99354 | 1 | 0.50151 | 0 | 0 | 0 | 1 | 0 | 0.67497 | 1.1023e-05 | 0 | 0.9807 | BF | 57 | bw_2.11 | 1.08 | 1.05 | 0.99 | 192000 | 1243249998.55
59 | 501.1.10 | 545.9853 | 243.25 | 0 | 1311844.7865 | 0 | 0 | 1118123.6078 | 242.6601 | 501.1.10 | 17 | 0 | 18251.1295 | 4159.4461 | 0 | 0 | 85743.8318 | 75110.5635 | 30075.1716 | 218.8591 | 0.27428 | 0.23378 | 0.25499 | 0 | 0.27428 | 0 | 1.5113 | 21.6566 | 2.9927 | 22.7457 | 1 | 1 | 0 | 4.0875 | 1.5623 | 103.046 | 107.4567 | 0 | 108.6958 | 0 | 114.0864 | 0.92443 | 0.78343 | 0.50183 | 0 | 0 | 0 | 1 | 0.24889 | 0.95841 | 0.81749 | 0 | 0.77254 | BG | 23 | bw_1.0 | 0.99 | 0.95 | 0.97 | 160689.0401 | 242660145.2454
60 | 501.1.11 | 1234.6875 | 548.5 | 0 | 2942712.3306 | 0 | 0 | 2508093.2265 | 548.75 | 501.1.11 | 26 | 0 | 49583.8358 | 663.0392 | 0 | 0 | 29434.2715 | 100419.0056 | 68936.4535 | 209.5262 | 0.27207 | 0.23189 | 0.25095 | 0 | 0.27207 | 0 | 0.37018 | 2.8197 | 3.2466 | 17.6008 | 0.96219 | 0.96219 | 0 | 5.5653 | 0.25144 | 103.8456 | 108.2887 | 0 | 109.6623 | 0 | 115.1156 | 0.98149 | 0.9718 | 0.43835 | 0 | 0 | 0.041196 | 0.96219 | 0.02651 | 0.99337 | 0.50416 | 0 | 0.82399 | BH | 53 | bw_4.2 | 1.01 | 0.97 | 0.99 | 155999.9994 | 548749993.75
61 | 501.1.12 | 704.25 | 313 | 0 | 1655786.9476 | 0 | 0 | 1408651.6198 | 313 | 501.1.12 | 17 | 0 | 64231.3936 | 3867.3128 | 0 | 0 | 47635.0483 | 129462.6447 | 96502.1714 | 205.8489 | 0.26839 | 0.22834 | 0.2461 | 0 | 0.26839 | 0 | 0.20365 | 0.011981 | 2.976 | 10.6374 | 1 | 1 | 0 | 6.3127 | 1.4883 | 105.2026 | 109.8914 | 0 | 113.0037 | 0 | 119.0633 | 0.98982 | 0.99988 | 0.50599 | 0 | 0 | 0 | 1 | 0 | 0.96133 | 0.35769 | 0 | 0.89363 | BI | 96 | bw_4.2 | 1.01 | 0.97 | 0.99 | 150000 | 312999997.75
62 | 501.1.3 | 677.8125 | 301.25 | 0 | 1620935.97 | 1 | 0 | 1385530.9523 | 301.25 | 501.1.3 | 13 | 0 | 83884.4664 | 82.4673 | 0 | 0 | 110029.5709 | 125919.1085 | 15200.4629 | 212.9767 | 0.27299 | 0.23335 | 0.25196 | 0 | 0.27299 | 0 | 0.3007 | 4.4871 | 3.2382 | 27.6274 | 0.91701 | 0.91701 | 0 | 7.1034 | 0.031438 | 103.4398 | 107.5446 | 0 | 110.5746 | 0 | 115.893 | 0.98496 | 0.95513 | 0.44046 | 0 | 0 | 0 | 0.91701 | 0 | 0.99918 | 0.16116 | 0 | 0.72373 | BJ | 30 | bw_3.0 | 1.01 | 0.95 | 0.97 | 79999.9996 | 301249996.05
63 | 501.1.5 | 394.4121 | 176.5 | 0 | 912107.3156 | 12 | 0 | 777234.0273 | 175.2943 | 501.1.5 | 12 | 0 | 70659.5082 | 715.3949 | 0 | 0 | 128126.5764 | 120354.3065 | 1820.97 | 210.9512 | 0.26399 | 0.22496 | 0.25098 | 0 | 0.26399 | 0 | 0.62964 | 23.273 | 3.6041 | 43.8077 | 0.80264 | 0.80264 | 0 | 6.7245 | 0.28022 | 106.986 | 111.5798 | 0 | 113.9907 | 0 | 119.8021 | 0.96852 | 0.76727 | 0.34896 | 0 | 0 | 0 | 0.80264 | 0 | 0.99285 | 0.2934 | 0 | 0.56192 | BK | 30 | bw_3.0 | 1.01 | 0.95 | 0.97 | 118105.2231 | 175294263.4453
64 | 501.1.7 | 506.25 | 225 | 0 | 1309964.0667 | 0 | 0 | 1124086.2879 | 225 | 501.1.7 | 9 | 0 | 28461.6714 | 4181.7599 | 0 | 0 | 12737.5622 | 86022.5798 | 63409.1499 | 238.9655 | 0.29539 | 0.25347 | 0.28012 | 0 | 0.29539 | 0 | 0.52982 | 1.5911 | 3.1222 | 13.0756 | 1 | 1 | 0 | 4.2231 | 1.4466 | 95.5731 | 98.9733 | 0 | 101.2428 | 0 | 105.5808 | 0.97351 | 0.98409 | 0.46944 | 0 | 0 | 0.4905 | 1 | 0.13977 | 0.95818 | 0.71538 | 0 | 0.86924 | BL | 49 | bw_4.2 | 1.01 | 0.97 | 0.99 | 69999.9998 | 225000000
65 | 501.1.8 | 609.75 | 271 | 0 | 1508626.3207 | 5 | 0 | 1294637.6178 | 271 | 501.1.8 | 11 | 0 | 66566.003 | 1570.596 | 0 | 0 | 118248.5633 | 115498.1089 | 13654.5574 | 229.5784 | 0.28244 | 0.24238 | 0.26838 | 0 | 0.28244 | 0 | 0.44574 | 15.1089 | 3.7149 | 36.3782 | 0.91328 | 0.91328 | 0 | 6.099 | 0.57368 | 99.9715 | 103.5259 | 0 | 106.6441 | 0 | 111.3025 | 0.97771 | 0.84891 | 0.32126 | 0 | 0 | 0 | 0.91328 | 0 | 0.98429 | 0.33434 | 0 | 0.63622 | BM | 20 | bw_3.0 | 1.01 | 0.95 | 0.97 | 95999.9996 | 270999999.15
66 | 501.1.9 | 851.625 | 378.5 | 0 | 2156361.2489 | 7 | 0 | 1845534.2936 | 378.5 | 501.1.9 | 19 | 0 | 20968.0655 | 1218.335 | 0 | 0 | 76146.9448 | 75289.2988 | 16994.76 | 234.0614 | 0.28905 | 0.24738 | 0.27131 | 0 | 0.28905 | 0 | 1.225 | 7.3976 | 3.0059 | 21.5376 | 0.9247 | 0.9247 | 0 | 3.9899 | 0.43693 | 97.8367 | 101.64 | 0 | 102.2636 | 0 | 106.8126 | 0.93875 | 0.92602 | 0.49851 | 0 | 0 | 0 | 0.9247 | 0.24711 | 0.98782 | 0.79032 | 0 | 0.78462 | BN | 9 | bw_4.1 | 1.01 | 0.97 | 0.99 | 150000.0004 | 378500003.6499
67 | 501_1.2.1 | 2422.7437 | 1077.5 | 0 | 6316003.2666 | 9 | 0 | 5441688.2359 | 1076.775 | 501_1.2.1 | 51 | 0 | 44506.5242 | 1122.0226 | 0 | 0 | 105527.8185 | 98161.7881 | 20341.7061 | 248.4522 | 0.2976 | 0.2564 | 0.28626 | 0 | 0.2976 | 0 | 0.69526 | 16.6422 | 3.2959 | 32.3315 | 1 | 1 | 0 | 4.8707 | 0.38706 | 94.9094 | 97.8976 | 0 | 100.1671 | 0 | 104.0004 | 0.96524 | 0.83358 | 0.42602 | 0 | 0 | 0 | 1 | 0.043728 | 0.98878 | 0.55493 | 0 | 0.67668 | BO | 11 | bw_3.0 | 1.01 | 0.95 | 0.97 | 294552.1611 | 1076774963.4354
68 | 501_1.2.2 | 1575.5625 | 700.25 | 0 | 3761985.9281 | 0 | 0 | 3202271.7225 | 700.25 | 501_1.2.2 | 36 | 0 | 41241.854 | 10647.0198 | 0 | 0 | 35280.7752 | 110320.2507 | 104911.7594 | 208.6785 | 0.27257 | 0.23202 | 0.2482 | 0 | 0.27257 | 0 | 0.1859 | 0.58586 | 2.9179 | 7.8254 | 1 | 1 | 0 | 5.1708 | 3.9801 | 103.5959 | 108.1526 | 0 | 112.7468 | 0 | 118.9024 | 0.99071 | 0.99414 | 0.52053 | 0 | 0 | 0.039122 | 1 | 0.0061123 | 0.89353 | 0.58758 | 0 | 0.92175 | BP | 94 | bw_4.2 | 1.01 | 0.97 | 0.99 | 187000 | 700250000.7
69 | 501_1.2.3 | 1681.875 | 747.75 | 0 | 4443191.5798 | 0 | 0 | 3821618.3215 | 747.5 | 501_1.2.3 | 30 | 0 | 41515.5135 | 671.4665 | 0 | 0 | 29896.753 | 72106.5103 | 39492.8637 | 248.2403 | 0.30158 | 0.25939 | 0.2879 | 0 | 0.30158 | 0 | 0.64402 | 2.1393 | 2.6985 | 16.3612 | 1 | 1 | 0 | 4.6823 | 0.23518 | 93.6874 | 96.8068 | 0 | 98.6048 | 0 | 102.5253 | 0.9678 | 0.97861 | 0.57537 | 0 | 0 | 0.069474 | 1 | 0.27893 | 0.99329 | 0.58484 | 0 | 0.83639 | BQ | 25 | bw_4.2 | 1.01 | 0.97 | 0.99 | 151000 | 747500000.55
70 | 501_1.2.4 | 1663.3125 | 739.5 | 0 | 3907205.4485 | 0 | 0 | 3331330.6084 | 739.25 | 501_1.2.4 | 36 | 0 | 83833.116 | 2688.2462 | 0 | 0 | 87091.876 | 123408.4464 | 33472.8992 | 207.4391 | 0.26816 | 0.22863 | 0.2467 | 0 | 0.26816 | 0 | 0.33804 | 2.604 | 2.929 | 15.1827 | 1 | 1 | 0 | 7.2304 | 1.0358 | 105.3035 | 109.759 | 0 | 113.5696 | 0 | 119.4567 | 0.9831 | 0.97396 | 0.51775 | 0 | 0 | 0 | 1 | 0 | 0.97312 | 0.16448 | 0 | 0.84817 | BR | 45 | bw_3.0 | 1.01 | 0.95 | 0.97 | 195000.0002 | 739250001.1
71 | 501_1.2.5 | 2334.375 | 1037.5 | 0 | 5870887.5797 | 0 | 0 | 5042422.2163 | 1037.5 | 501_1.2.5 | 42 | 0 | 52220.6938 | 548.9135 | 0 | 0 | 87947.2593 | 100610.298 | 34498.8218 | 232.9133 | 0.2871 | 0.24658 | 0.27066 | 0 | 0.2871 | 0 | 0.63019 | 5.3475 | 3.0135 | 22.3186 | 0.9759 | 0.9759 | 0 | 5.3761 | 0.19618 | 98.3596 | 101.7738 | 0 | 103.9319 | 0 | 108.2614 | 0.96849 | 0.94653 | 0.49663 | 0 | 0 | 0 | 0.9759 | 0.050418 | 0.99451 | 0.47779 | 0 | 0.77681 | BS | 18 | bw_3.0 | 1.01 | 0.95 | 0.97 | 210000.0002 | 1037500002.5001
72 | 501_1.2.6 | 2531.25 | 1125 | 0 | 6228461.2026 | 0 | 0 | 5322517.7483 | 1125 | 501_1.2.6 | 45 | 0 | 49401.1854 | 7755.7536 | 0 | 0 | 37222.4812 | 117611.2897 | 100657.3684 | 218.592 | 0.28089 | 0.24004 | 0.25857 | 0 | 0.28089 | 0 | 0.22331 | 0.28511 | 3.0469 | 9.7187 | 1 | 1 | 0 | 5.3773 | 2.8318 | 100.5309 | 104.5459 | 0 | 108.7401 | 0 | 114.1537 | 0.98883 | 0.99715 | 0.48828 | 0 | 0 | 0.043763 | 1 | 0.0011285 | 0.92244 | 0.50599 | 0 | 0.90281 | BT | 90 | bw_4.2 | 1.01 | 0.97 | 0.99 | 190000.0004 | 1125000001.0001
73 | 501_1.2.7 | 2138.625 | 950.5 | 0 | 5212852.7309 | 0 | 0 | 4434455.9863 | 950.5 | 501_1.2.7 | 46 | 0 | 19377.8582 | 1463.6064 | 0 | 0 | 15627.7623 | 75892.9251 | 60801.8245 | 215.5851 | 0.27825 | 0.2367 | 0.25697 | 0 | 0.27825 | 0 | 0.36622 | 4.1975 | 2.722 | 17.3419 | 1 | 1 | 0 | 4.0772 | 0.53444 | 101.5348 | 106.0857 | 0 | 106.1464 | 0 | 111.5074 | 0.98169 | 0.95802 | 0.5695 | 0 | 0 | 0.48504 | 1 | 0.24107 | 0.98536 | 0.80622 | 0 | 0.82658 | BU | 49 | bw_4.2 | 1.01 | 0.97 | 0.99 | 272000 | 950500007.75
74 | 501_1.2.8 | 2010.375 | 893.5 | 0 | 5283828.7244 | 2 | 0 | 4546748.4123 | 893.5 | 501_1.2.8 | 36 | 0 | 35014.9957 | 2180.7378 | 0 | 0 | 59035.3178 | 80446.341 | 25516.6252 | 248.4712 | 0.30003 | 0.25818 | 0.28747 | 0 | 0.30003 | 0 | 0.59115 | 6.9225 | 2.7756 | 21.2966 | 1 | 1 | 0 | 4.447 | 0.74955 | 94.1893 | 97.2798 | 0 | 99.3858 | 0 | 103.3202 | 0.97044 | 0.93078 | 0.5561 | 0 | 0 | 0 | 1 | 0.19554 | 0.97819 | 0.64985 | 0 | 0.78703 | BV | 11 | bw_4.1 | 1.01 | 0.97 | 0.99 | 149999.9994 | 893499997.2
75 | 501_1.2.9 | 1580.0625 | 702.25 | 0 | 3767450.2024 | 0 | 0 | 3215235.1313 | 702.25 | 501_1.2.9 | 30 | 0 | 66945.9208 | 3938.4807 | 0 | 0 | 49949.8062 | 98205.413 | 50905.7551 | 211.5326 | 0.27219 | 0.23229 | 0.252 | 0 | 0.27219 | 0 | 0.30239 | 2.4956 | 2.9324 | 13.3771 | 0.95372 | 0.95372 | 0 | 6.3591 | 1.4906 | 103.7994 | 108.1023 | 0 | 111.6491 | 0 | 117.3048 | 0.98488 | 0.97504 | 0.51691 | 0 | 0 | 0 | 0.95372 | 0.045585 | 0.96062 | 0.33054 | 0 | 0.86623 | BW | 35 | bw_4.2 | 1.01 | 0.97 | 0.99 | 135999.9996 | 702249997.25
76 | 7 | 754.875 | 335.5 | 0 | 1749964.3032 | 5 | 0 | 1487225.9165 | 335.5 | 7 | 22 | 0 | 88242.5305 | 33507.4543 | 0 | 0 | 89724.3091 | 274992.6821 | 13875.3436 | 205.3258 | 0.26464 | 0.2249 | 0.24362 | 0 | 0.26464 | 0 | 0.16565 | 0.2377 | 2.6992 | 4.0447 | 1 | 0 | 0 | 7.5281 | 12.954 | 106.6826 | 111.5498 | 0 | 127.1647 | 0 | 135.65 | 0.99172 | 0.99762 | 0.57519 | 0 | 0 | 0 | 0.5 | 0 | 0.66493 | 0.11876 | 0 | 0.95955 | BX | 208 | bw_7.0 | 1.13 | 1.33 | 1.3 | 116000 | 335500000.5
77 | 8 | 979.3125 | 435.25 | 0 | 2277857.2981 | 5 | 0 | 1936219.8934 | 435.25 | 8 | 30 | 0 | 85806.5142 | 26098.1494 | 0 | 0 | 86613.6646 | 266526.0825 | 16110.0714 | 206.0587 | 0.26552 | 0.2257 | 0.24467 | 0 | 0.26552 | 0 | 0.14949 | 0.18323 | 2.69 | 5.9316 | 1 | 0 | 0 | 7.3898 | 10.0873 | 106.3337 | 111.1656 | 0 | 123.8108 | 0 | 131.7284 | 0.99253 | 0.99817 | 0.57749 | 0 | 0 | 0 | 0.5 | 0 | 0.73902 | 0.14285 | 0 | 0.94068 | BY | 200 | bw_7.0 | 1.13 | 1.33 | 1.3 | 169000 | 435250000.35
78 | 9 | 849.375 | 377.5 | 0 | 2030221.2435 | 0 | 0 | 1723477.497 | 377.5 | 9 | 30 | 0 | 63839.8083 | 1812.7809 | 0 | 0 | 63965.1171 | 200116.2087 | 56955.5972 | 209.8201 | 0.27286 | 0.23163 | 0.2519 | 0 | 0.27286 | 0 | 0.15828 | 0.10596 | 2.6742 | 11.7364 | 1 | 0 | 0 | 6.1884 | 0.67915 | 103.491 | 108.3363 | 0 | 110.3585 | 0 | 116.4259 | 0.99209 | 0.99894 | 0.58146 | 0 | 0 | 0 | 0.5 | 0 | 0.98187 | 0.3616 | 0 | 0.88264 | BZ | 133 | bw_7.0 | 1.13 | 1.33 | 1.3 | 242000.0002 | 377499999.95

## CSP_Data_Calc
Change PV, CSP co-location fields
List used for criteria in Scoring criteria worksheet
Country | botswana_CSP | [21 empty] | SUM_zLCOEtotSub_6h
SUM_zLCOEtotTrans_6h
SUM_zLCOEgen_6h
SUM_zSubCost_6h
SUM_zTransCost_6h
SUM_zRoadCost_6h
[23 empty] | capacityValueRatio_chosen3peakHours_multiyear | [79 empty] | '
[23 empty] | Max | 1.4583 | 20.5013 | 3 | 30.1834 | 1 | 1 | 0.28577 | 0.49942 | 0 | 11.5206 | 17.4682 | 207.6752 | 220.9364 | 0 | 0 | 239.5525 | 238.7696 | 0.9772 | 1 | 0.63115 | 0.47989 | [15 empty] | 0 | 0 | 0
[63 empty] | SUM_ScWater |  |  | SUM_zTransCost_6h | SUM_zSubCost_6h | SUM_zRoadCost_6h | SUM_zLCOEgen_6h | SUM_zLCOEtotTrans_6h | SUM_zLCOEtotSub_6h | capacityValueRatio_chosen3peakHours_multiyear | [11 empty] | SUM_zLCOEtotSub_6h |  |  |  |  | Based on | Zone ranking based on zone score | [6 empty] | Zone ranking based on total LCOE
[23 empty] | Min | 0.114 | 0.00037736 | 2.1066 | 1 | 0.93846 | 0.014089 | 0.25649 | 0.45531 | 0 | 2.2834 | 0.11833 | 186.8128 | 201.7821 | 0 | 0 | 193.5765 | 206.1993 | 0.70834 | 0.79499 | 0.33333 | 0.00035195 | [15 empty] | 0 | 0 | 0 | [21 empty] | SUM_zLCOEtotTrans_6h | SUM_ElectGen_6h |  |  |  | substation
|  | Number of Zones | 163
|  |  | 14 | [61 empty] | Weights | 0 | 0 | 0 | 0 | 0.4 | 0.4 | 0 | 0.15 | 0.1 | 0.05 | 0 | 0.05 | 0.05 | 0.05 | 0.05 | 0.05 | 0.05 | [22 empty] | Electricity Demand in 2030 |  |  | List of countries corresponding to worksheet names and scenario 2 resource thresholds in W/m2
|  | 3 | OBJECTID | GroupVal | SUM_InstalledCapacity_6h | SUM_ElectGen_0h | SUM_InstalledCapacity_0h | SUM_ElectGen_6h | SUM_ScWater | FIRST_SUM_Area | Shape_Length | Shape_Area | GroupVal_1 | FREQUENCY | SUM_zNEAR_Trans | SUM_zNEAR_Sub | SUM_zNEAR_Road | SUM_zNEAR_CSP | SUM_zNEAR_geothermal | SUM_zNEAR_allRE | SUM_zNEAR_Load | SUM_zNEAR_water | SUM_zRQ_Wm2 | SUM_zSLOPE | SUM_zPOPDEN | SUM_zLULC | SUM_zHumanFootprint | SUM_zcoloc_PV | SUM_zcoloc_wind | SUM_zCF_0h | SUM_zCF_6h | SUM_zTransCost_6h | SUM_zSubCost_6h | SUM_zRoadCost_6h | SUM_zLCOEgen_0h | SUM_zLCOEgen_6h | SUM_zLCOEtotTrans_0h | SUM_zLCOEtotTrans_6h | SUM_zLCOEtotSub_0h | SUM_zLCOEtotSub_6h | SUM_zScSlope | SUM_zScPop | SUM_zScLULC | SUM_zScREloc | SUM_zScREloc_geo | SUM_zScREloc_all | SUM_zScColoc | SUM_zScLoad | SUM_zScRoad | SUM_zScSub | SUM_zScTrans | SUM_zScHumanFootprint | zoneIdentification | 0 | 0 | 0 | 0 | 0 | 0 | 0 | 0 | 0 | Omit below threshold for # projects within 10km of water | Omit if 1 |  | SUM_zScTransCost | SUM_zScSubCost | SUM_zScRoadCost | SUM_zScLCOEgen | SUM_zScLCOEtotTrans | SUM_zScLCOEtotSub | SUM_zScCapVal | SUM_zScLoad | SUM_zScREloc | SUM_zScREloc_geo | SUM_zScREloc_all | SUM_zcoloc_PV | SUM_zcoloc_wind | SUM_zScLULC | SUM_zScPop | SUM_zScSlope | SUM_zScHumanFootprint | Total Score with weights | Total LCOE | Annual Electricity Generation MWh (discounted) | Zone ID | GroupVal | Score Ranking | Total LCOE Ranking | Zone Rank | Zone ID | GroupVal | Total Score with weights | Total LCOE | Annual Electricity Generation MWh (discounted) | Cumulative Generation Potential (GWh) | Zone Rank | Zone ID | GroupVal | Total Score with weights | Total LCOE | Annual Electricity Generation MWh (discounted) | Cumulative Generation Potential (GWh) | GroupVal In ( | Country | demand2030 | number of zones | Country | wind | CSP | PV | wind | CSP | PV
|  |  | 1 | 10 | 425 | 1784247.1215 | 750 | 1779716.5337 | 0 | 250 | 624000.0006 | 250000000.45 | 10 | 36 | 0 | 82926.6789 | 5871.3147 | 187899.3511 | 0 | 187899.3511 | 101455.7331 | 40356.4069 | 301.5593 | 0.6162 | 9.4735 | 2.3519 | 23.952 | 0.992 | 0.951 | 0.27157 | 0.47803 | 0 | 4.0268 | 1.2617 | 196.3669 | 210.628 | 0 | 0 | 205.6769 | 215.9165 | 0.87676 | 0.90526 | 0.54936 | 0 | 0 | 0 | 0.9715 | 0.026728 | 0.94129 | 0.17744 | 0 | 0.76048 | A | 0 | 0 | 0 | 0 | 0 | 0 | 0 | 0 | 0 | 0 | 0 |  | 0 | 0.81126 | 0.9341 | 0.53818 | 0 | 0.70165 | 0 | 0.026728 | 0 | 0 | 0 | 0.992 | 0.951 | 0.54936 | 0.90526 | 0.87676 | 0.76048 | 0.53641 | 215.9165 | 1779716.5337 | A | 10 | 37 | 36 | 1 | DX | 502_2.2.1 | 0.66304 | 210.8385 | 9256333.6788 | 9256.3337 | 1 | DK | 502.1.26 | 0.64966 | 206.1993 | 3266445.5282 | 3266.4455 | '502.1.26' | angola | 20294 |  | units1 | Wind Power Density | Annual Average DNI | Annual Average GHI | Wind Speed | Annual Average DNI | Annual Average GHI | Wind resource conversion |  | RE Technologies for Colocation
|  |  | 2 | 1000.0 | 76659.4458 | 324296384.8957 | 135281.375 | 323118699.3932 | 0 | 45093.7917 | 1765749.8087 | 45093791667.6681 | 1000.0 | 1880 | 0 | 253556.897 | 26303.5897 | 394799.3236 | 0 | 394799.3236 | 484191.9342 | 270017.0244 | 304.4627 | 0.22624 | 0.09164 | 2.9442 | 5.2741 | 1 | 0.043166 | 0.27365 | 0.48116 | 0 | 8.4074 | 5.5832 | 194.9602 | 209.3265 | 0 | 0 | 219.5544 | 223.3172 | 0.95475 | 0.99908 | 0.35193 | 0 | 0 | 0 | 0.52158 | 0 | 0.73699 | 0 | 0 | 0.94726 | B | 0 | 0 | 0 | 0 | 0 | 0 | 0 | 0 | 0 | 0 | 0 |  | 0 | 0.33702 | 0.68502 | 0.60612 | 0 | 0.47443 | 0 | 0 | 0 | 0 | 0 | 1 | 0.043166 | 0.35193 | 0.99908 | 0.95475 | 0.94726 | 0.40458 | 223.3172 | 323118699.3932 | B | 1000.0 | 129 | 125 | 2 | DO | 502.1.31 | 0.65165 | 209.7492 | 2864808.7118 | 12121.1424 | 2 | DW | 502.1.8 | 0.64749 | 207.9252 | 3075178.6263 | 6341.6242 | '502.1.8' | botswana | 7730 | 23 | units2 | W/m2 | W/m2 | W/m2 | m/s | kWh/m2/day | kWh/m2/day | W/m2 | m/s | wind | PV | CSP
|  |  | 3 | 1001.0 | 67329.5187 | 273345992.4385 | 118816.7976 | 273992384.2267 | 41 | 39605.5992 | 2854615.446 | 39605599201.7101 | 1001.0 | 1649 | 0 | 213315.3353 | 14923.7812 | 196417.2686 | 0 | 196417.2686 | 269400.6602 | 120569.6706 | 289.6647 | 0.16459 | 0.32237 | 2.9922 | 7.4579 | 1 | 0.20177 | 0.26262 | 0.46455 | 0 | 7.6402 | 3.2943 | 202.9531 | 216.6487 | 0 | 0 | 222.2974 | 227.5832 | 0.96708 | 0.99678 | 0.33595 | 0 | 0 | 0 | 0.60088 | 0 | 0.85076 | 0 | 0 | 0.92542 | C | 0 | 0 | 0 | 0 | 0 | 0 | 0 | 0 | 0 | 0 | 0 |  | 0 | 0.42008 | 0.81694 | 0.22385 | 0 | 0.34345 | 0 | 0 | 0 | 0 | 0 | 1 | 0.20177 | 0.33595 | 0.99678 | 0.96708 | 0.92542 | 0.35873 | 227.5832 | 273992384.2267 | C | 1001.0 | 150 | 148 | 3 | DK | 502.1.26 | 0.64966 | 206.1993 | 3266445.5282 | 15387.5879 | 3 | CT | 501_1.2.13 | 0.62885 | 208.4455 | 6743568.7497 | 13085.1929 | '501_1.2.13' | burundi | 622 |  | angola | 200 | 280 | 250 | 5.6 | 6.72 | 6 | 200 | 5.6 | PV | CSP | PV
|  |  | 4 | 1002.0 | 4951.8404 | 21165620.5006 | 8738.5419 | 21057694.3212 | 86 | 2912.8473 | 1228713.4334 | 2912847311.9093 | 1002.0 | 144 | 0 | 155370.3095 | 2186.2044 | 114771.6654 | 0 | 114771.6654 | 182670.1336 | 9986.8261 | 308.3223 | 0.28615 | 1.0189 | 2.9697 | 17.43 | 1 | 0 | 0.2765 | 0.48545 | 0 | 5.8251 | 0.46137 | 192.945 | 207.4743 | 0 | 0 | 203.9826 | 213.7607 | 0.94277 | 0.98981 | 0.34343 | 0 | 0 | 0 | 0.5 | 0 | 0.97814 | 0 | 0 | 0.8257 | D | 0 | 0 | 0 | 0 | 0 | 0 | 0 | 0 | 0 | 0 | 0 |  | 0 | 0.61658 | 0.98023 | 0.70283 | 0 | 0.76784 | 0 | 0 | 0 | 0 | 0 | 1 | 0 | 0.34343 | 0.98981 | 0.94277 | 0.8257 | 0.51222 | 213.7607 | 21057694.3212 | D | 1002.0 | 51 | 22 | 4 | DW | 502.1.8 | 0.64749 | 207.9252 | 3075178.6263 | 18462.7665 | 4 | EM | 502_2.2.23 | 0.63433 | 208.8718 | 8792841.3229 | 21878.0342 | '502_2.2.23' | drc | 21225 |  | botswana | 200 | 280 | 250 | 5.6 | 6.72 | 6 | 250 | 6 | CSP | wind | wind
|  |  | 5 | 1003.0 | 18992.4 | 77059251.1134 | 33516 | 77248400.3746 | 0 | 11172 | 3509000.0018 | 11172000000.35 | 1003.0 | 528 | 0 | 158016.4835 | 22499.762 | 114268.6343 | 0 | 113921.4594 | 174724.0668 | 144489.8624 | 289.4597 | 0.20628 | 0.64092 | 2.8363 | 5.7598 | 1 | 0.19023 | 0.26246 | 0.46431 | 0 | 6.1638 | 4.987 | 203.0757 | 216.7599 | 0 | 0 | 222.8116 | 227.9107 | 0.95874 | 0.99359 | 0.38791 | 0 | 0 | 0 | 0.59512 | 7.0943e-06 | 0.775 | 0 | 0 | 0.9424 | E | 0 | 0 | 0 | 0 | 0 | 0 | 0 | 0 | 0 | 0 | 0 |  | 0 | 0.57991 | 0.71938 | 0.21805 | 0 | 0.3334 | 0 | 7.0943e-06 | 0 | 0 | 0 | 1 | 0.19023 | 0.38791 | 0.99359 | 0.95874 | 0.9424 | 0.357 | 227.9107 | 77248400.3746 | E | 1003.0 | 151 | 149 | 5 | DI | 502.1.21 | 0.64076 | 211.4125 | 1766973.3624 | 20229.7399 | 5 | DZ | 502_2.2.11 | 0.59255 | 209.4546 | 6753752.9429 | 28631.7872 | '502_2.2.11' | djibouti | 764 |  | burundi | 200 | 260 | 230 | 5.6 | 6.24 | 5.52 | 300 | 6.4
|  |  | 6 | 1004.0 | 3746.375 | 14854385.6676 | 6611.25 | 14942354.5735 | 0 | 2203.75 | 887000.0004 | 2203750003.5 | 1004.0 | 121 | 0 | 148555.4342 | 11429.9553 | 146324.8155 | 0 | 146324.8155 | 490513.1316 | 50125.1535 | 281.7332 | 0.52556 | 0.33919 | 2.5887 | 8.0909 | 1 | 0 | 0.25649 | 0.45531 | 0 | 6.0235 | 2.5719 | 207.6752 | 220.9364 | 0 | 0 | 222.934 | 229.5318 | 0.89489 | 0.99661 | 0.47045 | 0 | 0 | 0 | 0.5 | 0 | 0.8857 | 0 | 0 | 0.91909 | F | 0 | 0 | 0 | 0 | 0 | 0 | 0 | 0 | 0 | 0 | 0 |  | 0 | 0.5951 | 0.85858 | 0 | 0 | 0.28363 | 0 | 0 | 0 | 0 | 0 | 1 | 0 | 0.47045 | 0.99661 | 0.89489 | 0.91909 | 0.3275 | 229.5318 | 14942354.5735 | F | 1004.0 | 154 | 152 | 6 | EA | 502_2.2.12 | 0.6405 | 212.5202 | 8449333.7568 | 28679.0737 | 6 | CK | 501.1.11 | 0.61649 | 209.5967 | 2809513.5277 | 31441.3007 | '501.1.11' | egypt | 455525 |  | djibouti | 300 | 260 | 250 | 6.4 | 6.24 | 6 | 350 | 6.7
|  |  | 7 | 1005.0 | 3864.95 | 15427507.9856 | 6820.5 | 15503187.367 | 0 | 2273.5 | 3859000.0005 | 2273499999.725 | 1005.0 | 259 | 0 | 272105.3312 | 16851.589 | 212054.4658 | 0 | 212054.4658 | 645036.2955 | 106418.5065 | 283.9328 | 0.53685 | 0.70359 | 2.9198 | 7.4507 | 0.99648 | 0 | 0.25821 | 0.4579 | 0 | 9.3481 | 3.7729 | 206.3191 | 219.709 | 0 | 0 | 229.589 | 232.83 | 0.89263 | 0.99296 | 0.36007 | 0 | 0 | 0 | 0.49824 | 0 | 0.83148 | 0 | 0 | 0.92549 | G | 0 | 0 | 0 | 0 | 0 | 0 | 0 | 0 | 0 | 0 | 0 |  | 0 | 0.23519 | 0.78936 | 0.06408 | 0 | 0.18236 | 0 | 0 | 0 | 0 | 0 | 0.99648 | 0 | 0.36007 | 0.99296 | 0.89263 | 0.92549 | 0.28133 | 232.83 | 15503187.367 | G | 1005.0 | 160 | 160 | 7 | EM | 502_2.2.23 | 0.63433 | 208.8718 | 8792841.3229 | 37471.915 | 7 | DO | 502.1.31 | 0.65165 | 209.7492 | 2864808.7118 | 34306.1094 | '502.1.31' | ethiopia | 21363 | 91 | drc | 200 | 260 | 210 | 5.6 | 6.24 | 5.04 | 400 | 7
|  |  | 8 | 1006.0 | 734.8243 | 2943892.0902 | 1296.7487 | 2956709.2552 | 16 | 432.2496 | 486006.1868 | 432249576.1933 | 1006.0 | 39 | 0 | 293843.2239 | 27392.0304 | 223953.6522 | 0 | 223953.6522 | 471432.1812 | 11781.0256 | 285.1453 | 0.11464 | 0.18707 | 2.7312 | 7.4842 | 1 | 0 | 0.25916 | 0.45933 | 0 | 9.9072 | 6.1177 | 205.5823 | 219.0413 | 0 | 0 | 233.9881 | 235.0661 | 0.97707 | 0.99813 | 0.42295 | 0 | 0 | 0 | 0.5 | 0 | 0.72608 | 0 | 0 | 0.92516 | H | 0 | 0 | 0 | 0 | 0 | 0 | 0 | 0 | 0 | 0 | 0 |  | 0 | 0.17466 | 0.65422 | 0.09894 | 0 | 0.11371 | 0 | 0 | 0 | 0 | 0 | 1 | 0 | 0.42295 | 0.99813 | 0.97707 | 0.92516 | 0.26165 | 235.0661 | 2956709.2552 | H | 1006.0 | 162 | 162 | 8 | DS | 502.1.38 | 0.63431 | 212.8318 | 2315060.2099 | 39786.9752 | 8 | CP | 501_1.2.1 | 0.61782 | 209.9558 | 9835311.0125 | 44141.4204 | '501_1.2.1' | kenya | 20646 | 123 | egypt | 200 | 270 | 230 | 5.6 | 6.48 | 5.52 | 450 | 7.3
|  |  | 9 | 1007.0 | 10048.7907 | 44392415.7606 | 17733.1601 | 43962466.92 | 96 | 5911.0534 | 499575.171 | 5911053377.1561 | 1007.0 | 262 | 0 | 178093.0516 | 26539.6313 | 416018.8119 | 0 | 416018.8119 | 496926.0205 | 23847.9974 | 321.4838 | 0.3151 | 0.016358 | 2.3279 | 7.5211 | 1 | 0.99148 | 0.28577 | 0.49942 | 0 | 6.2261 | 5.4636 | 186.8128 | 201.7821 | 0 | 0 | 207.248 | 213.4717 | 0.93698 | 0.99984 | 0.55736 | 0 | 0 | 0 | 0.99574 | 0 | 0.7346 | 0 | 0 | 0.92479 | I | 0 | 0 | 0 | 0 | 0 | 0 | 0 | 0 | 0 | 0 | 0 |  | 0 | 0.57317 | 0.69192 | 1 | 0 | 0.77672 | 0 | 0 | 0 | 0 | 0 | 1 | 0.99148 | 0.55736 | 0.99984 | 0.93698 | 0.92479 | 0.58121 | 213.4717 | 43962466.92 | I | 1007.0 | 25 | 20 | 9 | CT | 501_1.2.13 | 0.62885 | 208.4455 | 6743568.7497 | 46530.5439 | 9 | DX | 502_2.2.1 | 0.66304 | 210.8385 | 9256333.6788 | 53397.7541 | '502_2.2.1' | lesotho | 1309 |  | ethiopia | 200 | 280 | 250 | 5.6 | 6.72 | 6 | 500 | 7.5
|  |  | 10 | 11 | 425 | 1784247.1215 | 750 | 1779716.5337 | 0 | 250 | 624000.0006 | 250000000.45 | 11 | 36 | 0 | 82926.6789 | 5871.3147 | 187899.3511 | 0 | 187899.3511 | 101455.7331 | 40356.4069 | 301.5593 | 0.6162 | 9.4735 | 2.3519 | 23.952 | 0.992 | 0.951 | 0.27157 | 0.47803 | 0 | 4.0268 | 1.2617 | 196.3669 | 210.628 | 0 | 0 | 205.6769 | 215.9165 | 0.87676 | 0.90526 | 0.54936 | 0 | 0 | 0 | 0.9715 | 0.026728 | 0.94129 | 0.17744 | 0 | 0.76048 | J | 0 | 0 | 0 | 0 | 0 | 0 | 0 | 0 | 0 | 0 | 0 |  | 0 | 0.81126 | 0.9341 | 0.53818 | 0 | 0.70165 | 0 | 0.026728 | 0 | 0 | 0 | 0.992 | 0.951 | 0.54936 | 0.90526 | 0.87676 | 0.76048 | 0.53641 | 215.9165 | 1779716.5337 | J | 11 | 36 | 35 | 10 | DG | 502.1.19 | 0.62638 | 212.9343 | 2846220.8941 | 49376.7648 | 10 | DB | 501_1.2.7 | 0.59847 | 211.1174 | 7190405.802 | 60588.1599 | '501_1.2.7' | libya | 170000 |  | kenya | 250 | 270 | 250 | 6 | 6.48 | 6 | 550 | 7.8
|  |  | 11 | 14 | 69.275 | 284569.5243 | 122.25 | 284747.824 | 0 | 40.75 | 131000.0004 | 40749999.6 | 14 | 7 | 0 | 85462.8974 | 6579.228 | 191740.0064 | 0 | 191740.0064 | 159768.5636 | 40727.3594 | 293.7085 | 0.18737 | 0.44785 | 2.681 | 11.0736 | 1 | 0 | 0.26573 | 0.46922 | 0 | 4.1708 | 1.4354 | 200.5931 | 214.5015 | 0 | 0 | 210.4925 | 220.1077 | 0.96253 | 0.99552 | 0.43967 | 0 | 0 | 0 | 0.5 | 0 | 0.93421 | 0.14903 | 0 | 0.88926 | K | 0 | 0 | 0 | 0 | 0 | 0 | 0 | 0 | 0 | 0 | 0 |  | 0 | 0.79567 | 0.92409 | 0.33595 | 0 | 0.57297 | 0 | 0 | 0 | 0 | 0 | 1 | 0 | 0.43967 | 0.99552 | 0.96253 | 0.88926 | 0.44354 | 220.1077 | 284747.824 | K | 14 | 102 | 90 | 11 | V | 3.1.23 | 0.62309 | 215.7148 | 1666335.8968 | 51043.1007 | 11 | DI | 502.1.21 | 0.64076 | 211.4125 | 1766973.3624 | 62355.1333 | '502.1.21' | malawi | 3667 | 22 | lesotho | 200 | 280 | 250 | 5.6 | 6.72 | 6 | 600 | 8
|  |  | 12 | 15 | 69.275 | 284569.5243 | 122.25 | 284747.824 | 0 | 40.75 | 131000.0004 | 40749999.6 | 15 | 7 | 0 | 85462.8974 | 6579.228 | 191740.0064 | 0 | 191740.0064 | 159768.5636 | 40727.3594 | 293.7085 | 0.18737 | 0.44785 | 2.681 | 11.0736 | 1 | 0 | 0.26573 | 0.46922 | 0 | 4.1708 | 1.4354 | 200.5931 | 214.5015 | 0 | 0 | 210.4925 | 220.1077 | 0.96253 | 0.99552 | 0.43967 | 0 | 0 | 0 | 0.5 | 0 | 0.93421 | 0.14903 | 0 | 0.88926 | L | 0 | 0 | 0 | 0 | 0 | 0 | 0 | 0 | 0 | 0 | 0 |  | 0 | 0.79567 | 0.92409 | 0.33595 | 0 | 0.57297 | 0 | 0 | 0 | 0 | 0 | 1 | 0 | 0.43967 | 0.99552 | 0.96253 | 0.88926 | 0.44354 | 220.1077 | 284747.824 | L | 15 | 101 | 89 | 12 | DU | 502.1.40 | 0.62116 | 214.0008 | 3108731.7279 | 54151.8325 | 12 | CW | 501_1.2.2 | 0.58617 | 211.8742 | 5414001.2075 | 67769.1345 | '501_1.2.2' | mozambique | 8840 | 60 | libya | 300 | 280 | 250 | 6.4 | 6.72 | 6
|  |  | 13 | 18 | 282.625 | 1137120.1547 | 498.75 | 1141339.4435 | 0 | 166.25 | 449000.0004 | 166250000.3 | 18 | 26 | 0 | 313112.5728 | 5014.4506 | 244902.2865 | 0 | 244902.2865 | 679442.3134 | 141902.2836 | 286.572 | 0.4766 | 1.3429 | 2.6443 | 12.4527 | 1 | 0 | 0.26027 | 0.461 | 0 | 10.3929 | 1.1119 | 204.7179 | 218.2576 | 0 | 0 | 225.0952 | 229.7624 | 0.90468 | 0.98657 | 0.4519 | 0 | 0 | 0 | 0.5 | 0 | 0.94986 | 0 | 0 | 0.87547 | M | 0 | 0 | 0 | 0 | 0 | 0 | 0 | 0 | 0 | 0 | 0 |  | 0 | 0.12208 | 0.94273 | 0.13985 | 0 | 0.27655 | 0 | 0 | 0 | 0 | 0 | 1 | 0 | 0.4519 | 0.98657 | 0.90468 | 0.87547 | 0.32155 | 229.7624 | 1141339.4435 | M | 18 | 155 | 153 | 13 | CP | 501_1.2.1 | 0.61782 | 209.9558 | 9835311.0125 | 63987.1435 | 13 | EX | 502_2.2.4 | 0.55158 | 212.1295 | 10131138.6416 | 77900.2731 | '502_2.2.4' | namibia | 5420 | 30 | malawi | 200 | 260 | 240 | 5.6 | 6.24 | 5.76
|  |  | 14 | 22 | 89.25 | 357652.9931 | 157.5 | 359195.8439 | 0 | 52.5 | 155000.0004 | 52500000.35 | 22 | 9 | 0 | 321612.8274 | 5586.3102 | 249533.6894 | 0 | 249533.6894 | 684306.9529 | 111971.9548 | 285.2286 | 0.22815 | 0.56667 | 2.9381 | 12.4762 | 1 | 0 | 0.25923 | 0.45943 | 0 | 10.6592 | 1.2446 | 205.5236 | 218.9887 | 0 | 0 | 226.6209 | 230.8926 | 0.95437 | 0.99433 | 0.35397 | 0 | 0 | 0 | 0.5 | 0 | 0.94414 | 0 | 0 | 0.87524 | N | 0 | 0 | 0 | 0 | 0 | 0 | 0 | 0 | 0 | 0 | 0 |  | 0 | 0.093249 | 0.93508 | 0.10168 | 0 | 0.24185 | 0 | 0 | 0 | 0 | 0 | 1 | 0 | 0.35397 | 0.99433 | 0.95437 | 0.87524 | 0.30563 | 230.8926 | 359195.8439 | N | 22 | 157 | 157 | 14 | CK | 501.1.11 | 0.61649 | 209.5967 | 2809513.5277 | 66796.657 | 14 | EA | 502_2.2.12 | 0.6405 | 212.5202 | 8449333.7568 | 86349.6069 | '502_2.2.12' | rwanda | 788 |  | mozambique | 200 | 260 | 230 | 5.6 | 6.24 | 5.52
|  |  | 15 | 24 | 55.25 | 221039.3194 | 97.5 | 222047.8362 | 0 | 32.5 | 106999.9986 | 32499999.95 | 24 | 7 | 0 | 352808.2614 | 3898.2638 | 273372.1728 | 0 | 273372.1728 | 706722.4845 | 104193.0387 | 284.6821 | 0.45733 | 0.64615 | 2.7538 | 11.3077 | 0.93846 | 0 | 0.2588 | 0.45879 | 0 | 11.5206 | 0.86832 | 205.8584 | 219.292 | 0 | 0 | 227.8204 | 231.6808 | 0.90853 | 0.99354 | 0.41538 | 0 | 0 | 0 | 0.46923 | 0 | 0.96102 | 0 | 0 | 0.88692 | O | 0 | 0 | 0 | 0 | 0 | 0 | 0 | 0 | 0 | 0 | 0 |  | 0 | 0 | 0.95677 | 0.085852 | 0 | 0.21765 | 0 | 0 | 0 | 0 | 0 | 0.93846 | 0 | 0.41538 | 0.99354 | 0.90853 | 0.88692 | 0.2942 | 231.6808 | 222047.8362 | O | 24 | 159 | 158 | 15 | AD | 3.1.36 | 0.61461 | 214.4259 | 1241244.9604 | 68037.902 | 15 | EF | 502_2.2.17 | 0.5848 | 212.6595 | 8503235.9819 | 94852.8429 | '502_2.2.17' | southAfrica | 453069 | 182 | namibia | 200 | 280 | 250 | 5.6 | 6.72 | 6
|  |  | 16 | 28 | 141.95 | 563879.9841 | 250.5 | 567059.7238 | 0 | 83.5 | 211000.0002 | 83500000.3 | 28 | 16 | 0 | 341984.7283 | 30635.6735 | 264762.8199 | 0 | 264762.8199 | 694025.225 | 71455.9621 | 282.3407 | 0.47192 | 0.23054 | 2.9731 | 1.4611 | 1 | 0 | 0.25697 | 0.45603 | 0 | 11.2951 | 6.8799 | 207.2973 | 220.5947 | 0 | 0 | 239.5525 | 238.7696 | 0.90562 | 0.99769 | 0.34232 | 0 | 0 | 0 | 0.5 | 0 | 0.69364 | 0 | 0 | 0.98539 | P | 0 | 0 | 0 | 0 | 0 | 0 | 0 | 0 | 0 | 0 | 0 |  | 0 | 0.024409 | 0.61028 | 0.01784 | 0 | 0 | 0 | 0 | 0 | 0 | 0 | 1 | 0 | 0.34232 | 0.99769 | 0.90562 | 0.98539 | 0.21155 | 238.7696 | 567059.7238 | P | 28 | 163 | 163 | 16 | AM | 3_2.2.1 | 0.61069 | 214.5234 | 4021545.2097 | 72059.4472 | 16 | DS | 502.1.38 | 0.63431 | 212.8318 | 2315060.2099 | 97167.9031 | '502.1.38' | sudan | 58754 |  | rwanda | 200 | 260 | 230 | 5.6 | 6.24 | 5.52
|  |  | 17 | 3.1.1 | 324.026 | 1387144.4769 | 571.8105 | 1379765.7461 | 0 | 190.6035 | 390623.6725 | 190603513.1474 | 3.1.1 | 25 | 0 | 87031.5821 | 13910.8938 | 155011.9415 | 0 | 155011.9415 | 67111.5548 | 73034.2399 | 308.9138 | 1.0501 | 20.5013 | 2.8925 | 26.5814 | 1 | 1 | 0.27693 | 0.4861 | 0 | 4.0663 | 2.9322 | 192.6436 | 207.1966 | 0 | 0 | 204.9291 | 214.1951 | 0.78999 | 0.79499 | 0.36917 | 0 | 0 | 0 | 1 | 0.32888 | 0.86089 | 0.12968 | 0 | 0.73419 | Q | 0 | 0 | 0 | 0 | 0 | 0 | 0 | 0 | 0 | 0 | 0 |  | 0 | 0.80698 | 0.83782 | 0.71732 | 0 | 0.7545 | 0 | 0.32888 | 0 | 0 | 0 | 1 | 1 | 0.36917 | 0.79499 | 0.78999 | 0.73419 | 0.58555 | 214.1951 | 1379765.7461 | Q | 3.1.1 | 23 | 24 | 17 | DB | 501_1.2.7 | 0.59847 | 211.1174 | 7190405.802 | 79249.853 | 17 | DG | 502.1.19 | 0.62638 | 212.9343 | 2846220.8941 | 100014.124 | '502.1.19' | southSudan | 6132 |  | southAfrica | 300 | 280 | 250 | 6.4 | 6.72 | 6
|  |  | 18 | 3.1.11 | 570.775 | 2326899.6182 | 1007.25 | 2330966.1378 | 0 | 335.75 | 503999.9991 | 335749999.525 | 3.1.11 | 27 | 0 | 36438.3958 | 3062.136 | 49128.6167 | 0 | 49128.6167 | 123431.9501 | 73247.7492 | 291.06 | 0.6663 | 5.1675 | 2.1459 | 20.1303 | 1 | 0 | 0.26372 | 0.46619 | 0 | 2.8879 | 0.67213 | 202.093 | 215.87 | 0 | 0 | 208.386 | 219.4299 | 0.86674 | 0.94832 | 0.61802 | 0 | 0 | 0 | 0.5 | 0 | 0.96938 | 0.63562 | 0 | 0.7987 | R | 0 | 0 | 0 | 0 | 0 | 0 | 0 | 0 | 0 | 0 | 0 |  | 0 | 0.93456 | 0.96808 | 0.26451 | 0 | 0.59378 | 0 | 0 | 0 | 0 | 0 | 1 | 0 | 0.61802 | 0.94832 | 0.86674 | 0.7987 | 0.4491 | 219.4299 | 2330966.1378 | R | 3.1.11 | 95 | 79 | 18 | DZ | 502_2.2.11 | 0.59255 | 209.4546 | 6753752.9429 | 86003.6059 | 18 | DH | 502.1.2 | 0.52385 | 213.2947 | 4059389.0744 | 104073.513 | '502.1.2' | swaziland | 1952 | 13 | southSudan | 200 | 250 | 260 | 5.6 | 6 | 6.24
|  |  | 19 | 3.1.19 | 631.125 | 2537174.3037 | 1113.75 | 2546905.0612 | 11 | 371.25 | 371999.9988 | 371249999.1 | 3.1.19 | 25 | 0 | 110284.1858 | 1677.8572 | 113439.6113 | 0 | 113439.6113 | 110407.3822 | 11407.2273 | 286.2924 | 0.68865 | 4.1128 | 2.4223 | 21.1179 | 1 | 0 | 0.26005 | 0.46067 | 0 | 4.9189 | 0.37262 | 204.8841 | 218.4086 | 0 | 0 | 214.2578 | 223.7001 | 0.86227 | 0.95887 | 0.5259 | 0 | 0 | 0 | 0.5 | 0.0055478 | 0.98322 | 0.007598 | 0 | 0.78882 | S | 0 | 0 | 0 | 0 | 0 | 0 | 0 | 0 | 0 | 0 | 0 |  | 0 | 0.71469 | 0.98534 | 0.13197 | 0 | 0.46268 | 0 | 0.0055478 | 0 | 0 | 0 | 1 | 0 | 0.5259 | 0.95887 | 0.86227 | 0.78882 | 0.3927 | 223.7001 | 2546905.0612 | S | 3.1.19 | 136 | 131 | 19 | EY | 502_2.2.5 | 0.5877 | 214.2579 | 7748233.1354 | 93751.8391 | 19 | EI | 502_2.2.2 | 0.58591 | 213.4193 | 6443357.7062 | 110516.8707 | '502_2.2.2' | tanzania | 10923 |  | sudan | 250 | 280 | 250 | 6 | 6.72 | 6
|  |  | 20 | 3.1.2 | 666.4 | 2719717.9894 | 1176 | 2724029.505 | 0 | 392 | 523999.9992 | 391999999.95 | 3.1.2 | 34 | 0 | 57834.9461 | 10925.5071 | 46108.1921 | 0 | 46108.1921 | 100712.0218 | 84368.1867 | 291.4394 | 0.67317 | 1.3501 | 2.3852 | 8.9018 | 1 | 0.15051 | 0.26401 | 0.46663 | 0 | 3.4561 | 2.3975 | 201.8756 | 215.6719 | 0 | 0 | 212.2219 | 221.5255 | 0.86537 | 0.9865 | 0.53827 | 0.019202 | 0 | 0.019202 | 0.57526 | 0.060077 | 0.89074 | 0.42165 | 0 | 0.91098 | T | 0 | 0 | 0 | 0 | 0 | 0 | 0 | 0 | 0 | 0 | 0 |  | 0 | 0.87305 | 0.86863 | 0.27485 | 0 | 0.52944 | 0 | 0.060077 | 0.019202 | 0 | 0.019202 | 1 | 0.15051 | 0.53827 | 0.9865 | 0.86537 | 0.91098 | 0.44529 | 221.5255 | 2724029.505 | T | 3.1.2 | 99 | 108 | 20 | BF | 3_2.2.27 | 0.58735 | 215.1924 | 2912108.6944 | 96663.9478 | 20 | I | 1007.0 | 0.58121 | 213.4717 | 43962466.92 | 154479.3377 | '1007.0' | uganda | 9313 | 9 | swaziland | 250 | 260 | 210 | 6 |  | 5.04
|  |  | 21 | 3.1.22 | 433.0908 | 1735240.9576 | 764.278 | 1742770.342 | 0 | 254.7593 | 543581.4369 | 254759320.4468 | 3.1.22 | 30 | 0 | 53503.1358 | 4073.1156 | 43508.7443 | 0 | 43508.7443 | 45211.0026 | 48935.213 | 285.1758 | 1.0252 | 2.6143 | 2.1411 | 15.3474 | 1 | 0 | 0.25918 | 0.45936 | 0 | 3.394 | 0.90681 | 205.5606 | 219.0218 | 0 | 0 | 213.183 | 223.3227 | 0.79496 | 0.97386 | 0.61964 | 0.00035195 | 0 | 0.00035195 | 0.5 | 0.54789 | 0.95927 | 0.46497 | 0 | 0.84653 | U | 0 | 0 | 0 | 0 | 0 | 0 | 0 | 0 | 0 | 0 | 0 |  | 0 | 0.87976 | 0.95455 | 0.099955 | 0 | 0.47426 | 0 | 0.54789 | 0.00035195 | 0 | 0.00035195 | 1 | 0 | 0.61964 | 0.97386 | 0.79496 | 0.84653 | 0.48367 | 223.3227 | 1742770.342 | U | 3.1.22 | 75 | 126 | 21 | CW | 501_1.2.2 | 0.58617 | 211.8742 | 5414001.2075 | 102077.949 | 21 | DQ | 502.1.34 | 0.54594 | 213.5843 | 2303688.1635 | 156783.0258 | '502.1.34' | zambia | 18003 |  | tanzania | 250 | 280 | 250 | 6 | 6.72 | 6
|  |  | 22 | 3.1.23 | 401.7883 | 1667844.3118 | 709.0382 | 1666335.8968 | 0 | 236.3461 | 424582.0695 | 236346056.9345 | 3.1.23 | 26 | 0 | 15465.8344 | 3661.9013 | 98127.8483 | 0 | 98127.8483 | 13052.9541 | 24513.1282 | 297.4339 | 0.73814 | 4.298 | 2.2783 | 18.4261 | 0.99154 | 0 | 0.26852 | 0.47344 | 0 | 2.2926 | 0.79279 | 198.5468 | 212.6294 | 0 | 0 | 203.9869 | 215.7148 | 0.85237 | 0.95702 | 0.57389 | 0 | 0 | 0 | 0.49577 | 0.86947 | 0.96338 | 0.84534 | 0 | 0.81574 | V | 0 | 0 | 0 | 0 | 0 | 0 | 0 | 0 | 0 | 0 | 0 |  | 0 | 0.999 | 0.96113 | 0.43369 | 0 | 0.70785 | 0 | 0.86947 | 0 | 0 | 0 | 0.99154 | 0 | 0.57389 | 0.95702 | 0.85237 | 0.81574 | 0.62309 | 215.7148 | 1666335.8968 | V | 3.1.23 | 11 | 33 | 22 | EI | 502_2.2.2 | 0.58591 | 213.4193 | 6443357.7062 | 108521.3067 | 22 | D | 1002.0 | 0.51222 | 213.7607 | 21057694.3212 | 177840.7201 | '1002.0' | zimbabwe | 25153 | 44 | uganda | 200 | 260 | 250 | 5.6 | 6.24 | 6
|  |  | 23 | 3.1.24 | 749.275 | 3101358.546 | 1322.25 | 3099851.5457 | 0 | 440.75 | 881000.0025 | 440750001.5 | 3.1.24 | 46 | 0 | 55940.2012 | 18425.185 | 113577.785 | 0 | 113577.785 | 96360.703 | 87109.9691 | 296.4068 | 0.57871 | 0.65887 | 2.1788 | 4.9621 | 0.99546 | 0.94385 | 0.26775 | 0.47228 | 0 | 3.3651 | 3.9949 | 199.1095 | 213.1444 | 0 | 0 | 212.0918 | 220.5044 | 0.88426 | 0.99341 | 0.60707 | 0 | 0 | 0 | 0.96965 | 0.05998 | 0.81575 | 0.4406 | 0 | 0.95038 | W | 0 | 0 | 0 | 0 | 0 | 0 | 0 | 0 | 0 | 0 | 0 |  | 0 | 0.88289 | 0.77656 | 0.4068 | 0 | 0.56079 | 0 | 0.05998 | 0 | 0 | 0 | 0.99546 | 0.94385 | 0.60707 | 0.99341 | 0.88426 | 0.95038 | 0.50204 | 220.5044 | 3099851.5457 | W | 3.1.24 | 57 | 96 | 23 | Q | 3.1.1 | 0.58555 | 214.1951 | 1379765.7461 | 109901.0724 | 23 | DU | 502.1.40 | 0.62116 | 214.0008 | 3108731.7279 | 180949.4519 | '502.1.40' |  |  |  | zambia | 200 | 260 | 250 | 5.6 | 6.24 | 6
|  |  | 24 | 3.1.26 | 1039.975 | 4157537.7232 | 1835.25 | 4176975.2563 | 0 | 611.75 | 215999.9996 | 611749998.9 | 3.1.26 | 31 | 0 | 25358.6269 | 529.0196 | 22009.3426 | 0 | 22009.3426 | 195391.943 | 59772.4392 | 284.4398 | 0.45695 | 0.28484 | 2.49 | 13.3408 | 1 | 0 | 0.2586 | 0.4585 | 0 | 2.6366 | 0.11833 | 206.0145 | 219.4326 | 0 | 0 | 210.899 | 222.1875 | 0.90861 | 0.99715 | 0.50334 | 0.19897 | 0 | 0.19897 | 0.5 | 0 | 0.99471 | 0.74641 | 0 | 0.86659 | X | 0 | 0 | 0 | 0 | 0 | 0 | 0 | 0 | 0 | 0 | 0 |  | 0 | 0.96176 | 1 | 0.078508 | 0 | 0.50912 | 0 | 0 | 0.19897 | 0 | 0.19897 | 1 | 0 | 0.50334 | 0.99715 | 0.90861 | 0.86659 | 0.43733 | 222.1875 | 4176975.2563 | X | 3.1.26 | 108 | 113 | 24 | EF | 502_2.2.17 | 0.5848 | 212.6595 | 8503235.9819 | 118404.3084 | 24 | Q | 3.1.1 | 0.58555 | 214.1951 | 1379765.7461 | 182329.2176 | '3.1.1' |  |  |  | zimbabwe | 200 | 280 | 250 | 5.6 | 6.72 | 6
|  |  | 25 | 3.1.29 | 931.175 | 3782909.275 | 1643.25 | 3791482.5853 | 0 | 547.75 | 1039000.001 | 547750001.75 | 3.1.29 | 58 | 0 | 33635.5769 | 1751.7917 | 53961.4085 | 0 | 53961.4085 | 75378.8825 | 82754.1694 | 289.8565 | 0.93201 | 1.5842 | 2.2634 | 15.0201 | 0.99635 | 0.2241 | 0.2628 | 0.46481 | 0 | 2.8223 | 0.38554 | 202.7875 | 216.5025 | 0 | 0 | 208.4613 | 219.7104 | 0.8136 | 0.98416 | 0.57888 | 0 | 0 | 0 | 0.61022 | 0.24644 | 0.98248 | 0.66364 | 0 | 0.8498 | Y | 0 | 0 | 0 | 0 | 0 | 0 | 0 | 0 | 0 | 0 | 0 |  | 0 | 0.94165 | 0.9846 | 0.23149 | 0 | 0.58517 | 0 | 0.24644 | 0 | 0 | 0 | 0.99635 | 0.2241 | 0.57888 | 0.98416 | 0.8136 | 0.8498 | 0.49338 | 219.7104 | 3791482.5853 | Y | 3.1.29 | 64 | 83 | 25 | I | 1007.0 | 0.58121 | 213.4717 | 43962466.92 | 162366.7753 | 25 | EY | 502_2.2.5 | 0.5877 | 214.2579 | 7748233.1354 | 190077.4508 | '502_2.2.5'
|  |  | 26 | 3.1.31 | 687.225 | 2819661.8012 | 1212.75 | 2821919.1814 | 0 | 404.25 | 177000 | 404250000.6 | 3.1.31 | 17 | 0 | 99564.305 | 9619.0112 | 63944.9843 | 0 | 63944.9843 | 208532.9803 | 112712.262 | 293.2943 | 0.16992 | 0.11936 | 2.9375 | 8.18 | 1 | 0 | 0.26541 | 0.46875 | 0 | 4.5502 | 2.1009 | 200.827 | 214.715 | 0 | 0 | 212.574 | 221.3661 | 0.96602 | 0.99881 | 0.35415 | 0 | 0 | 0 | 0.5 | 0 | 0.90381 | 0.063486 | 0 | 0.9182 | Z | 0 | 0 | 0 | 0 | 0 | 0 | 0 | 0 | 0 | 0 | 0 |  | 0 | 0.7546 | 0.88573 | 0.3248 | 0 | 0.53434 | 0 | 0 | 0 | 0 | 0 | 1 | 0 | 0.35415 | 0.99881 | 0.96602 | 0.9182 | 0.42559 | 221.3661 | 2821919.1814 | Z | 3.1.31 | 115 | 104 | 26 | AF | 3.1.38 | 0.57828 | 222.3115 | 1728831.6649 | 164095.607 | 26 | AD | 3.1.36 | 0.61461 | 214.4259 | 1241244.9604 | 191318.6957 | '3.1.36' |  |  |  | Notes: | wind is including Ag land
|  |  | 27 | 3.1.32 | 529.55 | 2113857.4184 | 934.5 | 2124214.526 | 0 | 311.5 | 133999.9998 | 311499998.6 | 3.1.32 | 13 | 0 | 114598.7497 | 41636.7364 | 84783.6047 | 0 | 84783.6047 | 250287.008 | 96249.4717 | 283.942 | 0.13525 | 0.017657 | 2.8997 | 1.0353 | 1 | 0 | 0.25822 | 0.45792 | 0 | 5.0657 | 9.3104 | 206.3075 | 219.6991 | 0 | 0 | 231.8021 | 234.0752 | 0.97295 | 0.99982 | 0.36677 | 0 | 0 | 0 | 0.5 | 0 | 0.58363 | 0 | 0 | 0.98965 | AA | 0 | 0 | 0 | 0 | 0 | 0 | 0 | 0 | 0 | 0 | 0 |  | 0 | 0.69879 | 0.4702 | 0.064599 | 0 | 0.14413 | 0 | 0 | 0 | 0 | 0 | 1 | 0 | 0.36677 | 0.99982 | 0.97295 | 0.98965 | 0.27411 | 234.0752 | 2124214.526 | AA | 3.1.32 | 161 | 161 | 27 | AG | 3.1.5 | 0.56766 | 218.8096 | 2738853.7134 | 166834.4607 | 27 | AM | 3_2.2.1 | 0.61069 | 214.5234 | 4021545.2097 | 195340.2409 | '3_2.2.1'
|  |  | 28 | 3.1.33 | 302.175 | 1255356.2516 | 533.25 | 1254073.672 | 0 | 177.75 | 411999.9983 | 177749999.325 | 3.1.33 | 24 | 0 | 95432.9844 | 2634.9454 | 85148.2184 | 0 | 85148.2184 | 111840.8779 | 98098.4797 | 297.7239 | 0.51924 | 2.0102 | 2.1997 | 14.1059 | 1 | 1 | 0.26874 | 0.47376 | 0 | 4.3926 | 0.56956 | 198.3896 | 212.4854 | 0 | 0 | 207.1375 | 217.4476 | 0.89615 | 0.9799 | 0.6001 | 0 | 0 | 0 | 1 | 0.0045702 | 0.97365 | 0.078042 | 0 | 0.85894 | AB | 0 | 0 | 0 | 0 | 0 | 0 | 0 | 0 | 0 | 0 | 0 |  | 0 | 0.77165 | 0.97399 | 0.4412 | 0 | 0.65464 | 0 | 0.0045702 | 0 | 0 | 0 | 1 | 1 | 0.6001 | 0.9799 | 0.89615 | 0.85894 | 0.5293 | 217.4476 | 1254073.672 | AB | 3.1.33 | 42 | 55 | 28 | CU | 501_1.2.14 | 0.5594 | 214.6472 | 7116126.5244 | 173950.5872 | 28 | CU | 501_1.2.14 | 0.5594 | 214.6472 | 7116126.5244 | 202456.3674 | '501_1.2.14' |  |  |  | ACEC LCOE ranges |  |  |  |  | Weights for criteria and data labels - used for chart |  | Drop down list menus
|  |  | 29 | 3.1.35 | 384.2 | 1554706.5323 | 678 | 1559138.3425 | 0 | 226 | 357000 | 225999999.8 | 3.1.35 | 20 | 0 | 85602.7796 | 1986.2126 | 97523.5873 | 0 | 97523.5873 | 96947.4639 | 30719.9485 | 288.5154 | 0.67936 | 4.8993 | 2.2113 | 18.5642 | 1 | 0 | 0.26177 | 0.46326 | 0 | 4.2284 | 0.43959 | 203.5683 | 217.213 | 0 | 0 | 211.8296 | 221.8809 | 0.86413 | 0.95101 | 0.59624 | 0 | 0 | 0 | 0.5 | 0.039414 | 0.98014 | 0.14397 | 0 | 0.81436 | AC | 0 | 0 | 0 | 0 | 0 | 0 | 0 | 0 | 0 | 0 | 0 |  | 0 | 0.78944 | 0.98148 | 0.19439 | 0 | 0.51853 | 0 | 0.039414 | 0 | 0 | 0 | 1 | 0 | 0.59624 | 0.95101 | 0.86413 | 0.81436 | 0.42461 | 221.8809 | 1559138.3425 | AC | 3.1.35 | 117 | 109 | 29 | EX | 502_2.2.4 | 0.55158 | 212.1295 | 10131138.6416 | 184081.7259 | 29 | BF | 3_2.2.27 | 0.58735 | 215.1924 | 2912108.6944 | 205368.4761 | '3_2.2.27' |  |  |  | Maximum | wind | CSP | PV |  | Data label |  | transmission line
|  |  | 30 | 3.1.36 | 297.075 | 1243935.6285 | 524.25 | 1241244.9604 | 2 | 174.75 | 412999.9999 | 174749999.625 | 3.1.36 | 28 | 0 | 37035.0414 | 2336.1214 | 109452.5677 | 0 | 109452.5677 | 28410.279 | 22259.7352 | 300.591 | 0.70208 | 7.5308 | 2.2798 | 19.2536 | 1 | 0 | 0.27087 | 0.47697 | 0 | 2.839 | 0.50155 | 196.8636 | 211.0853 | 0 | 0 | 202.7462 | 214.4259 | 0.85958 | 0.92469 | 0.57339 | 0 | 0 | 0 | 0.5 | 0.7159 | 0.97664 | 0.62965 | 0 | 0.80746 | AD | 0 | 0 | 0 | 0 | 0 | 0 | 0 | 0 | 0 | 0 | 0 |  | 0 | 0.93984 | 0.97791 | 0.5143 | 0 | 0.74742 | 0 | 0.7159 | 0 | 0 | 0 | 1 | 0 | 0.57339 | 0.92469 | 0.85958 | 0.80746 | 0.61461 | 214.4259 | 1241244.9604 | AD | 3.1.36 | 15 | 26 | 30 | DQ | 502.1.34 | 0.54594 | 213.5843 | 2303688.1635 | 186385.414 | 30 | EU | 502_2.2.30 | 0.50803 | 215.3708 | 4956332.2938 | 210324.8084 | '502_2.2.30' |  |  |  | Total LCOE (using transmission line) | 157 | 283 | 174 |  | Total LCOE | 40% | substation
|  |  | 31 | 3.1.37 | 459.7346 | 1835633.0266 | 811.2963 | 1844556.6331 | 10 | 270.4321 | 253978.4583 | 270432112.2247 | 3.1.37 | 16 | 0 | 118423.3668 | 1193.3714 | 105528.3095 | 0 | 105528.3095 | 100504.9543 | 7948.9337 | 284.0259 | 0.67167 | 2.4417 | 2.2673 | 22.1175 | 1 | 0 | 0.25829 | 0.45802 | 0 | 5.1689 | 0.26696 | 206.2566 | 219.6529 | 0 | 0 | 215.896 | 225.0887 | 0.86567 | 0.97558 | 0.57756 | 0 | 0 | 0 | 0.5 | 0.026911 | 0.98807 | 0 | 0 | 0.77882 | AE | 0 | 0 | 0 | 0 | 0 | 0 | 0 | 0 | 0 | 0 | 0 |  | 0 | 0.68762 | 0.99143 | 0.067011 | 0 | 0.42004 | 0 | 0.026911 | 0 | 0 | 0 | 1 | 0 | 0.57756 | 0.97558 | 0.86567 | 0.77882 | 0.38193 | 225.0887 | 1844556.6331 | AE | 3.1.37 | 141 | 136 | 31 | BN | 3_2.2.9 | 0.54393 | 217.0928 | 10400095.7267 | 196785.5097 | 31 | CQ | 501_1.2.10 | 0.54172 | 215.44 | 6176269.0077 | 216501.0774 | '501_1.2.10' |  |  |  | Total LCOE (using substation) | 145 | 244 | 171 |  | Generation LCOE | #N/A
|  |  | 32 | 3.1.38 | 430.7467 | 1720570.3607 | 760.1412 | 1728831.6649 | 0 | 253.3804 | 637995.3643 | 253380388.9471 | 3.1.38 | 37 | 0 | 17907.7798 | 1285.5819 | 14662.0262 | 0 | 14662.0262 | 18116.5497 | 65632.2015 | 284.1647 | 1.0237 | 3.993 | 2.4213 | 17.4807 | 1 | 0 | 0.25839 | 0.45817 | 0 | 2.4367 | 0.28795 | 206.1849 | 219.5868 | 0 | 0 | 211.0168 | 222.3115 | 0.79526 | 0.96007 | 0.52624 | 0.47989 | 0 | 0.47989 | 0.5 | 0.81883 | 0.98714 | 0.82092 | 0 | 0.82519 | AF | 0 | 0 | 0 | 0 | 0 | 0 | 0 | 0 | 0 | 0 | 0 |  | 0 | 0.9834 | 0.99022 | 0.07046 | 0 | 0.50531 | 0 | 0.81883 | 0.47989 | 0 | 0.47989 | 1 | 0 | 0.52624 | 0.96007 | 0.79526 | 0.82519 | 0.57828 | 222.3115 | 1728831.6649 | AF | 3.1.38 | 26 | 115 | 32 | DA | 501_1.2.6 | 0.54366 | 216.7601 | 9748844.0122 | 206534.3538 | 32 | DN | 502.1.30 | 0.53365 | 215.6071 | 2989906.2902 | 219490.9837 | '502.1.30' |  |  |  | Generation LCOE | 127 | 235 | 155 |  | Transmission LCOE | #N/A | Scoring scale
|  |  | 33 | 3.1.5 | 661.3 | 2740692.5188 | 1167 | 2738853.7134 | 22 | 389 | 923999.9984 | 388999998.9 | 3.1.5 | 57 | 0 | 34870.8001 | 14241.2126 | 91005.0456 | 0 | 91005.0456 | 27684.8219 | 13483.2064 | 296.8578 | 0.72749 | 3.4608 | 2.2796 | 11.2249 | 1 | 0 | 0.26809 | 0.47279 | 0 | 2.8074 | 3.0868 | 198.859 | 212.9154 | 0 | 0 | 209.2547 | 218.8096 | 0.8545 | 0.96539 | 0.57348 | 0 | 0 | 0 | 0.5 | 0.72315 | 0.85759 | 0.65129 | 0 | 0.88775 | AG | 0 | 0 | 0 | 0 | 0 | 0 | 0 | 0 | 0 | 0 | 0 |  | 0 | 0.94327 | 0.8289 | 0.41876 | 0 | 0.61283 | 0 | 0.72315 | 0 | 0 | 0 | 1 | 0 | 0.57348 | 0.96539 | 0.8545 | 0.88775 | 0.56766 | 218.8096 | 2738853.7134 | AG | 3.1.5 | 27 | 72 | 33 | CQ | 501_1.2.10 | 0.54172 | 215.44 | 6176269.0077 | 212710.6228 | 33 | V | 3.1.23 | 0.62309 | 215.7148 | 1666335.8968 | 221157.3196 | '3.1.23' |  |  |  | Transmission LCOE (using transmission line) | 28 | 17 | 39 |  | Road LCOE | #N/A | country-specific
|  |  | 34 | 3.1.6 | 1157.7 | 4793747.8005 | 2043 | 4791147.2693 | 0 | 681 | 323000 | 681000003.05 | 3.1.6 | 32 | 0 | 103732.7826 | 4309.283 | 87694.3854 | 0 | 87694.3854 | 100441.9 | 79222.0096 | 296.5412 | 0.37212 | 0.35807 | 2.2 | 11.266 | 1 | 0.17254 | 0.26786 | 0.47243 | 0 | 4.6237 | 0.93396 | 199.03 | 213.0721 | 0 | 0 | 208.8323 | 218.6297 | 0.92558 | 0.99642 | 0.59999 | 0 | 0 | 0 | 0.58627 | 0.043876 | 0.95691 | 0.035629 | 0 | 0.88734 | AH | 0 | 0 | 0 | 0 | 0 | 0 | 0 | 0 | 0 | 0 | 0 |  | 0 | 0.74664 | 0.95299 | 0.41058 | 0 | 0.61835 | 0 | 0.043876 | 0 | 0 | 0 | 1 | 0.17254 | 0.59999 | 0.99642 | 0.92558 | 0.88734 | 0.48302 | 218.6297 | 4791147.2693 | AH | 3.1.6 | 76 | 69 | 34 | DL | 502.1.29 | 0.54146 | 216.1216 | 4820125.7249 | 217530.7485 | 34 | EE | 502_2.2.16 | 0.49547 | 215.7449 | 9503212.8558 | 230660.5325 | '502_2.2.16' |  |  |  | Transmission LCOE (using substation) | 16 | 12 | 26 |  | Capacity value ratio using | #N/A | ACEC-specific
|  |  | 35 | 3.1.7 | 966.025 | 3914959.4487 | 1704.75 | 3925248.4491 | 0 | 568.25 | 380000.0004 | 568250000.95 | 3.1.7 | 32 | 0 | 46106.1663 | 2394.1636 | 26434.5248 | 0 | 26434.5248 | 176447.3127 | 78934.6137 | 289.0313 | 0.43068 | 0 | 2.3779 | 11.4496 | 1 | 0 | 0.26216 | 0.46385 | 0 | 3.1627 | 0.53118 | 203.2782 | 216.9482 | 0 | 0 | 209.8149 | 220.642 | 0.91386 | 1 | 0.5407 | 0.18785 | 0 | 0.18785 | 0.5 | 0 | 0.97606 | 0.53894 | 0 | 0.8855 | AI | 0 | 0 | 0 | 0 | 0 | 0 | 0 | 0 | 0 | 0 | 0 |  | 0 | 0.90481 | 0.9762 | 0.20822 | 0 | 0.55657 | 0 | 0 | 0.18785 | 0 | 0.18785 | 1 | 0 | 0.5407 | 1 | 0.91386 | 0.8855 | 0.45841 | 220.642 | 3925248.4491 | AI | 3.1.7 | 88 | 98 | 35 | ED | 502_2.2.15 | 0.53675 | 216.3026 | 8571883.9318 | 226102.6324 | 35 | J | 11 | 0.53641 | 215.9165 | 1779716.5337 | 232440.249 | '11' |  |  |  | Road LCOE | 37 | 28 | 24 |  | Distance to Load Centers | 15%
|  |  | 36 | 3.1.8 | 504.475 | 2034382.5856 | 890.25 | 2041230.8362 | 0 | 296.75 | 631999.9998 | 296749999.85 | 3.1.8 | 36 | 0 | 47236.0036 | 6698.0402 | 95320.5868 | 0 | 95320.5868 | 125168.6792 | 112312.3054 | 287.3665 | 0.53694 | 0.4498 | 2.3198 | 10.9574 | 1 | 0.12384 | 0.26087 | 0.4619 | 0 | 3.2052 | 1.4749 | 204.2789 | 217.856 | 0 | 0 | 212.5624 | 222.5361 | 0.89261 | 0.9955 | 0.56006 | 0 | 0 | 0 | 0.56192 | 0 | 0.93302 | 0.52764 | 0 | 0.89043 | AJ | 0 | 0 | 0 | 0 | 0 | 0 | 0 | 0 | 0 | 0 | 0 |  | 0 | 0.9002 | 0.92181 | 0.16082 | 0 | 0.49841 | 0 | 0 | 0 | 0 | 0 | 1 | 0.12384 | 0.56006 | 0.9955 | 0.89261 | 0.89043 | 0.42249 | 222.5361 | 2041230.8362 | AJ | 3.1.8 | 120 | 118 | 36 | J | 11 | 0.53641 | 215.9165 | 1779716.5337 | 227882.349 | 36 | A | 10 | 0.53641 | 215.9165 | 1779716.5337 | 234219.9656 | '10' |  |  |  | Minimum |  |  |  |  | Distance to Wind Plant | 10% | Scoring weights for LCOE
|  |  | 37 | 3.1.9 | 947.75 | 3857743.9451 | 1672.5 | 3865372.1716 | 0 | 557.5 | 1206000.0006 | 557500000.2 | 3.1.9 | 58 | 0 | 38657.7335 | 7823.7999 | 46709.0405 | 0 | 46709.0405 | 36303.882 | 33292.5296 | 290.5265 | 0.80225 | 2.7376 | 2.3756 | 13.8795 | 1 | 0 | 0.26331 | 0.46558 | 0 | 2.9518 | 1.7215 | 202.4018 | 216.1512 | 0 | 0 | 210.6656 | 220.8245 | 0.83955 | 0.97262 | 0.54145 | 0.011317 | 0 | 0.011317 | 0.5 | 0.63696 | 0.92176 | 0.61342 | 0 | 0.86121 | AK | 0 | 0 | 0 | 0 | 0 | 0 | 0 | 0 | 0 | 0 | 0 |  | 0 | 0.92764 | 0.9076 | 0.24983 | 0 | 0.55097 | 0 | 0.63696 | 0.011317 | 0 | 0.011317 | 1 | 0 | 0.54145 | 0.97262 | 0.83955 | 0.86121 | 0.5278 | 220.8245 | 3865372.1716 | AK | 3.1.9 | 43 | 100 | 37 | A | 10 | 0.53641 | 215.9165 | 1779716.5337 | 229662.0655 | 37 | BS | 500.1.12 | 0.48748 | 216.1177 | 1691340.8021 | 235911.3064 | '500.1.12' |  |  |  | Total LCOE (using transmission line) | 40 | 171 | 117 |  | Distance to Geothermal Plant | 5% | LCOE total
|  |  | 38 | 3_1.2.1 | 310.3335 | 1256883.9907 | 547.6473 | 1260304.7322 | 15 | 182.5491 | 187684.8395 | 182549113.447 | 3_1.2.1 | 15 | 0 | 119528.8758 | 3553.0734 | 124239.0632 | 0 | 124239.0632 | 130590.456 | 2597.0178 | 288.8088 | 0.50824 | 3.1026 | 2.3706 | 21.4329 | 1 | 0 | 0.26199 | 0.4636 | 0 | 5.1362 | 0.78515 | 203.3947 | 217.0553 | 0 | 0 | 213.8729 | 222.9767 | 0.89835 | 0.96897 | 0.54312 | 0 | 0 | 0 | 0.5 | 0 | 0.96447 | 0 | 0 | 0.78567 | AL | 0 | 0 | 0 | 0 | 0 | 0 | 0 | 0 | 0 | 0 | 0 |  | 0 | 0.69115 | 0.96157 | 0.20262 | 0 | 0.48489 | 0 | 0 | 0 | 0 | 0 | 1 | 0 | 0.54312 | 0.96897 | 0.89835 | 0.78567 | 0.40376 | 222.9767 | 1260304.7322 | AL | 3_1.2.1 | 130 | 122 | 38 | CO | 501.1.8 | 0.53552 | 216.7063 | 3244270.4304 | 232906.3359 | 38 | DL | 502.1.29 | 0.54146 | 216.1216 | 4820125.7249 | 240731.4321 | '502.1.29' |  |  |  | Total LCOE (using substation) | 40 | 172 | 118 |  | Distance to Any RE Plant | #N/A | LCOE separate components
|  |  | 39 | 3_2.2.1 | 958.7409 | 4032923.5139 | 1691.8957 | 4021545.2097 | 0 | 563.9652 | 1262414.9181 | 563965246.8267 | 3_2.2.1 | 69 | 0 | 55109.2872 | 4438.4993 | 130089.1934 | 0 | 130089.1934 | 42480.1488 | 50850.948 | 302.2791 | 0.92536 | 8.7053 | 2.5191 | 19.8792 | 0.99645 | 0.51371 | 0.27211 | 0.47884 | 0 | 3.2974 | 0.94909 | 195.9842 | 210.2769 | 0 | 0 | 203.4569 | 214.5234 | 0.81493 | 0.91295 | 0.49364 | 0 | 0 | 0 | 0.75508 | 0.5752 | 0.95562 | 0.44891 | 0 | 0.80121 | AM | 0 | 0 | 0 | 0 | 0 | 0 | 0 | 0 | 0 | 0 | 0 |  | 0 | 0.89022 | 0.95212 | 0.55651 | 0 | 0.74443 | 0 | 0.5752 | 0 | 0 | 0 | 0.99645 | 0.51371 | 0.49364 | 0.91295 | 0.81493 | 0.80121 | 0.61069 | 214.5234 | 4021545.2097 | AM | 3_2.2.1 | 16 | 27 | 39 | DE | 502.1.1 | 0.53407 | 217.3562 | 4712099.7961 | 237618.4357 | 39 | ED | 502_2.2.15 | 0.53675 | 216.3026 | 8571883.9318 | 249303.316 | '502_2.2.15' |  |  |  | Generation LCOE | 36 | 167 | 112 |  | Colocation Potential with PV | 5%
|  |  | 40 | 3_2.2.10 | 1007.675 | 4150249.9943 | 1778.25 | 4151248.1962 | 0 | 592.75 | 502000.0003 | 592750000.025 | 3_2.2.10 | 36 | 0 | 80683.2944 | 1123.1401 | 52795.8799 | 0 | 52795.8799 | 143856.3643 | 106733.8145 | 294.6407 | 0.77239 | 0.11092 | 2.405 | 12.6221 | 1 | 0.41291 | 0.26643 | 0.47028 | 0 | 4.0347 | 0.24532 | 200.0813 | 214.0333 | 0 | 0 | 207.6364 | 218.3134 | 0.84552 | 0.99889 | 0.53167 | 0 | 0 | 0 | 0.70645 | 0 | 0.98877 | 0.19489 | 0 | 0.87378 | AN | 0 | 0 | 0 | 0 | 0 | 0 | 0 | 0 | 0 | 0 | 0 |  | 0 | 0.8104 | 0.99268 | 0.36039 | 0 | 0.62806 | 0 | 0 | 0 | 0 | 0 | 1 | 0.41291 | 0.53167 | 0.99889 | 0.84552 | 0.87378 | 0.48436 | 218.3134 | 4151248.1962 | AN | 3_2.2.10 | 74 | 64 | 40 | DN | 502.1.30 | 0.53365 | 215.6071 | 2989906.2902 | 240608.342 | 40 | FC | 502_2.2.9 | 0.48543 | 216.3888 | 7259270.5355 | 256562.5865 | '502_2.2.9' |  |  |  | Transmission LCOE (using transmission line) | 1 | 1 | 3 |  | Colocation Potential with CSP | 5% | Reference on supply curve
|  |  | 41 | 3_2.2.11 | 1714.45 | 6993145.0623 | 3025.5 | 7004805.9536 | 0 | 1008.5 | 510999.999 | 1008499997 | 3_2.2.11 | 46 | 0 | 55331.9177 | 10263.832 | 37410.94 | 0 | 37410.94 | 220061.2548 | 74788.736 | 291.248 | 0.23005 | 0.0014874 | 2.6376 | 7.593 | 1 | 0 | 0.26386 | 0.46641 | 0 | 3.3909 | 2.2531 | 201.9865 | 215.7728 | 0 | 0 | 211.9631 | 221.4169 | 0.95399 | 0.99999 | 0.45414 | 0.057443 | 0 | 0.057443 | 0.5 | 0 | 0.89736 | 0.44668 | 0 | 0.92407 | AO | 0 | 0 | 0 | 0 | 0 | 0 | 0 | 0 | 0 | 0 | 0 |  | 0 | 0.8801 | 0.87696 | 0.26958 | 0 | 0.53278 | 0 | 0 | 0.057443 | 0 | 0.057443 | 1 | 0 | 0.45414 | 0.99999 | 0.95399 | 0.92407 | 0.43546 | 221.4169 | 7004805.9536 | AO | 3_2.2.11 | 110 | 106 | 41 | DD | 501_1.2.9 | 0.53287 | 216.7481 | 5258648.8647 | 245866.9909 | 41 | EO | 502_2.2.25 | 0.49201 | 216.3907 | 5760001.7638 | 262322.5883 | '502_2.2.25' |  |  |  | Transmission LCOE (using substation) | 1 | 1 | 3 |  | Land Use Land Cover | 5% | demand in 2030
|  |  | 42 | 3_2.2.12 | 4573.5103 | 18814982.9555 | 8070.9005 | 18822683.7547 | 9 | 2690.3002 | 2625210.0564 | 2690300168.1852 | 3_2.2.12 | 178 | 0 | 69873.3428 | 5142.8459 | 69881.0176 | 0 | 69881.0176 | 82047.1712 | 61275.2683 | 294.2302 | 0.53871 | 1.5892 | 2.2367 | 12.5445 | 0.99926 | 0.05873 | 0.26612 | 0.46982 | 0 | 3.7518 | 1.1209 | 200.3032 | 214.2366 | 0 | 0 | 208.9055 | 219.1093 | 0.89226 | 0.98411 | 0.58777 | 0 | 0 | 0 | 0.52899 | 0.25389 | 0.94857 | 0.32271 | 0 | 0.87456 | AP | 0 | 0 | 0 | 0 | 0 | 0 | 0 | 0 | 0 | 0 | 0 |  | 0 | 0.84103 | 0.94221 | 0.34978 | 0 | 0.60363 | 0 | 0.25389 | 0 | 0 | 0 | 0.99926 | 0.05873 | 0.58777 | 0.98411 | 0.89226 | 0.87456 | 0.49937 | 219.1093 | 18822683.7547 | AP | 3_2.2.12 | 59 | 76 | 42 | AB | 3.1.33 | 0.5293 | 217.4476 | 1254073.672 | 247121.0645 | 42 | FA | 502_2.2.7 | 0.49971 | 216.4426 | 7204385.7805 | 269526.9741 | '502_2.2.7' |  |  |  | Road LCOE | 0 | 0 | 0 |  | Population Density | 5% | CSP generation target
|  |  | 43 | 3_2.2.13 | 1447.975 | 5804397.9942 | 2555.25 | 5829150.1875 | 0 | 851.75 | 1625999.9957 | 851749999.675 | 3_2.2.13 | 79 | 0 | 45634.0536 | 3984.0283 | 45917.7105 | 0 | 45917.7105 | 44612.7447 | 71920.515 | 285.3394 | 0.90164 | 1.7635 | 2.1413 | 13.677 | 1 | 0.014089 | 0.25931 | 0.45956 | 0 | 3.1792 | 0.88779 | 205.459 | 218.93 | 0 | 0 | 212.6667 | 222.997 | 0.81967 | 0.98236 | 0.61957 | 0.028381 | 0 | 0.028381 | 0.50704 | 0.55387 | 0.96016 | 0.54366 | 0 | 0.86323 | AQ | 0 | 0 | 0 | 0 | 0 | 0 | 0 | 0 | 0 | 0 | 0 |  | 0 | 0.90302 | 0.95565 | 0.10475 | 0 | 0.48426 | 0 | 0.55387 | 0.028381 | 0 | 0.028381 | 1 | 0.014089 | 0.61957 | 0.98236 | 0.81967 | 0.86323 | 0.49457 | 222.997 | 5829150.1875 | AQ | 3_2.2.13 | 62 | 123 | 43 | AK | 3.1.9 | 0.5278 | 220.8245 | 3865372.1716 | 250986.4367 | 43 | AZ | 3_2.2.21 | 0.50689 | 216.6144 | 7476147.1004 | 277003.1212 | '3_2.2.21' | [8 empty] | Human footprint | 5%
|  |  | 44 | 3_2.2.14 | 2061.25 | 8470227.4506 | 3637.5 | 8475097.2412 | 0 | 1212.5 | 1307999.9992 | 1212499999.35 | 3_2.2.14 | 76 | 0 | 74127.1306 | 3337.5292 | 56056.2711 | 0 | 56056.2711 | 156404.5504 | 87171.255 | 293.8339 | 1.1455 | 4.4329 | 2.1742 | 16.903 | 1 | 0.42763 | 0.26582 | 0.46936 | 0 | 3.8683 | 0.72837 | 200.5257 | 214.4398 | 0 | 0 | 208.6422 | 219.0365 | 0.77089 | 0.95567 | 0.60861 | 0 | 0 | 0 | 0.71381 | 0 | 0.96662 | 0.25873 | 0 | 0.83097 | AR | 0 | 0 | 0 | 0 | 0 | 0 | 0 | 0 | 0 | 0 | 0 |  | 0 | 0.82842 | 0.96484 | 0.33917 | 0 | 0.60586 | 0 | 0 | 0 | 0 | 0 | 1 | 0.42763 | 0.60861 | 0.95567 | 0.77089 | 0.83097 | 0.47203 | 219.0365 | 8475097.2412 | AR | 3_2.2.14 | 82 | 74 | 44 | DH | 502.1.2 | 0.52385 | 213.2947 | 4059389.0744 | 255045.8258 | 44 | CO | 501.1.8 | 0.53552 | 216.7063 | 3244270.4304 | 280247.3916 | '501.1.8' | [8 empty] | Slope | 5% | Turbine choice
|  |  | 45 | 3_2.2.15 | 1606.075 | 6530907.2272 | 2834.25 | 6544785.4305 | 0 | 944.75 | 1363000.0018 | 944750000.45 | 3_2.2.15 | 75 | 0 | 60162.8066 | 1247.4086 | 76032.3438 | 0 | 76032.3438 | 117297.6114 | 46385.0435 | 290.1839 | 0.72351 | 3.6563 | 2.1974 | 17.2553 | 0.99788 | 0 | 0.26305 | 0.46518 | 0 | 3.5286 | 0.27442 | 202.5991 | 216.3309 | 0 | 0 | 209.3243 | 220.1339 | 0.8553 | 0.96344 | 0.60087 | 0 | 0 | 0 | 0.49894 | 0.0011695 | 0.98753 | 0.39869 | 0 | 0.82745 | AS | 0 | 0 | 0 | 0 | 0 | 0 | 0 | 0 | 0 | 0 | 0 |  | 0 | 0.86519 | 0.991 | 0.24044 | 0 | 0.57217 | 0 | 0.0011695 | 0 | 0 | 0 | 0.99788 | 0 | 0.60087 | 0.96344 | 0.8553 | 0.82745 | 0.44129 | 220.1339 | 6544785.4305 | AS | 3_2.2.15 | 103 | 91 | 45 | BC | 3_2.2.24 | 0.52328 | 217.2415 | 20146063.3888 | 275191.8892 | 45 | DD | 501_1.2.9 | 0.53287 | 216.7481 | 5258648.8647 | 285506.0405 | '501_1.2.9' | [10 empty] | Optimally chosen
|  |  | 46 | 3_2.2.16 | 2426.75 | 9831328.5881 | 4282.5 | 9857678.4596 | 0 | 1427.5 | 1652000.0018 | 1427499999.5 | 3_2.2.16 | 95 | 0 | 36011.9945 | 2739.8806 | 24319.0927 | 0 | 24319.0927 | 121257.7307 | 106799.7797 | 288.9044 | 0.76297 | 4.8674 | 2.1925 | 17.4518 | 1 | 0 | 0.26207 | 0.46371 | 0 | 2.8921 | 0.60508 | 203.3403 | 217.0056 | 0 | 0 | 209.5282 | 220.5028 | 0.84741 | 0.95133 | 0.60251 | 0.18736 | 0 | 0.18736 | 0.5 | 0.019904 | 0.9726 | 0.63988 | 0 | 0.82548 | AT | 0 | 0 | 0 | 0 | 0 | 0 | 0 | 0 | 0 | 0 | 0 |  | 0 | 0.9341 | 0.97195 | 0.20522 | 0 | 0.56084 | 0 | 0.019904 | 0.18736 | 0 | 0.18736 | 1 | 0 | 0.60251 | 0.95133 | 0.84741 | 0.82548 | 0.45739 | 220.5028 | 9857678.4596 | AT | 3_2.2.16 | 90 | 95 | 46 | EL | 502_2.2.22 | 0.52165 | 216.8187 | 10261217.5779 | 285453.1068 | 46 | DA | 501_1.2.6 | 0.54366 | 216.7601 | 9748844.0122 | 295254.8845 | '501_1.2.6' | [10 empty] | Class II
|  |  | 47 | 3_2.2.17 | 2609.5 | 10347654.6538 | 4605 | 10408784.8987 | 0 | 1535 | 697999.9996 | 1534999997.5 | 3_2.2.17 | 85 | 0 | 70858.6346 | 32295.9139 | 65354.7584 | 0 | 65354.7584 | 256160.9919 | 49802.0019 | 281.7652 | 0.23265 | 0.064658 | 2.6787 | 4.9713 | 1 | 0 | 0.25651 | 0.45534 | 0 | 3.8993 | 7.264 | 207.6572 | 220.9199 | 0 | 0 | 227.4746 | 232.0832 | 0.95347 | 0.99935 | 0.44045 | 0 | 0 | 0 | 0.5 | 0 | 0.67704 | 0.32388 | 0 | 0.95029 | AU | 0 | 0 | 0 | 0 | 0 | 0 | 0 | 0 | 0 | 0 | 0 |  | 0 | 0.82507 | 0.58815 | 0.00086014 | 0 | 0.20529 | 0 | 0 | 0 | 0 | 0 | 1 | 0 | 0.44045 | 0.99935 | 0.95347 | 0.95029 | 0.2993 | 232.0832 | 10408784.8987 | AU | 3_2.2.17 | 158 | 159 | 47 | AY | 3_2.2.20 | 0.51782 | 217.4049 | 6368760.8247 | 291821.8676 | 47 | EL | 502_2.2.22 | 0.52165 | 216.8187 | 10261217.5779 | 305516.1021 | '502_2.2.22'
|  |  | 48 | 3_2.2.18 | 982.175 | 3974334.8758 | 1733.25 | 3985685.1663 | 0 | 577.75 | 1169999.9998 | 577750000.4 | 3_2.2.18 | 64 | 0 | 21984.9689 | 3610.0421 | 46392.9846 | 0 | 46392.9846 | 57960.7609 | 73030.5404 | 288.5033 | 0.7525 | 2.7561 | 2.2046 | 14.8911 | 1 | 0.053224 | 0.26176 | 0.46324 | 0 | 2.5188 | 0.79839 | 203.5755 | 217.2195 | 0 | 0 | 209.4464 | 220.5367 | 0.8495 | 0.97244 | 0.59846 | 0.0022403 | 0 | 0.0022403 | 0.52661 | 0.42039 | 0.9639 | 0.78015 | 0 | 0.85109 | AV | 0 | 0 | 0 | 0 | 0 | 0 | 0 | 0 | 0 | 0 | 0 |  | 0 | 0.97451 | 0.9608 | 0.19405 | 0 | 0.5598 | 0 | 0.42039 | 0.0022403 | 0 | 0.0022403 | 1 | 0.053224 | 0.59846 | 0.97244 | 0.8495 | 0.85109 | 0.50344 | 220.5367 | 3985685.1663 | AV | 3_2.2.18 | 55 | 97 | 48 | CL | 501.1.13 | 0.51775 | 218.1756 | 2681736.4467 | 294503.604 | 48 | EZ | 502_2.2.6 | 0.47829 | 217.0181 | 8240193.9354 | 313756.296 | '502_2.2.6' | [8 empty] | Number of projects within 10km of a water body | 0 | Capacity Value
|  |  | 49 | 3_2.2.19 | 974.1 | 4042279.3083 | 1719 | 4038806.8743 | 0 | 573 | 200000.0002 | 572999998.85 | 3_2.2.19 | 24 | 0 | 65934.4491 | 4942.1496 | 33206.5358 | 0 | 33206.5358 | 182972.578 | 100064.6115 | 297.3208 | 0.25803 | 0.24564 | 2.732 | 10.178 | 1 | 0 | 0.26844 | 0.47331 | 0 | 3.6207 | 1.068 | 198.6067 | 212.6844 | 0 | 0 | 206.8734 | 217.3731 | 0.94839 | 0.99754 | 0.42268 | 0.046311 | 0 | 0.046311 | 0.5 | 0 | 0.95058 | 0.34066 | 0 | 0.89822 | AW | 0 | 0 | 0 | 0 | 0 | 0 | 0 | 0 | 0 | 0 | 0 |  | 0 | 0.85522 | 0.94527 | 0.43082 | 0 | 0.65693 | 0 | 0 | 0.046311 | 0 | 0.046311 | 1 | 0 | 0.42268 | 0.99754 | 0.94839 | 0.89822 | 0.48075 | 217.3731 | 4038806.8743 | AW | 3_2.2.19 | 78 | 53 | 49 | EJ | 502_2.2.20 | 0.51716 | 217.3367 | 5569681.9162 | 300073.2859 | 49 | BN | 3_2.2.9 | 0.54393 | 217.0928 | 10400095.7267 | 324156.3917 | '3_2.2.9' | [8 empty] | Distance to surface water body | #REF! | Top 10% peak hours
|  |  | 50 | 3_2.2.2 | 712.725 | 2944526.2303 | 1257.75 | 2943904.6802 | 0 | 419.25 | 275000.0016 | 419250000.9 | 3_2.2.2 | 20 | 0 | 80238.3914 | 5668.99 | 47135.1543 | 0 | 47135.1543 | 196695.8996 | 104157.2953 | 295.7304 | 0.21997 | 0.47108 | 2.7657 | 9.7776 | 1 | 0 | 0.26725 | 0.47152 | 0 | 4.0125 | 1.2313 | 199.4727 | 213.4773 | 0 | 0 | 208.7246 | 218.7211 | 0.95601 | 0.99529 | 0.41145 | 0 | 0 | 0 | 0.5 | 0 | 0.94331 | 0.20109 | 0 | 0.90222 | AX | 0 | 0 | 0 | 0 | 0 | 0 | 0 | 0 | 0 | 0 | 0 |  | 0 | 0.81281 | 0.93585 | 0.38942 | 0 | 0.61555 | 0 | 0 | 0 | 0 | 0 | 1 | 0 | 0.41145 | 0.99529 | 0.95601 | 0.90222 | 0.45947 | 218.7211 | 2943904.6802 | AX | 3_2.2.2 | 87 | 71 | 50 | CN | 501.1.16 | 0.51238 | 218.4303 | 2833639.4012 | 302906.9253 | 50 | BC | 3_2.2.24 | 0.52328 | 217.2415 | 20146063.3888 | 344302.4551 | '3_2.2.24' | [10 empty] | Chosen 3 hours in a day - 1 year
|  |  | 51 | 3_2.2.20 | 1547 | 6366489.7789 | 2730 | 6368760.8247 | 0 | 910 | 563000 | 910000004.75 | 3_2.2.20 | 44 | 0 | 40016.0165 | 1246.3445 | 16510.8111 | 0 | 16510.8111 | 194136.1164 | 79038.905 | 294.3589 | 0.28491 | 0.55 | 2.4849 | 12.706 | 1 | 0 | 0.26622 | 0.46996 | 0 | 2.9595 | 0.2714 | 200.235 | 214.174 | 0 | 0 | 205.9383 | 217.4049 | 0.94302 | 0.9945 | 0.50504 | 0.39658 | 0 | 0.39658 | 0.5 | 0 | 0.98754 | 0.59984 | 0 | 0.87294 | AY | 0 | 0 | 0 | 0 | 0 | 0 | 0 | 0 | 0 | 0 | 0 |  | 0 | 0.92681 | 0.99118 | 0.35305 | 0 | 0.65596 | 0 | 0 | 0.39658 | 0 | 0.39658 | 1 | 0 | 0.50504 | 0.9945 | 0.94302 | 0.87294 | 0.51782 | 217.4049 | 6368760.8247 | AY | 3_2.2.20 | 47 | 54 | 51 | D | 1002.0 | 0.51222 | 213.7607 | 21057694.3212 | 323964.6197 | 51 | EJ | 502_2.2.20 | 0.51716 | 217.3367 | 5569681.9162 | 349872.137 | '502_2.2.20' | [10 empty] | Chosen 3 hours in a day - 10 years
|  |  | 52 | 3_2.2.21 | 1790.1 | 7491796.8627 | 3159 | 7476147.1004 | 0 | 1053 | 1184000.0002 | 1053000002.3 | 3_2.2.21 | 71 | 0 | 106748.0423 | 3620.4751 | 78254.3643 | 0 | 78254.3643 | 173201.5533 | 86396.7315 | 300.4031 | 1.3909 | 6.1927 | 2.4224 | 19.3937 | 1 | 0.70418 | 0.27073 | 0.47676 | 0 | 4.6605 | 0.77723 | 196.9631 | 211.1766 | 0 | 0 | 206.539 | 216.6144 | 0.72182 | 0.93807 | 0.52588 | 0 | 0 | 0 | 0.85209 | 0 | 0.9638 | 0.017023 | 0 | 0.80606 | AZ | 0 | 0 | 0 | 0 | 0 | 0 | 0 | 0 | 0 | 0 | 0 |  | 0 | 0.74266 | 0.96202 | 0.50953 | 0 | 0.68023 | 0 | 0 | 0 | 0 | 0 | 1 | 0.70418 | 0.52588 | 0.93807 | 0.72182 | 0.80606 | 0.50689 | 216.6144 | 7476147.1004 | AZ | 3_2.2.21 | 54 | 43 | 52 | CS | 501_1.2.12 | 0.50853 | 218.7026 | 7745709.1335 | 331710.3288 | 52 | DE | 502.1.1 | 0.53407 | 217.3562 | 4712099.7961 | 354584.2368 | '502.1.1'
|  |  | 53 | 3_2.2.22 | 3503.7 | 14487220.4418 | 6183 | 14482384.6963 | 0 | 2061 | 845999.9994 | 2060999992.9 | 3_2.2.22 | 90 | 0 | 109005.8472 | 8822.3757 | 57445.6518 | 0 | 57445.6518 | 172048.2417 | 140448.7909 | 296.0305 | 0.34408 | 1.3187 | 2.5364 | 10.2591 | 1 | 0.96288 | 0.26747 | 0.47186 | 0 | 4.7685 | 1.9149 | 199.3093 | 213.3277 | 0 | 0 | 211.0999 | 220.0111 | 0.93118 | 0.98681 | 0.48787 | 0 | 0 | 0 | 0.98144 | 0 | 0.91178 | 0.017897 | 0 | 0.89741 | BA | 0 | 0 | 0 | 0 | 0 | 0 | 0 | 0 | 0 | 0 | 0 |  | 0 | 0.73097 | 0.89645 | 0.39723 | 0 | 0.57594 | 0 | 0 | 0 | 0 | 0 | 1 | 0.96288 | 0.48787 | 0.98681 | 0.93118 | 0.89741 | 0.49368 | 220.0111 | 14482384.6963 | BA | 3_2.2.22 | 63 | 86 | 53 | EU | 502_2.2.30 | 0.50803 | 215.3708 | 4956332.2938 | 336666.6611 | 53 | AW | 3_2.2.19 | 0.48075 | 217.3731 | 4038806.8743 | 358623.0437 | '3_2.2.19' | [10 empty] | CSP Thermal Storage
|  |  | 54 | 3_2.2.23 | 2839.85 | 11777135.0997 | 5011.5 | 11768117.7149 | 0 | 1670.5 | 627000.0012 | 1670500003.85 | 3_2.2.23 | 72 | 0 | 113499.3387 | 5726.0052 | 63447.1278 | 0 | 63447.1278 | 171685.4926 | 131854.0733 | 297.0918 | 0.2272 | 1.1188 | 2.6428 | 11.1987 | 1 | 0.70398 | 0.26827 | 0.47305 | 0 | 4.8748 | 1.2408 | 198.7329 | 212.7998 | 0 | 0 | 209.5176 | 218.9155 | 0.95456 | 0.98881 | 0.45241 | 0 | 0 | 0 | 0.85199 | 0 | 0.94274 | 0.0070168 | 0 | 0.88801 | BB | 0 | 0 | 0 | 0 | 0 | 0 | 0 | 0 | 0 | 0 | 0 |  | 0 | 0.71945 | 0.9353 | 0.42479 | 0 | 0.60958 | 0 | 0 | 0 | 0 | 0 | 1 | 0.70398 | 0.45241 | 0.98881 | 0.95456 | 0.88801 | 0.49322 | 218.9155 | 11768117.7149 | BB | 3_2.2.23 | 65 | 73 | 54 | AZ | 3_2.2.21 | 0.50689 | 216.6144 | 7476147.1004 | 344142.8082 | 54 | AY | 3_2.2.20 | 0.51782 | 217.4049 | 6368760.8247 | 364991.8045 | '3_2.2.20' | [10 empty] | 6h Storage
|  |  | 55 | 3_2.2.24 | 4825.025 | 20187371.1687 | 8514.75 | 20146063.3888 | 0 | 2838.25 | 439999.9978 | 2838249995.85 | 3_2.2.24 | 116 | 0 | 104297.2432 | 6584.5537 | 60674.7073 | 0 | 60674.7073 | 151355.9165 | 119461.9391 | 300.2949 | 0.20805 | 0.29394 | 2.6664 | 10.1086 | 1 | 0.87889 | 0.27065 | 0.47664 | 0 | 4.5979 | 1.4143 | 197.0204 | 211.2292 | 0 | 0 | 207.6086 | 217.2415 | 0.95839 | 0.99706 | 0.44455 | 0 | 0 | 0 | 0.93944 | 0 | 0.93415 | 0.0706 | 0 | 0.89891 | BC | 0 | 0 | 0 | 0 | 0 | 0 | 0 | 0 | 0 | 0 | 0 |  | 0 | 0.74943 | 0.9253 | 0.50679 | 0 | 0.66097 | 0 | 0 | 0 | 0 | 0 | 1 | 0.87889 | 0.44455 | 0.99706 | 0.95839 | 0.89891 | 0.52328 | 217.2415 | 20146063.3888 | BC | 3_2.2.24 | 45 | 50 | 55 | AV | 3_2.2.18 | 0.50344 | 220.5367 | 3985685.1663 | 348128.4934 | 55 | AB | 3.1.33 | 0.5293 | 217.4476 | 1254073.672 | 366245.8782 | '3.1.33' | [10 empty] | 0h Storage
|  |  | 56 | 3_2.2.25 | 564.4 | 2313114.0402 | 996 | 2315348.6896 | 0 | 332 | 346000.0002 | 332000001 | 3_2.2.25 | 21 | 0 | 35913.6274 | 12366.4982 | 65187.6109 | 0 | 65187.6109 | 74477.4146 | 51292.8554 | 292.8994 | 0.40679 | 1.1145 | 2.1077 | 8.1265 | 1 | 0 | 0.26511 | 0.4683 | 0 | 2.8615 | 2.703 | 201.0471 | 214.9161 | 0 | 0 | 210.8761 | 220.4806 | 0.91864 | 0.98886 | 0.63077 | 0 | 0 | 0 | 0.5 | 0.25523 | 0.87634 | 0.64086 | 0 | 0.91873 | BD | 0 | 0 | 0 | 0 | 0 | 0 | 0 | 0 | 0 | 0 | 0 |  | 0 | 0.93741 | 0.85103 | 0.3143 | 0 | 0.56152 | 0 | 0.25523 | 0 | 0 | 0 | 1 | 0 | 0.63077 | 0.98886 | 0.91864 | 0.91873 | 0.48574 | 220.4806 | 2315348.6896 | BD | 3_2.2.25 | 70 | 94 | 56 | EH | 502_2.2.19 | 0.50257 | 218.1717 | 7270768.4586 | 355399.2618 | 56 | DY | 502_2.2.10 | 0.48508 | 217.5813 | 8249214.6762 | 374495.0929 | '502_2.2.10'
|  |  | 57 | 3_2.2.26 | 1492.6 | 5981537.0638 | 2634 | 6007307.6977 | 0 | 878 | 352000.0002 | 877999997.5001 | 3_2.2.26 | 38 | 0 | 71660.1676 | 35592.7919 | 59847.0094 | 0 | 59847.0094 | 249846.8854 | 60548.0448 | 285.2425 | 0.17248 | 0 | 2.7708 | 1.672 | 1 | 0 | 0.25923 | 0.45944 | 0 | 3.8854 | 7.9317 | 205.5182 | 218.9836 | 0 | 0 | 226.4621 | 230.8007 | 0.9655 | 1 | 0.40974 | 0 | 0 | 0 | 0.5 | 0 | 0.64407 | 0.28418 | 0 | 0.98328 | BE | 0 | 0 | 0 | 0 | 0 | 0 | 0 | 0 | 0 | 0 | 0 |  | 0 | 0.82657 | 0.54966 | 0.10195 | 0 | 0.24467 | 0 | 0 | 0 | 0 | 0 | 1 | 0 | 0.40974 | 1 | 0.9655 | 0.98328 | 0.31579 | 230.8007 | 6007307.6977 | BE | 3_2.2.26 | 156 | 156 | 57 | W | 3.1.24 | 0.50204 | 220.5044 | 3099851.5457 | 358499.1134 | 57 | ES | 502_2.2.29 | 0.47418 | 217.709 | 6038464.9624 | 380533.5578 | '502_2.2.29'
|  |  | 58 | 3_2.2.27 | 693.6 | 2920807.8875 | 1224 | 2912108.6944 | 0 | 408 | 1047999.9979 | 408000000.125 | 3_2.2.27 | 58 | 0 | 61581.646 | 7707.5601 | 139519.9886 | 0 | 139519.9886 | 63339.2781 | 57586.4235 | 302.6933 | 0.67662 | 6.6029 | 2.4173 | 18.174 | 1 | 0.69853 | 0.27241 | 0.47929 | 0 | 3.4603 | 1.6429 | 195.7812 | 210.0892 | 0 | 0 | 204.7583 | 215.1924 | 0.86468 | 0.93397 | 0.52757 | 0 | 0 | 0 | 0.84926 | 0.37094 | 0.92292 | 0.38418 | 0 | 0.81826 | BF | 0 | 0 | 0 | 0 | 0 | 0 | 0 | 0 | 0 | 0 | 0 |  | 0 | 0.87259 | 0.91213 | 0.5663 | 0 | 0.72389 | 0 | 0.37094 | 0 | 0 | 0 | 1 | 0.69853 | 0.52757 | 0.93397 | 0.86468 | 0.81826 | 0.58735 | 215.1924 | 2912108.6944 | BF | 3_2.2.27 | 20 | 29 | 58 | FA | 502_2.2.7 | 0.49971 | 216.4426 | 7204385.7805 | 365703.4991 | 58 | BL | 3_2.2.6 | 0.48919 | 217.7476 | 2291926.4726 | 382825.4843 | '3_2.2.6'
|  |  | 59 | 3_2.2.28 | 801.125 | 3299084.5904 | 1413.75 | 3299945.5833 | 0 | 471.25 | 566999.998 | 471249998.25 | 3_2.2.28 | 33 | 0 | 84633.2894 | 1913.2961 | 85903.3453 | 0 | 85903.3453 | 148658.2861 | 39098.7152 | 294.5894 | 0.6208 | 6.4473 | 2.1066 | 19.367 | 1 | 0 | 0.26639 | 0.47022 | 0 | 4.1397 | 0.41669 | 200.1068 | 214.0569 | 0 | 0 | 208.1497 | 218.6133 | 0.87584 | 0.93553 | 0.63115 | 0 | 0 | 0 | 0.5 | 0 | 0.98087 | 0.15372 | 0 | 0.80633 | BG | 0 | 0 | 0 | 0 | 0 | 0 | 0 | 0 | 0 | 0 | 0 |  | 0 | 0.79903 | 0.9828 | 0.35916 | 0 | 0.61885 | 0 | 0 | 0 | 0 | 0 | 1 | 0 | 0.63115 | 0.93553 | 0.87584 | 0.80633 | 0.45998 | 218.6133 | 3299945.5833 | BG | 3_2.2.28 | 86 | 68 | 59 | AP | 3_2.2.12 | 0.49937 | 219.1093 | 18822683.7547 | 384526.1829 | 59 | EV | 502_2.2.31 | 0.47269 | 217.9757 | 4174354.8842 | 386999.8392 | '502_2.2.31'
|  |  | 60 | 3_2.2.29 | 528.275 | 2145273.8257 | 932.25 | 2150261.9999 | 0 | 310.75 | 119999.9998 | 310749999.3 | 3_2.2.29 | 13 | 0 | 115647.2127 | 4336.6141 | 77784.7999 | 0 | 77784.7999 | 220428.8691 | 118367.0223 | 289.7194 | 0.14552 | 0.25664 | 2.9863 | 10.9131 | 1 | 0 | 0.26269 | 0.46465 | 0 | 5.0207 | 0.95515 | 202.865 | 216.5732 | 0 | 0 | 213.435 | 222.549 | 0.9709 | 0.99743 | 0.33789 | 0 | 0 | 0 | 0.5 | 0 | 0.95663 | 0.00076649 | 0 | 0.89087 | BH | 0 | 0 | 0 | 0 | 0 | 0 | 0 | 0 | 0 | 0 | 0 |  | 0 | 0.70367 | 0.95177 | 0.22779 | 0 | 0.49802 | 0 | 0 | 0 | 0 | 0 | 1 | 0 | 0.33789 | 0.99743 | 0.9709 | 0.89087 | 0.40906 | 222.549 | 2150261.9999 | BH | 3_2.2.29 | 128 | 119 | 60 | BK | 3_2.2.5 | 0.49784 | 219.1603 | 6381264.1505 | 390907.4471 | 60 | EQ | 502_2.2.27 | 0.48505 | 218.1651 | 9497572.8631 | 396497.4121 | '502_2.2.27'
|  |  | 61 | 3_2.2.3 | 739.5 | 2975199.2303 | 1305 | 2986257.133 | 0 | 435 | 746999.9977 | 435000000.225 | 3_2.2.3 | 37 | 0 | 32444.9403 | 7778.9659 | 22207.1034 | 0 | 22207.1034 | 93502.6636 | 108003.0724 | 286.5573 | 1.0435 | 2.1969 | 2.3337 | 11.703 | 1 | 0 | 0.26026 | 0.46098 | 0 | 2.8133 | 1.7273 | 204.7253 | 218.2645 | 0 | 0 | 212.7681 | 222.8052 | 0.7913 | 0.97803 | 0.55544 | 0.2472 | 0 | 0.2472 | 0.5 | 0.088881 | 0.92221 | 0.67555 | 0 | 0.88297 | BI | 0 | 0 | 0 | 0 | 0 | 0 | 0 | 0 | 0 | 0 | 0 |  | 0 | 0.94263 | 0.90726 | 0.1395 | 0 | 0.49015 | 0 | 0.088881 | 0.2472 | 0 | 0.2472 | 1 | 0 | 0.55544 | 0.97803 | 0.7913 | 0.88297 | 0.4445 | 222.8052 | 2986257.133 | BI | 3_2.2.3 | 100 | 121 | 61 | EE | 502_2.2.16 | 0.49547 | 215.7449 | 9503212.8558 | 400410.6599 | 61 | EH | 502_2.2.19 | 0.50257 | 218.1717 | 7270768.4586 | 403768.1805 | '502_2.2.19'
|  |  | 62 | 3_2.2.4 | 2500.7 | 10102647.4671 | 4413 | 10133938.6248 | 0 | 1471 | 533000 | 1471000002.05 | 3_2.2.4 | 63 | 0 | 68965.9087 | 18494.7176 | 52628.6205 | 0 | 52628.6205 | 233193.4002 | 75831.8308 | 287.9549 | 0.18626 | 0.079198 | 2.7587 | 5.033 | 1 | 0 | 0.26133 | 0.46261 | 0 | 3.7869 | 4.0912 | 203.8989 | 217.5135 | 0 | 0 | 217.8443 | 225.3916 | 0.96275 | 0.99921 | 0.41378 | 0.051753 | 0 | 0.051753 | 0.5 | 0 | 0.81505 | 0.35392 | 0 | 0.94967 | BJ | 0 | 0 | 0 | 0 | 0 | 0 | 0 | 0 | 0 | 0 | 0 |  | 0 | 0.83723 | 0.77101 | 0.1787 | 0 | 0.41074 | 0 | 0 | 0.051753 | 0 | 0.051753 | 1 | 0 | 0.41378 | 0.99921 | 0.96275 | 0.94967 | 0.38574 | 225.3916 | 10133938.6248 | BJ | 3_2.2.4 | 139 | 139 | 62 | AQ | 3_2.2.13 | 0.49457 | 222.997 | 5829150.1875 | 406239.8101 | 62 | CL | 501.1.13 | 0.51775 | 218.1756 | 2681736.4467 | 406449.917 | '501.1.13'
|  |  | 63 | 3_2.2.5 | 1554.65 | 6375725.1664 | 2743.5 | 6381264.1505 | 0 | 914.5 | 796000.0012 | 914500001.5 | 3_2.2.5 | 53 | 0 | 72254.5866 | 2461.3647 | 25402.0955 | 0 | 25402.0955 | 133569.3374 | 125089.0702 | 293.1324 | 0.50625 | 2.8584 | 2.4261 | 14.7197 | 1 | 0.64188 | 0.26529 | 0.46857 | 0 | 3.825 | 0.53673 | 200.9185 | 214.7985 | 0 | 0 | 208.6219 | 219.1603 | 0.89875 | 0.97142 | 0.52462 | 0.12539 | 0 | 0.12539 | 0.82094 | 0 | 0.97539 | 0.27745 | 0 | 0.8528 | BK | 0 | 0 | 0 | 0 | 0 | 0 | 0 | 0 | 0 | 0 | 0 |  | 0 | 0.83311 | 0.97588 | 0.32044 | 0 | 0.60206 | 0 | 0 | 0.12539 | 0 | 0.12539 | 1 | 0.64188 | 0.52462 | 0.97142 | 0.89875 | 0.8528 | 0.49784 | 219.1603 | 6381264.1505 | BK | 3_2.2.5 | 60 | 77 | 63 | BA | 3_2.2.22 | 0.49368 | 220.0111 | 14482384.6963 | 420722.1948 | 63 | DV | 502.1.5 | 0.46359 | 218.2454 | 3198496.835 | 409648.4138 | '502.1.5'
|  |  | 64 | 3_2.2.6 | 551.65 | 2294695.3701 | 973.5 | 2291926.4726 | 0 | 324.5 | 307999.999 | 324499999.1001 | 3_2.2.6 | 17 | 0 | 128805.321 | 1043.29 | 89483.6119 | 0 | 89483.6119 | 164822.9491 | 101224.9857 | 298.1832 | 1.0001 | 2.4746 | 2.4654 | 15.1784 | 1 | 0.48536 | 0.26908 | 0.47428 | 0 | 5.2641 | 0.22505 | 198.1419 | 212.2584 | 0 | 0 | 207.8169 | 217.7476 | 0.79999 | 0.97525 | 0.51152 | 0 | 0 | 0 | 0.74268 | 0 | 0.98957 | 0 | 0 | 0.84822 | BL | 0 | 0 | 0 | 0 | 0 | 0 | 0 | 0 | 0 | 0 | 0 |  | 0 | 0.67731 | 0.99385 | 0.45306 | 0 | 0.64544 | 0 | 0 | 0 | 0 | 0 | 1 | 0.48536 | 0.51152 | 0.97525 | 0.79999 | 0.84822 | 0.48919 | 217.7476 | 2291926.4726 | BL | 3_2.2.6 | 68 | 58 | 64 | Y | 3.1.29 | 0.49338 | 219.7104 | 3791482.5853 | 424513.6774 | 64 | AN | 3_2.2.10 | 0.48436 | 218.3134 | 4151248.1962 | 413799.662 | '3_2.2.10'
|  |  | 65 | 3_2.2.7 | 2082.6102 | 8260899.4507 | 3675.1944 | 8309311.6646 | 13 | 1225.0648 | 1899176.7544 | 1225064799.5445 | 3_2.2.7 | 102 | 0 | 81140.5354 | 4748.8844 | 65880.8404 | 0 | 65880.8404 | 61252.7569 | 36131.9376 | 281.8656 | 0.67286 | 1.7543 | 2.131 | 15.0838 | 1 | 0 | 0.25659 | 0.45546 | 0 | 4.1787 | 1.0687 | 207.5932 | 220.8622 | 0 | 0 | 216.9082 | 226.1097 | 0.86543 | 0.98246 | 0.62301 | 0.031067 | 0 | 0.031067 | 0.5 | 0.38806 | 0.95251 | 0.24294 | 0 | 0.84916 | BM | 0 | 0 | 0 | 0 | 0 | 0 | 0 | 0 | 0 | 0 | 0 |  | 0 | 0.79481 | 0.94522 | 0.0038723 | 0 | 0.38869 | 0 | 0.38806 | 0.031067 | 0 | 0.031067 | 1 | 0 | 0.62301 | 0.98246 | 0.86543 | 0.84916 | 0.4328 | 226.1097 | 8309311.6646 | BM | 3_2.2.7 | 111 | 144 | 65 | BB | 3_2.2.23 | 0.49322 | 218.9155 | 11768117.7149 | 436281.7951 | 65 | BR | 500.1.11 | 0.46009 | 218.3355 | 3132021.1507 | 416931.6832 | '500.1.11'
|  |  | 66 | 3_2.2.9 | 2496.875 | 10417154.2032 | 4406.25 | 10400095.7267 | 0 | 1468.75 | 1896999.9987 | 1468750001.7751 | 3_2.2.9 | 114 | 0 | 100579.2809 | 3953.1623 | 90014.5149 | 0 | 90014.5149 | 104855.0647 | 85336.1939 | 299.2617 | 0.29097 | 0.55414 | 2.3342 | 11.5795 | 1 | 0.91285 | 0.26988 | 0.47548 | 0 | 4.5116 | 0.85104 | 197.566 | 211.7302 | 0 | 0 | 207.014 | 217.0928 | 0.94181 | 0.99446 | 0.55526 | 0 | 0 | 0 | 0.95643 | 0.088589 | 0.96047 | 0.07051 | 0 | 0.8842 | BN | 0 | 0 | 0 | 0 | 0 | 0 | 0 | 0 | 0 | 0 | 0 |  | 0 | 0.75878 | 0.95777 | 0.48063 | 0 | 0.66554 | 0 | 0.088589 | 0 | 0 | 0 | 1 | 0.91285 | 0.55526 | 0.99446 | 0.94181 | 0.8842 | 0.54393 | 217.0928 | 10400095.7267 | BN | 3_2.2.9 | 31 | 49 | 66 | EO | 502_2.2.25 | 0.49201 | 216.3907 | 5760001.7638 | 442041.7969 | 66 | CN | 501.1.16 | 0.51238 | 218.4303 | 2833639.4012 | 419765.3226 | '501.1.16'
|  |  | 67 | 4 | 73.95 | 299971.5395 | 130.5 | 300718.4449 | 0 | 43.5 | 121000.0002 | 43499999.95 | 4 | 7 | 0 | 13439.3244 | 4356.0988 | 141081.9502 | 0 | 141081.9502 | 125108.9351 | 76397.2635 | 289.3468 | 0.38759 | 0.86782 | 2.3563 | 11.7816 | 1 | 0 | 0.2624 | 0.46421 | 0 | 2.2834 | 0.95773 | 203.0917 | 216.7787 | 0 | 0 | 208.8245 | 220.0198 | 0.92248 | 0.99132 | 0.54789 | 0 | 0 | 0 | 0.5 | 0 | 0.95644 | 0.86561 | 0 | 0.88218 | BO | 0 | 0 | 0 | 0 | 0 | 0 | 0 | 0 | 0 | 0 | 0 |  | 0 | 1 | 0.95162 | 0.21706 | 0 | 0.57567 | 0 | 0 | 0 | 0 | 0 | 1 | 0 | 0.54789 | 0.99132 | 0.92248 | 0.88218 | 0.44746 | 220.0198 | 300718.4449 | BO | 4 | 97 | 88 | 67 | DT | 502.1.39 | 0.49143 | 218.5756 | 3595796.6901 | 445637.5935 | 67 | DT | 502.1.39 | 0.49143 | 218.5756 | 3595796.6901 | 423361.1192 | '502.1.39'
|  |  | 68 | 5 | 73.95 | 299971.5395 | 130.5 | 300718.4449 | 0 | 43.5 | 121000.0002 | 43499999.95 | 5 | 7 | 0 | 13439.3244 | 4356.0988 | 141081.9502 | 0 | 141081.9502 | 125108.9351 | 76397.2635 | 289.3468 | 0.38759 | 0.86782 | 2.3563 | 11.7816 | 1 | 0 | 0.2624 | 0.46421 | 0 | 2.2834 | 0.95773 | 203.0917 | 216.7787 | 0 | 0 | 208.8245 | 220.0198 | 0.92248 | 0.99132 | 0.54789 | 0 | 0 | 0 | 0.5 | 0 | 0.95644 | 0.86561 | 0 | 0.88218 | BP | 0 | 0 | 0 | 0 | 0 | 0 | 0 | 0 | 0 | 0 | 0 |  | 0 | 1 | 0.95162 | 0.21706 | 0 | 0.57567 | 0 | 0 | 0 | 0 | 0 | 1 | 0 | 0.54789 | 0.99132 | 0.92248 | 0.88218 | 0.44746 | 220.0198 | 300718.4449 | BP | 5 | 96 | 87 | 68 | BL | 3_2.2.6 | 0.48919 | 217.7476 | 2291926.4726 | 447929.52 | 68 | BG | 3_2.2.28 | 0.45998 | 218.6133 | 3299945.5833 | 426661.0648 | '3_2.2.28'
|  |  | 69 | 500.1.1 | 1020 | 4192408.7209 | 1800 | 4194678.5751 | 0 | 600 | 160000.0004 | 600000002.5 | 500.1.1 | 24 | 0 | 96422.3347 | 27854.8559 | 330901.417 | 0 | 330901.417 | 465956.2569 | 232833.166 | 293.9124 | 0.31869 | 0 | 3 | 2.4331 | 1 | 0 | 0.26588 | 0.46946 | 0 | 4.4596 | 6.0737 | 200.4792 | 214.3975 | 0 | 0 | 219.0774 | 224.9308 | 0.93626 | 1 | 0.33333 | 0 | 0 | 0 | 0.5 | 0 | 0.72145 | 0.10271 | 0 | 0.97567 | BQ | 0 | 0 | 0 | 0 | 0 | 0 | 0 | 0 | 0 | 0 | 0 |  | 0 | 0.76441 | 0.65675 | 0.34138 | 0 | 0.42489 | 0 | 0 | 0 | 0 | 0 | 1 | 0 | 0.33333 | 1 | 0.93626 | 0.97567 | 0.38222 | 224.9308 | 4194678.5751 | BQ | 500.1.1 | 140 | 135 | 69 | BS | 500.1.12 | 0.48748 | 216.1177 | 1691340.8021 | 449620.8608 | 69 | AH | 3.1.6 | 0.48302 | 218.6297 | 4791147.2693 | 431452.2121 | '3.1.6'
|  |  | 70 | 500.1.11 | 756.8714 | 3133670.6928 | 1335.6555 | 3132021.1507 | 0 | 445.2185 | 170204.8987 | 445218495.9035 | 500.1.11 | 19 | 0 | 80743.3413 | 5656.7575 | 321343.2336 | 0 | 321343.2336 | 532679.5863 | 217822.8275 | 296.5014 | 0.26211 | 0.037775 | 2.9862 | 10.2353 | 1 | 0 | 0.26783 | 0.47239 | 0 | 4.0182 | 1.2257 | 199.0512 | 213.0915 | 0 | 0 | 208.3003 | 218.3355 | 0.94758 | 0.99962 | 0.33792 | 0 | 0 | 0 | 0.5 | 0 | 0.94343 | 0.19257 | 0 | 0.89765 | BR | 0 | 0 | 0 | 0 | 0 | 0 | 0 | 0 | 0 | 0 | 0 |  | 0 | 0.81219 | 0.93617 | 0.40956 | 0 | 0.62739 | 0 | 0 | 0 | 0 | 0 | 1 | 0 | 0.33792 | 0.99962 | 0.94758 | 0.89765 | 0.46009 | 218.3355 | 3132021.1507 | BR | 500.1.11 | 85 | 65 | 70 | BD | 3_2.2.25 | 0.48574 | 220.4806 | 2315348.6896 | 451936.2095 | 70 | CS | 501_1.2.12 | 0.50853 | 218.7026 | 7745709.1335 | 439197.9212 | '501_1.2.12'
|  |  | 71 | 500.1.12 | 403.75 | 1695749.4842 | 712.5 | 1691340.8021 | 0 | 237.5 | 95000.0002 | 237500001.5 | 500.1.12 | 11 | 0 | 121786.6768 | 2480.7999 | 358033.092 | 0 | 358033.092 | 542453.3105 | 254465.2984 | 301.7068 | 0.20145 | 0.15998 | 2.9905 | 10.8842 | 1 | 0 | 0.27169 | 0.47821 | 0 | 5.0381 | 0.53167 | 196.2788 | 210.548 | 0 | 0 | 206.0824 | 216.1177 | 0.95971 | 0.9984 | 0.33649 | 0 | 0 | 0 | 0.5 | 0 | 0.97519 | 0 | 0 | 0.89116 | BS | 0 | 0 | 0 | 0 | 0 | 0 | 0 | 0 | 0 | 0 | 0 |  | 0 | 0.70178 | 0.97618 | 0.54235 | 0 | 0.69548 | 0 | 0 | 0 | 0 | 0 | 1 | 0 | 0.33649 | 0.9984 | 0.95971 | 0.89116 | 0.48748 | 216.1177 | 1691340.8021 | BS | 500.1.12 | 69 | 37 | 71 | FC | 502_2.2.9 | 0.48543 | 216.3888 | 7259270.5355 | 459195.48 | 71 | AX | 3_2.2.2 | 0.45947 | 218.7211 | 2943904.6802 | 442141.8259 | '3_2.2.2'
|  |  | 72 | 500.1.17 | 637.5 | 2626995.6028 | 1125 | 2627427.5887 | 0 | 375 | 100000 | 374999999.5 | 500.1.17 | 15 | 0 | 80087.2328 | 13285.0524 | 327603.2283 | 0 | 327603.2283 | 492783.2939 | 226573.4819 | 294.8192 | 0.36192 | 0.0053333 | 2.9947 | 6.0773 | 1 | 0 | 0.26656 | 0.47049 | 0 | 4.0173 | 2.8908 | 199.9748 | 213.9366 | 0 | 0 | 212.1676 | 220.8446 | 0.92762 | 0.99995 | 0.33511 | 0 | 0 | 0 | 0.5 | 0 | 0.86715 | 0.19913 | 0 | 0.93923 | BT | 0 | 0 | 0 | 0 | 0 | 0 | 0 | 0 | 0 | 0 | 0 |  | 0 | 0.81229 | 0.8402 | 0.36544 | 0 | 0.55035 | 0 | 0 | 0 | 0 | 0 | 1 | 0 | 0.33511 | 0.99995 | 0.92762 | 0.93923 | 0.43023 | 220.8446 | 2627427.5887 | BT | 500.1.17 | 114 | 101 | 72 | DY | 502_2.2.10 | 0.48508 | 217.5813 | 8249214.6762 | 467444.6947 | 72 | AG | 3.1.5 | 0.56766 | 218.8096 | 2738853.7134 | 444880.6796 | '3.1.5'
|  |  | 73 | 500.1.3 | 1126.25 | 4671886.4875 | 1987.5 | 4668132.0271 | 0 | 662.5 | 185000 | 662500000.25 | 500.1.3 | 27 | 0 | 104420.4866 | 18370.157 | 347026.1921 | 0 | 347026.1921 | 506457.8311 | 245286.9789 | 297.184 | 0.27131 | 0.0045283 | 2.9751 | 6.4355 | 1 | 0 | 0.26834 | 0.47316 | 0 | 4.6346 | 3.9728 | 198.6808 | 212.7523 | 0 | 0 | 213.8575 | 221.3596 | 0.94574 | 0.99995 | 0.34163 | 0 | 0 | 0 | 0.5 | 0 | 0.8163 | 0.023911 | 0 | 0.93565 | BU | 0 | 0 | 0 | 0 | 0 | 0 | 0 | 0 | 0 | 0 | 0 |  | 0 | 0.74546 | 0.77784 | 0.42727 | 0 | 0.53453 | 0 | 0 | 0 | 0 | 0 | 1 | 0 | 0.34163 | 0.99995 | 0.94574 | 0.93565 | 0.42496 | 221.3596 | 4668132.0271 | BU | 500.1.3 | 116 | 103 | 73 | EQ | 502_2.2.27 | 0.48505 | 218.1651 | 9497572.8631 | 476942.2676 | 73 | BB | 3_2.2.23 | 0.49322 | 218.9155 | 11768117.7149 | 456648.7973 | '3_2.2.23'
|  |  | 74 | 500_1.2.1 | 1239.3 | 5067374.5888 | 2187 | 5073997.3721 | 0 | 729 | 155000.0004 | 729000002.25 | 500_1.2.1 | 30 | 0 | 105661.013 | 14109.7836 | 327090.9281 | 0 | 327090.9281 | 446195.1266 | 231676.4455 | 292.093 | 0.33282 | 0.005144 | 2.9952 | 5.5824 | 1 | 0 | 0.2645 | 0.46738 | 0 | 4.7252 | 3.0895 | 201.503 | 215.3321 | 0 | 0 | 215.3113 | 223.1468 | 0.93344 | 0.99995 | 0.33493 | 0 | 0 | 0 | 0.5 | 0 | 0.8589 | 0.038755 | 0 | 0.94418 | BV | 0 | 0 | 0 | 0 | 0 | 0 | 0 | 0 | 0 | 0 | 0 |  | 0 | 0.73566 | 0.82875 | 0.29259 | 0 | 0.47967 | 0 | 0 | 0 | 0 | 0 | 1 | 0 | 0.33493 | 0.99995 | 0.93344 | 0.94418 | 0.40249 | 223.1468 | 5073997.3721 | BV | 500_1.2.1 | 131 | 124 | 74 | AN | 3_2.2.10 | 0.48436 | 218.3134 | 4151248.1962 | 481093.5158 | 74 | AR | 3_2.2.14 | 0.47203 | 219.0365 | 8475097.2412 | 465123.8946 | '3_2.2.14'
|  |  | 75 | 500_1.2.10 | 1642.2 | 6595810.4762 | 2898 | 6622003.7869 | 0 | 966 | 180999.9998 | 966000000.25 | 500_1.2.10 | 39 | 0 | 30076.0922 | 4487.9838 | 244120.2987 | 0 | 244120.2987 | 480365.9778 | 143804.205 | 285.989 | 0.20948 | 0.085263 | 2.7765 | 10.6243 | 1 | 0 | 0.25982 | 0.46032 | 0 | 2.7534 | 0.99748 | 205.0657 | 218.5734 | 0 | 0 | 211.7109 | 222.3242 | 0.9581 | 0.99915 | 0.40783 | 0 | 0 | 0 | 0.5 | 0 | 0.95512 | 0.69924 | 0 | 0.89376 | BW | 0 | 0 | 0 | 0 | 0 | 0 | 0 | 0 | 0 | 0 | 0 |  | 0 | 0.94912 | 0.94933 | 0.12337 | 0 | 0.50492 | 0 | 0 | 0 | 0 | 0 | 1 | 0 | 0.40783 | 0.99915 | 0.9581 | 0.89376 | 0.41491 | 222.3242 | 6622003.7869 | BW | 500_1.2.10 | 125 | 116 | 75 | U | 3.1.22 | 0.48367 | 223.3227 | 1742770.342 | 482836.2861 | 75 | EK | 502_2.2.21 | 0.45702 | 219.1093 | 5009018.6347 | 470132.9132 | '502_2.2.21'
|  |  | 76 | 500_1.2.11 | 1375.3 | 5457577.9619 | 2427 | 5489211.2397 | 0 | 809 | 337999.9996 | 808999999.45 | 500_1.2.11 | 41 | 0 | 119741.138 | 16872.5495 | 175681.8534 | 0 | 175681.8534 | 466124.2236 | 81932.3233 | 282.0021 | 0.29573 | 0.16007 | 2.5964 | 5.3554 | 1 | 0 | 0.2567 | 0.45563 | 0 | 5.232 | 3.792 | 207.5063 | 220.7839 | 0 | 0 | 223.5237 | 229.8078 | 0.94085 | 0.9984 | 0.46786 | 0 | 0 | 0 | 0.5 | 0 | 0.83127 | 0 | 0 | 0.94645 | BX | 0 | 0 | 0 | 0 | 0 | 0 | 0 | 0 | 0 | 0 | 0 |  | 0 | 0.68079 | 0.78826 | 0.0079647 | 0 | 0.27515 | 0 | 0 | 0 | 0 | 0 | 1 | 0 | 0.46786 | 0.9984 | 0.94085 | 0.94645 | 0.32774 | 229.8078 | 5489211.2397 | BX | 500_1.2.11 | 153 | 154 | 76 | AH | 3.1.6 | 0.48302 | 218.6297 | 4791147.2693 | 487627.4334 | 76 | AP | 3_2.2.12 | 0.49937 | 219.1093 | 18822683.7547 | 488955.597 | '3_2.2.12'
|  |  | 77 | 500_1.2.12 | 1694.05 | 6787676.8843 | 2989.5 | 6817095.9715 | 0 | 996.5 | 226999.9996 | 996500002.7499 | 500_1.2.12 | 42 | 0 | 64718.9473 | 6518.2141 | 226553.3483 | 0 | 226553.3483 | 456920.9679 | 130971.267 | 285.1842 | 0.24752 | 0.025075 | 2.8007 | 9.2546 | 1 | 0 | 0.25919 | 0.45938 | 0 | 3.6982 | 1.4516 | 205.5514 | 219.0139 | 0 | 0 | 214.6785 | 224.1637 | 0.9505 | 0.99975 | 0.39978 | 0 | 0 | 0 | 0.5 | 0 | 0.93482 | 0.35281 | 0 | 0.90745 | BY | 0 | 0 | 0 | 0 | 0 | 0 | 0 | 0 | 0 | 0 | 0 |  | 0 | 0.84683 | 0.92315 | 0.10037 | 0 | 0.44844 | 0 | 0 | 0 | 0 | 0 | 1 | 0 | 0.39978 | 0.99975 | 0.9505 | 0.90745 | 0.39225 | 224.1637 | 6817095.9715 | BY | 500_1.2.12 | 137 | 133 | 77 | EP | 502_2.2.26 | 0.48278 | 219.5407 | 5084989.4259 | 492712.4228 | 77 | BK | 3_2.2.5 | 0.49784 | 219.1603 | 6381264.1505 | 495336.8611 | '3_2.2.5'
|  |  | 78 | 500_1.2.13 | 1679.175 | 6904861.0137 | 2963.25 | 6908142.7624 | 0 | 987.75 | 339000.0002 | 987749999.5001 | 500_1.2.13 | 42 | 0 | 60397.618 | 10881.6806 | 301536.0018 | 0 | 301536.0018 | 531660.8235 | 197797.2557 | 294.0726 | 0.22281 | 0.014174 | 2.9339 | 7.5508 | 1 | 0 | 0.266 | 0.46964 | 0 | 3.5019 | 2.3706 | 200.3923 | 214.3179 | 0 | 0 | 210.7599 | 220.1904 | 0.95544 | 0.99986 | 0.35536 | 0 | 0 | 0 | 0.5 | 0 | 0.89118 | 0.39602 | 0 | 0.92449 | BZ | 0 | 0 | 0 | 0 | 0 | 0 | 0 | 0 | 0 | 0 | 0 |  | 0 | 0.86808 | 0.87018 | 0.34554 | 0 | 0.57043 | 0 | 0 | 0 | 0 | 0 | 1 | 0 | 0.35536 | 0.99986 | 0.95544 | 0.92449 | 0.43993 | 220.1904 | 6908142.7624 | BZ | 500_1.2.13 | 105 | 92 | 78 | AW | 3_2.2.19 | 0.48075 | 217.3731 | 4038806.8743 | 496751.2297 | 78 | EW | 502_2.2.32 | 0.45165 | 219.2662 | 5331543.2045 | 500668.4043 | '502_2.2.32'
|  |  | 79 | 500_1.2.14 | 1364.25 | 5421036.8763 | 2407.5 | 5451346.135 | 0 | 802.5 | 194000 | 802499999.6 | 500_1.2.14 | 36 | 0 | 113504.9207 | 15980.7696 | 177093.836 | 0 | 177093.836 | 508031.704 | 73711.0028 | 282.4433 | 0.46809 | 0.32413 | 2.7916 | 5.8395 | 1 | 0 | 0.25705 | 0.45615 | 0 | 5.0562 | 3.5862 | 207.2325 | 220.5362 | 0 | 0 | 222.5691 | 229.1785 | 0.90638 | 0.99676 | 0.40281 | 0 | 0 | 0 | 0.5 | 0 | 0.84019 | 0.002184 | 0 | 0.9416 | CA | 0 | 0 | 0 | 0 | 0 | 0 | 0 | 0 | 0 | 0 | 0 |  | 0 | 0.69982 | 0.80012 | 0.020895 | 0 | 0.29447 | 0 | 0 | 0 | 0 | 0 | 1 | 0 | 0.40281 | 0.99676 | 0.90638 | 0.9416 | 0.33017 | 229.1785 | 5451346.135 | CA | 500_1.2.14 | 152 | 151 | 79 | EZ | 502_2.2.6 | 0.47829 | 217.0181 | 8240193.9354 | 504991.4236 | 79 | R | 3.1.11 | 0.4491 | 219.4299 | 2330966.1378 | 502999.3705 | '3.1.11'
|  |  | 80 | 500_1.2.15 | 1615 | 6603847.902 | 2850 | 6612438.4015 | 0 | 950 | 190000.0006 | 950000000.5 | 500_1.2.15 | 38 | 0 | 46184.7191 | 13568.0511 | 298780.3242 | 0 | 298780.3242 | 485149.8088 | 198151.2834 | 292.1078 | 0.31617 | 0.092105 | 2.9858 | 6.7826 | 1 | 0 | 0.26451 | 0.4674 | 0 | 3.1404 | 2.9698 | 201.4952 | 215.325 | 0 | 0 | 212.2912 | 221.4351 | 0.93677 | 0.99908 | 0.33807 | 0 | 0 | 0 | 0.5 | 0 | 0.86432 | 0.53815 | 0 | 0.93217 | CB | 0 | 0 | 0 | 0 | 0 | 0 | 0 | 0 | 0 | 0 | 0 |  | 0 | 0.90722 | 0.83565 | 0.29296 | 0 | 0.53222 | 0 | 0 | 0 | 0 | 0 | 1 | 0 | 0.33807 | 0.99908 | 0.93677 | 0.93217 | 0.42319 | 221.4351 | 6612438.4015 | CB | 500_1.2.15 | 119 | 107 | 80 | ES | 502_2.2.29 | 0.47418 | 217.709 | 6038464.9624 | 511029.8886 | 80 | FB | 502_2.2.8 | 0.45055 | 219.5375 | 8013633.1909 | 511013.0037 | '502_2.2.8'
|  |  | 81 | 500_1.2.2 | 1417.8 | 5725763.3085 | 2502 | 5743803.7398 | 0 | 834 | 202999.9998 | 834000000.25 | 500_1.2.2 | 38 | 0 | 16081.6641 | 9668.7521 | 257707.0617 | 0 | 257707.0617 | 499746.8083 | 155293.8942 | 287.8319 | 0.19395 | 0.60937 | 2.8477 | 8.6218 | 1 | 0 | 0.26124 | 0.46247 | 0 | 2.3636 | 2.1394 | 203.9685 | 217.577 | 0 | 0 | 211.94 | 222.0801 | 0.96121 | 0.99391 | 0.3841 | 0 | 0 | 0 | 0.5 | 0 | 0.90331 | 0.83918 | 0 | 0.91378 | CC | 0 | 0 | 0 | 0 | 0 | 0 | 0 | 0 | 0 | 0 | 0 |  | 0 | 0.99131 | 0.88351 | 0.17538 | 0 | 0.51241 | 0 | 0 | 0 | 0 | 0 | 1 | 0 | 0.3841 | 0.99391 | 0.96121 | 0.91378 | 0.41762 | 222.0801 | 5743803.7398 | CC | 500_1.2.2 | 122 | 111 | 81 | EV | 502_2.2.31 | 0.47269 | 217.9757 | 4174354.8842 | 515204.2435 | 81 | EP | 502_2.2.26 | 0.48278 | 219.5407 | 5084989.4259 | 516097.9931 | '502_2.2.26'
|  |  | 82 | 500_1.2.3 | 1402.5 | 5797316.9377 | 2475 | 5795643.0893 | 0 | 825 | 160000.0002 | 825000004.5 | 500_1.2.3 | 33 | 0 | 109796.7203 | 33418.2758 | 345596.1845 | 0 | 345596.1845 | 477126.1288 | 246456.1815 | 295.9202 | 0.32426 | 0 | 2.9861 | 1.4509 | 1 | 0 | 0.26739 | 0.47173 | 0 | 4.7906 | 7.2507 | 199.3693 | 213.3826 | 0 | 0 | 220.6121 | 225.424 | 0.93515 | 1 | 0.33798 | 0 | 0 | 0 | 0.5 | 0 | 0.66582 | 0.015074 | 0 | 0.98549 | CD | 0 | 0 | 0 | 0 | 0 | 0 | 0 | 0 | 0 | 0 | 0 |  | 0 | 0.72857 | 0.58891 | 0.39436 | 0 | 0.40975 | 0 | 0 | 0 | 0 | 0 | 1 | 0 | 0.33798 | 1 | 0.93515 | 0.98549 | 0.37683 | 225.424 | 5795643.0893 | CD | 500_1.2.3 | 144 | 140 | 82 | AR | 3_2.2.14 | 0.47203 | 219.0365 | 8475097.2412 | 523679.3407 | 82 | CJ | 500_1.2.9 | 0.4459 | 219.5566 | 4982087.2197 | 521080.0803 | '500_1.2.9'
|  |  | 83 | 500_1.2.4 | 1681.3 | 6696036.5567 | 2967 | 6731170.7909 | 0 | 989 | 296999.9998 | 988999998.25 | 500_1.2.4 | 42 | 0 | 80572.4682 | 4333.5753 | 202300.9237 | 0 | 202300.9237 | 473581.2382 | 104167.4506 | 283.1863 | 0.21453 | 0.19925 | 2.7148 | 10.7906 | 1 | 0 | 0.25763 | 0.45703 | 0 | 4.1495 | 0.97214 | 206.7723 | 220.1198 | 0 | 0 | 215.8585 | 225.2414 | 0.95709 | 0.99801 | 0.42839 | 0 | 0 | 0 | 0.5 | 0 | 0.95666 | 0.20047 | 0 | 0.89209 | CE | 0 | 0 | 0 | 0 | 0 | 0 | 0 | 0 | 0 | 0 | 0 |  | 0 | 0.79798 | 0.95079 | 0.042634 | 0 | 0.41535 | 0 | 0 | 0 | 0 | 0 | 1 | 0 | 0.42839 | 0.99801 | 0.95709 | 0.89209 | 0.37992 | 225.2414 | 6731170.7909 | CE | 500_1.2.4 | 142 | 138 | 83 | DV | 502.1.5 | 0.46359 | 218.2454 | 3198496.835 | 526877.8375 | 83 | Y | 3.1.29 | 0.49338 | 219.7104 | 3791482.5853 | 524871.5629 | '3.1.29'
|  |  | 84 | 500_1.2.5 | 1339.6 | 5591205.8694 | 2364 | 5581718.3194 | 0 | 788 | 185999.9998 | 787999997.75 | 500_1.2.5 | 33 | 0 | 115930.007 | 17322.579 | 356048.6349 | 0 | 356048.6349 | 519594.2035 | 253595.7569 | 299.4103 | 0.33455 | 0.70907 | 2.9841 | 5.7722 | 1 | 0 | 0.26999 | 0.47565 | 0 | 4.9117 | 3.7282 | 197.4861 | 211.6569 | 0 | 0 | 212.7069 | 220.2967 | 0.93309 | 0.99291 | 0.33862 | 0 | 0 | 0 | 0.5 | 0 | 0.82677 | 1.0727e-05 | 0 | 0.94228 | CF | 0 | 0 | 0 | 0 | 0 | 0 | 0 | 0 | 0 | 0 | 0 |  | 0 | 0.71546 | 0.79194 | 0.48446 | 0 | 0.56717 | 0 | 0 | 0 | 0 | 0 | 1 | 0 | 0.33862 | 0.99291 | 0.93309 | 0.94228 | 0.43721 | 220.2967 | 5581718.3194 | CF | 500_1.2.5 | 109 | 93 | 84 | CR | 501_1.2.11 | 0.46032 | 222.7659 | 8791644.2417 | 535669.4818 | 84 | EC | 502_2.2.14 | 0.44108 | 219.8303 | 5314202.7948 | 530185.7657 | '502_2.2.14'
|  |  | 85 | 500_1.2.6 | 1929.5 | 7846470.6734 | 3405 | 7863085.7506 | 0 | 1135 | 237000.0002 | 1135000002.65 | 500_1.2.6 | 51 | 0 | 64840.6343 | 6369.9063 | 297646.8876 | 0 | 297646.8876 | 457454.3934 | 200503.7723 | 290.1991 | 0.29733 | 0.011454 | 2.9568 | 9.1339 | 1 | 0 | 0.26306 | 0.4652 | 0 | 3.6549 | 1.4004 | 202.587 | 216.3201 | 0 | 0 | 211.5266 | 221.3754 | 0.94053 | 0.99989 | 0.34772 | 0 | 0 | 0 | 0.5 | 0 | 0.9363 | 0.35865 | 0 | 0.90866 | CG | 0 | 0 | 0 | 0 | 0 | 0 | 0 | 0 | 0 | 0 | 0 |  | 0 | 0.85152 | 0.92611 | 0.24101 | 0 | 0.53405 | 0 | 0 | 0 | 0 | 0 | 1 | 0 | 0.34772 | 0.99989 | 0.94053 | 0.90866 | 0.42346 | 221.3754 | 7863085.7506 | CG | 500_1.2.6 | 118 | 105 | 85 | BR | 500.1.11 | 0.46009 | 218.3355 | 3132021.1507 | 538801.5029 | 85 | DF | 502.1.10 | 0.45772 | 219.9951 | 3018318.7292 | 533204.0844 | '502.1.10'
|  |  | 86 | 500_1.2.7 | 2386.375 | 9705964.8312 | 4211.25 | 9726283.6289 | 0 | 1403.75 | 270999.9992 | 1403749999.65 | 500_1.2.7 | 63 | 0 | 32600.9489 | 13737.221 | 277384.89 | 0 | 277384.89 | 517401.0717 | 174101.1448 | 290.2568 | 0.2012 | 0.059127 | 2.9494 | 7.3241 | 1 | 0 | 0.2631 | 0.46527 | 0 | 2.7905 | 3.0175 | 202.5566 | 216.2922 | 0 | 0 | 212.8258 | 222.1003 | 0.95976 | 0.99941 | 0.35019 | 0 | 0 | 0 | 0.5 | 0 | 0.86263 | 0.67399 | 0 | 0.92676 | CH | 0 | 0 | 0 | 0 | 0 | 0 | 0 | 0 | 0 | 0 | 0 |  | 0 | 0.94509 | 0.8329 | 0.24246 | 0 | 0.5118 | 0 | 0 | 0 | 0 | 0 | 1 | 0 | 0.35019 | 0.99941 | 0.95976 | 0.92676 | 0.41652 | 222.1003 | 9726283.6289 | CH | 500_1.2.7 | 124 | 112 | 86 | BG | 3_2.2.28 | 0.45998 | 218.6133 | 3299945.5833 | 542101.4485 | 86 | BA | 3_2.2.22 | 0.49368 | 220.0111 | 14482384.6963 | 547686.4691 | '3_2.2.22'
|  |  | 87 | 500_1.2.8 | 2234.65 | 8950321.0654 | 3943.5 | 8989628.6694 | 0 | 1314.5 | 189000 | 1314499999.3 | 500_1.2.8 | 59 | 0 | 72422.8098 | 12847.0114 | 207690.6508 | 0 | 207690.6508 | 500763.6873 | 104976.0706 | 285.0576 | 0.21258 | 0.011411 | 2.9194 | 6.733 | 1 | 0 | 0.25909 | 0.45923 | 0 | 3.9086 | 2.8637 | 205.6289 | 219.0841 | 0 | 0 | 217.6327 | 225.8564 | 0.95748 | 0.99989 | 0.36021 | 0 | 0 | 0 | 0.5 | 0 | 0.87153 | 0.27577 | 0 | 0.93267 | CI | 0 | 0 | 0 | 0 | 0 | 0 | 0 | 0 | 0 | 0 | 0 |  | 0 | 0.82405 | 0.84177 | 0.096705 | 0 | 0.39647 | 0 | 0 | 0 | 0 | 0 | 1 | 0 | 0.36021 | 0.99989 | 0.95748 | 0.93267 | 0.3711 | 225.8564 | 8989628.6694 | CI | 500_1.2.8 | 145 | 142 | 87 | AX | 3_2.2.2 | 0.45947 | 218.7211 | 2943904.6802 | 545045.3532 | 87 | BP | 5 | 0.44746 | 220.0198 | 300718.4449 | 547987.1876 | '5'
|  |  | 88 | 500_1.2.9 | 1212.1 | 4978945.8629 | 2139 | 4982087.2197 | 0 | 713 | 195000.0002 | 712999997.45 | 500_1.2.9 | 29 | 0 | 61356.8946 | 6962.2558 | 313897.0798 | 0 | 313897.0798 | 504369.3877 | 211757.2983 | 293.6978 | 0.27467 | 0.044881 | 2.9611 | 9.2006 | 1 | 0 | 0.26572 | 0.46921 | 0 | 3.5311 | 1.5189 | 200.5986 | 214.5067 | 0 | 0 | 209.5159 | 219.5566 | 0.94507 | 0.99955 | 0.34631 | 0 | 0 | 0 | 0.5 | 0 | 0.93038 | 0.38643 | 0 | 0.90799 | CJ | 0 | 0 | 0 | 0 | 0 | 0 | 0 | 0 | 0 | 0 | 0 |  | 0 | 0.86493 | 0.91927 | 0.33568 | 0 | 0.58989 | 0 | 0 | 0 | 0 | 0 | 1 | 0 | 0.34631 | 0.99955 | 0.94507 | 0.90799 | 0.4459 | 219.5566 | 4982087.2197 | CJ | 500_1.2.9 | 98 | 82 | 88 | AI | 3.1.7 | 0.45841 | 220.642 | 3925248.4491 | 548970.6017 | 88 | BO | 4 | 0.44746 | 220.0198 | 300718.4449 | 548287.906 | '4'
|  |  | 89 | 501.1.11 | 650.5026 | 2831108.7271 | 1147.9457 | 2809513.5277 | 11 | 382.6486 | 95598.0762 | 382648561.9531 | 501.1.11 | 17 | 0 | 61176.0048 | 9168.2179 | 327090.7557 | 0 | 327090.7557 | 406418.0753 | 7219.8639 | 315.3935 | 0.20923 | 0 | 2.9811 | 13.3426 | 1 | 1 | 0.28153 | 0.49304 | 0 | 3.3555 | 1.9049 | 189.5564 | 204.3363 | 0 | 0 | 198.769 | 209.5967 | 0.95815 | 1 | 0.33965 | 0 | 0 | 0 | 1 | 0 | 0.90832 | 0.38824 | 0 | 0.86657 | CK | 0 | 0 | 0 | 0 | 0 | 0 | 0 | 0 | 0 | 0 | 0 |  | 0 | 0.88393 | 0.89703 | 0.86665 | 0 | 0.89569 | 0 | 0 | 0 | 0 | 0 | 1 | 1 | 0.33965 | 1 | 0.95815 | 0.86657 | 0.61649 | 209.5967 | 2809513.5277 | CK | 501.1.11 | 14 | 6 | 89 | DF | 502.1.10 | 0.45772 | 219.9951 | 3018318.7292 | 551988.9204 | 89 | L | 15 | 0.44354 | 220.1077 | 284747.824 | 548572.6538 | '15'
|  |  | 90 | 501.1.13 | 637.5 | 2690617.9427 | 1125 | 2681736.4467 | 0 | 375 | 80000 | 375000000 | 501.1.13 | 15 | 0 | 50540.0319 | 24956.0704 | 293289 | 0 | 293289 | 375502.1639 | 53528.1 | 303.5227 | 0.15178 | 0.0013333 | 2.9527 | 2.2133 | 1 | 1 | 0.27302 | 0.48021 | 0 | 3.1701 | 5.3195 | 195.3419 | 209.686 | 0 | 0 | 210.274 | 218.1756 | 0.96964 | 0.99999 | 0.34911 | 0 | 0 | 0 | 1 | 0 | 0.75044 | 0.4946 | 0 | 0.97787 | CL | 0 | 0 | 0 | 0 | 0 | 0 | 0 | 0 | 0 | 0 | 0 |  | 0 | 0.90401 | 0.70022 | 0.58736 | 0 | 0.63229 | 0 | 0 | 0 | 0 | 0 | 1 | 1 | 0.34911 | 0.99999 | 0.96964 | 0.97787 | 0.51775 | 218.1756 | 2681736.4467 | CL | 501.1.13 | 48 | 62 | 90 | AT | 3_2.2.16 | 0.45739 | 220.5028 | 9857678.4596 | 561846.5988 | 90 | K | 14 | 0.44354 | 220.1077 | 284747.824 | 548857.4016 | '14'
|  |  | 91 | 501.1.14 | 452.625 | 1911027.9162 | 798.75 | 1904621.1698 | 0 | 266.25 | 80000.0002 | 266250000.55 | 501.1.14 | 11 | 0 | 101314.6721 | 68809.2795 | 326525.8556 | 0 | 326525.8556 | 409343.3041 | 84986.0937 | 303.6567 | 0.16993 | 0 | 2.9174 | 1 | 1 | 1 | 0.27312 | 0.48036 | 0 | 4.4846 | 14.6614 | 195.2723 | 209.6219 | 0 | 0 | 228.9453 | 228.768 | 0.96601 | 1 | 0.36085 | 0 | 0 | 0 | 1 | 0 | 0.31191 | 0.03258 | 0 | 0.99 | CM | 0 | 0 | 0 | 0 | 0 | 0 | 0 | 0 | 0 | 0 | 0 |  | 0 | 0.7617 | 0.16178 | 0.5907 | 0 | 0.30708 | 0 | 0 | 0 | 0 | 0 | 1 | 1 | 0.36085 | 1 | 0.96601 | 0.99 | 0.38867 | 228.768 | 1904621.1698 | CM | 501.1.14 | 138 | 150 | 91 | EK | 502_2.2.21 | 0.45702 | 219.1093 | 5009018.6347 | 566855.6175 | 91 | AS | 3_2.2.15 | 0.44129 | 220.1339 | 6544785.4305 | 555402.1871 | '3_2.2.15'
|  |  | 92 | 501.1.16 | 680 | 2838503.4068 | 1200 | 2833639.4012 | 0 | 400 | 89999.9998 | 399999998.5 | 501.1.16 | 16 | 0 | 73082.2548 | 13956.2021 | 255638.7992 | 0 | 255638.7992 | 338381.879 | 42073.1679 | 299.4524 | 0.12105 | 0 | 2.9987 | 5.7775 | 1 | 1 | 0.27003 | 0.4757 | 0 | 3.79 | 3.0039 | 197.4637 | 211.6364 | 0 | 0 | 209.4326 | 218.4303 | 0.97579 | 1 | 0.33375 | 0 | 0 | 0 | 1 | 0 | 0.86044 | 0.26918 | 0 | 0.94223 | CN | 0 | 0 | 0 | 0 | 0 | 0 | 0 | 0 | 0 | 0 | 0 |  | 0 | 0.83689 | 0.83369 | 0.48553 | 0 | 0.62447 | 0 | 0 | 0 | 0 | 0 | 1 | 1 | 0.33375 | 1 | 0.97579 | 0.94223 | 0.51238 | 218.4303 | 2833639.4012 | CN | 501.1.16 | 50 | 66 | 92 | EW | 502_2.2.32 | 0.45165 | 219.2662 | 5331543.2045 | 572187.1607 | 92 | BZ | 500_1.2.13 | 0.43993 | 220.1904 | 6908142.7624 | 562310.3298 | '500_1.2.13'
|  |  | 93 | 501.1.8 | 765 | 3259419.0065 | 1350 | 3244270.4304 | 0 | 450 | 100000.0004 | 450000002 | 501.1.8 | 18 | 0 | 37851.6203 | 27725.7142 | 299541.4314 | 0 | 299541.4314 | 381062.169 | 38006.2017 | 307.0916 | 0.16184 | 0.0011111 | 2.9622 | 2.2333 | 1 | 1 | 0.27561 | 0.48412 | 0 | 2.818 | 5.8624 | 193.5412 | 208.0259 | 0 | 0 | 208.7883 | 216.7063 | 0.96763 | 0.99999 | 0.34592 | 0 | 0 | 0 | 1 | 0 | 0.72274 | 0.62148 | 0 | 0.97767 | CO | 0 | 0 | 0 | 0 | 0 | 0 | 0 | 0 | 0 | 0 | 0 |  | 0 | 0.94213 | 0.66893 | 0.67403 | 0 | 0.67741 | 0 | 0 | 0 | 0 | 0 | 1 | 1 | 0.34592 | 0.99999 | 0.96763 | 0.97767 | 0.53552 | 216.7063 | 3244270.4304 | CO | 501.1.8 | 38 | 44 | 93 | CZ | 501_1.2.5 | 0.45158 | 223.6033 | 5749407.8477 | 577936.5685 | 93 | CF | 500_1.2.5 | 0.43721 | 220.2967 | 5581718.3194 | 567892.0482 | '500_1.2.5'
|  |  | 94 | 501_1.2.1 | 2252.7528 | 9928223.176 | 3975.4461 | 9835311.0125 | 33 | 1325.1487 | 240967.5069 | 1325148707.8945 | 501_1.2.1 | 59 | 0 | 106118.5219 | 16211.8767 | 362082.9185 | 0 | 362082.9185 | 441594.9004 | 12565.3032 | 320.4863 | 0.35296 | 0.1348 | 2.6399 | 10.2358 | 1 | 1 | 0.28509 | 0.49839 | 0 | 4.4421 | 3.3308 | 187.2416 | 202.1829 | 0 | 0 | 200.8302 | 209.9558 | 0.92941 | 0.99865 | 0.45338 | 0 | 0 | 0 | 1 | 0 | 0.83788 | 0.034521 | 0 | 0.89764 | CP | 0 | 0 | 0 | 0 | 0 | 0 | 0 | 0 | 0 | 0 | 0 |  | 0 | 0.7663 | 0.81484 | 0.97908 | 0 | 0.88466 | 0 | 0 | 0 | 0 | 0 | 1 | 1 | 0.45338 | 0.99865 | 0.92941 | 0.89764 | 0.61782 | 209.9558 | 9835311.0125 | CP | 501_1.2.1 | 13 | 8 | 94 | FB | 502_2.2.8 | 0.45055 | 219.5375 | 8013633.1909 | 585950.2017 | 94 | BD | 3_2.2.25 | 0.48574 | 220.4806 | 2315348.6896 | 570207.3968 | '3_2.2.25'
|  |  | 95 | 501_1.2.10 | 1471.0797 | 6194698.6722 | 2596.0231 | 6176269.0077 | 31 | 865.341 | 159713.4169 | 865341021.3107 | 501_1.2.10 | 38 | 0 | 90986.4477 | 5256.028 | 214964.9882 | 0 | 214964.9882 | 297303.1643 | 5262.316 | 302.6761 | 0.2067 | 1.0775 | 2.9983 | 17.7613 | 1 | 1 | 0.2724 | 0.47928 | 0 | 4.2272 | 1.1253 | 195.7782 | 210.0874 | 0 | 0 | 205.1967 | 215.44 | 0.95866 | 0.98922 | 0.33391 | 0 | 0 | 0 | 1 | 0 | 0.94744 | 0.12332 | 0 | 0.82239 | CQ | 0 | 0 | 0 | 0 | 0 | 0 | 0 | 0 | 0 | 0 | 0 |  | 0 | 0.78956 | 0.94196 | 0.5664 | 0 | 0.71629 | 0 | 0 | 0 | 0 | 0 | 1 | 1 | 0.33391 | 0.98922 | 0.95866 | 0.82239 | 0.54172 | 215.44 | 6176269.0077 | CQ | 501_1.2.10 | 33 | 31 | 95 | R | 3.1.11 | 0.4491 | 219.4299 | 2330966.1378 | 588281.1679 | 95 | AT | 3_2.2.16 | 0.45739 | 220.5028 | 9857678.4596 | 580065.0753 | '3_2.2.16'
|  |  | 96 | 501_1.2.11 | 2121.6 | 8798363.5975 | 3744 | 8791644.2417 | 3 | 1248 | 236999.9996 | 1247999999 | 501_1.2.11 | 50 | 0 | 106379.9151 | 24358.4278 | 231216.4911 | 0 | 231216.4911 | 314181.7482 | 34368.2276 | 297.0878 | 0.12358 | 0 | 2.9962 | 3.4383 | 1 | 1 | 0.26826 | 0.47305 | 0 | 4.6874 | 5.2757 | 198.7363 | 212.8028 | 0 | 0 | 216.306 | 222.7659 | 0.97528 | 1 | 0.3346 | 0 | 0 | 0 | 1 | 0 | 0.75642 | 0.014177 | 0 | 0.96562 | CR | 0 | 0 | 0 | 0 | 0 | 0 | 0 | 0 | 0 | 0 | 0 |  | 0 | 0.73975 | 0.70274 | 0.42463 | 0 | 0.49136 | 0 | 0 | 0 | 0 | 0 | 1 | 1 | 0.3346 | 1 | 0.97528 | 0.96562 | 0.46032 | 222.7659 | 8791644.2417 | CR | 501_1.2.11 | 84 | 120 | 96 | BP | 5 | 0.44746 | 220.0198 | 300718.4449 | 588581.8863 | 96 | W | 3.1.24 | 0.50204 | 220.5044 | 3099851.5457 | 583164.9269 | '3.1.24'
|  |  | 97 | 501_1.2.12 | 1863.2 | 7755870.2982 | 3288 | 7745709.1335 | 0 | 1096 | 214000.0004 | 1096000005.1 | 501_1.2.12 | 46 | 0 | 78639.1687 | 12169.1655 | 273361.692 | 0 | 273361.692 | 356186.2837 | 58853.8737 | 298.4431 | 0.12749 | 0 | 2.9884 | 6.9968 | 1 | 1 | 0.26927 | 0.47457 | 0 | 3.9455 | 2.6241 | 198.0053 | 212.1329 | 0 | 0 | 209.5836 | 218.7026 | 0.9745 | 1 | 0.33721 | 0 | 0 | 0 | 1 | 0 | 0.87831 | 0.21395 | 0 | 0.93003 | CS | 0 | 0 | 0 | 0 | 0 | 0 | 0 | 0 | 0 | 0 | 0 |  | 0 | 0.82006 | 0.85557 | 0.45961 | 0 | 0.61611 | 0 | 0 | 0 | 0 | 0 | 1 | 1 | 0.33721 | 1 | 0.9745 | 0.93003 | 0.50853 | 218.7026 | 7745709.1335 | CS | 501_1.2.12 | 52 | 70 | 97 | BO | 4 | 0.44746 | 220.0198 | 300718.4449 | 588882.6047 | 97 | AV | 3_2.2.18 | 0.50344 | 220.5367 | 3985685.1663 | 587150.612 | '3_2.2.18'
|  |  | 98 | 501_1.2.13 | 1572.0694 | 6787838.0797 | 2774.2401 | 6743568.7497 | 37 | 924.7467 | 214296.2419 | 924746688.7726 | 501_1.2.13 | 43 | 0 | 22881.0109 | 1592.6534 | 290651.1382 | 0 | 290651.1382 | 370109.0537 | 4729.3962 | 312.2445 | 0.22253 | 0.4569 | 2.9038 | 18.7497 | 1 | 1 | 0.27931 | 0.48968 | 0 | 2.4048 | 0.33314 | 191.0346 | 205.7076 | 0 | 0 | 195.8346 | 208.4455 | 0.95549 | 0.99543 | 0.3654 | 0 | 0 | 0 | 1 | 0 | 0.98407 | 0.77119 | 0 | 0.8125 | CT | 0 | 0 | 0 | 0 | 0 | 0 | 0 | 0 | 0 | 0 | 0 |  | 0 | 0.98686 | 0.98762 | 0.79506 | 0 | 0.93103 | 0 | 0 | 0 | 0 | 0 | 1 | 1 | 0.3654 | 0.99543 | 0.95549 | 0.8125 | 0.62885 | 208.4455 | 6743568.7497 | CT | 501_1.2.13 | 9 | 3 | 98 | CJ | 500_1.2.9 | 0.4459 | 219.5566 | 4982087.2197 | 593864.692 | 98 | AI | 3.1.7 | 0.45841 | 220.642 | 3925248.4491 | 591075.8605 | '3.1.7'
|  |  | 99 | 501_1.2.14 | 1666 | 7157833.0513 | 2940 | 7116126.5244 | 1 | 980 | 234000 | 979999997.95 | 501_1.2.14 | 40 | 0 | 37808.525 | 25156.9286 | 307399.5544 | 0 | 307399.5544 | 388194.18 | 25996.3991 | 310.3065 | 0.2426 | 0.21276 | 2.9179 | 4.7143 | 1 | 1 | 0.27793 | 0.4876 | 0 | 2.7966 | 5.2825 | 191.9638 | 206.5681 | 0 | 0 | 206.1382 | 214.6472 | 0.95148 | 0.99787 | 0.36071 | 0 | 0 | 0 | 1 | 0 | 0.74843 | 0.62191 | 0 | 0.95286 | CU | 0 | 0 | 0 | 0 | 0 | 0 | 0 | 0 | 0 | 0 | 0 |  | 0 | 0.94444 | 0.70235 | 0.75013 | 0 | 0.74063 | 0 | 0 | 0 | 0 | 0 | 1 | 1 | 0.36071 | 0.99787 | 0.95148 | 0.95286 | 0.5594 | 214.6472 | 7116126.5244 | CU | 501_1.2.14 | 28 | 28 | 99 | T | 3.1.2 | 0.44529 | 221.5255 | 2724029.505 | 596588.7215 | 99 | ET | 502_2.2.3 | 0.43188 | 220.7338 | 5126777.0387 | 596202.6375 | '502_2.2.3'
|  |  | 100 | 501_1.2.15 | 1229.1 | 5240330.2147 | 2169 | 5215474.7013 | 0 | 723 | 137999.9998 | 722999999.55 | 501_1.2.15 | 31 | 0 | 101236.5974 | 82664.751 | 338610.1925 | 0 | 338610.1925 | 421134.4704 | 76340.6229 | 307.3497 | 0.17401 | 0 | 2.7773 | 1 | 1 | 1 | 0.2758 | 0.4844 | 0 | 4.4455 | 17.4682 | 193.4142 | 207.9086 | 0 | 0 | 231.9015 | 229.8222 | 0.9652 | 1 | 0.40756 | 0 | 0 | 0 | 1 | 0 | 0.17335 | 0.046526 | 0 | 0.99 | CV | 0 | 0 | 0 | 0 | 0 | 0 | 0 | 0 | 0 | 0 | 0 |  | 0 | 0.76593 | 0 | 0.68015 | 0 | 0.27471 | 0 | 0 | 0 | 0 | 0 | 1 | 1 | 0.40756 | 1 | 0.9652 | 0.99 | 0.37802 | 229.8222 | 5215474.7013 | CV | 501_1.2.15 | 143 | 155 | 100 | BI | 3_2.2.3 | 0.4445 | 222.8052 | 2986257.133 | 599574.9786 | 100 | AK | 3.1.9 | 0.5278 | 220.8245 | 3865372.1716 | 600068.0097 | '3.1.9'
|  |  | 101 | 501_1.2.2 | 1279.7914 | 5437039.5961 | 2258.4554 | 5414001.2075 | 17 | 752.8185 | 298752.1985 | 752818457.5641 | 501_1.2.2 | 36 | 0 | 42697.9149 | 1849.9079 | 249466.7349 | 0 | 249466.7349 | 330815.8511 | 14359.7374 | 305.992 | 0.35782 | 0.338 | 2.9612 | 15.3999 | 1 | 1 | 0.27482 | 0.48292 | 0 | 2.95 | 0.39243 | 194.0894 | 208.5318 | 0 | 0 | 199.9629 | 211.8742 | 0.92844 | 0.99662 | 0.34628 | 0 | 0 | 0 | 1 | 0 | 0.9815 | 0.57302 | 0 | 0.846 | CW | 0 | 0 | 0 | 0 | 0 | 0 | 0 | 0 | 0 | 0 | 0 |  | 0 | 0.92783 | 0.9842 | 0.64761 | 0 | 0.82576 | 0 | 0 | 0 | 0 | 0 | 1 | 1 | 0.34628 | 0.99662 | 0.92844 | 0.846 | 0.58617 | 211.8742 | 5414001.2075 | CW | 501_1.2.2 | 21 | 12 | 101 | L | 15 | 0.44354 | 220.1077 | 284747.824 | 599859.7264 | 101 | BT | 500.1.17 | 0.43023 | 220.8446 | 2627427.5887 | 602695.4373 | '500.1.17'
|  |  | 102 | 501_1.2.3 | 2167.5 | 9362730.6889 | 3825 | 9301114.6002 | 0 | 1275 | 209999.9994 | 1274999996.0001 | 501_1.2.3 | 51 | 0 | 101952.4043 | 72311.5918 | 351149.8974 | 0 | 351149.8974 | 433000.1003 | 58905.7778 | 312.4132 | 0.15599 | 0.00039216 | 2.5529 | 1.0008 | 1 | 1 | 0.27943 | 0.48986 | 0 | 4.4139 | 15.1143 | 190.9574 | 205.6358 | 0 | 0 | 225.1928 | 225.164 | 0.9688 | 1 | 0.48235 | 0 | 0 | 0 | 1 | 0 | 0.27688 | 0.079059 | 0 | 0.98999 | CX | 0 | 0 | 0 | 0 | 0 | 0 | 0 | 0 | 0 | 0 | 0 |  | 0 | 0.76935 | 0.13568 | 0.79881 | 0 | 0.41773 | 0 | 0 | 0 | 0 | 0 | 1 | 1 | 0.48235 | 1 | 0.9688 | 0.98999 | 0.43915 | 225.164 | 9301114.6002 | CX | 501_1.2.3 | 106 | 137 | 102 | K | 14 | 0.44354 | 220.1077 | 284747.824 | 600144.4743 | 102 | DR | 502.1.36 | 0.43038 | 221.2675 | 1978240.1942 | 604673.6775 | '502.1.36'
|  |  | 103 | 501_1.2.4 | 1685.55 | 7041077.9191 | 2974.5 | 7028269.1828 | 0 | 991.5 | 153000 | 991499998.1501 | 501_1.2.4 | 46 | 0 | 97849.0169 | 40524.2306 | 305976.5048 | 0 | 305976.5048 | 388907.2661 | 86941.8444 | 299.7216 | 0.15455 | 0 | 2.9849 | 1.0666 | 1 | 1 | 0.27022 | 0.476 | 0 | 4.4354 | 8.7066 | 197.3252 | 211.5089 | 0 | 0 | 220.4721 | 224.6509 | 0.96909 | 1 | 0.33838 | 0 | 0 | 0 | 1 | 0 | 0.59476 | 0.058531 | 0 | 0.98933 | CY | 0 | 0 | 0 | 0 | 0 | 0 | 0 | 0 | 0 | 0 | 0 |  | 0 | 0.76703 | 0.505 | 0.49219 | 0 | 0.43349 | 0 | 0 | 0 | 0 | 0 | 1 | 1 | 0.33838 | 1 | 0.96909 | 0.98933 | 0.43823 | 224.6509 | 7028269.1828 | CY | 501_1.2.4 | 107 | 134 | 103 | AS | 3_2.2.15 | 0.44129 | 220.1339 | 6544785.4305 | 606689.2597 | 103 | BU | 500.1.3 | 0.42496 | 221.3596 | 4668132.0271 | 609341.8095 | '500.1.3'
|  |  | 104 | 501_1.2.5 | 1360 | 5773220.2632 | 2400 | 5749407.8477 | 0 | 800 | 150000 | 799999998.5 | 501_1.2.5 | 32 | 0 | 69835.7452 | 53179.8947 | 315652.671 | 0 | 315652.671 | 397867.3355 | 58848.936 | 305.6972 | 0.15569 | 0.000625 | 2.9575 | 1.0013 | 1 | 1 | 0.2746 | 0.48259 | 0 | 3.6523 | 11.2769 | 194.2442 | 208.6741 | 0 | 0 | 220.4803 | 223.6033 | 0.96886 | 0.99999 | 0.34751 | 0 | 0 | 0 | 1 | 0 | 0.4682 | 0.30164 | 0 | 0.98999 | CZ | 0 | 0 | 0 | 0 | 0 | 0 | 0 | 0 | 0 | 0 | 0 |  | 0 | 0.8518 | 0.35685 | 0.64019 | 0 | 0.46565 | 0 | 0 | 0 | 0 | 0 | 1 | 1 | 0.34751 | 0.99999 | 0.96886 | 0.98999 | 0.45158 | 223.6033 | 5749407.8477 | CZ | 501_1.2.5 | 93 | 129 | 104 | EC | 502_2.2.14 | 0.44108 | 219.8303 | 5314202.7948 | 612003.4625 | 104 | Z | 3.1.31 | 0.42559 | 221.3661 | 2821919.1814 | 612163.7287 | '3.1.31'
|  |  | 105 | 501_1.2.6 | 2252.5 | 9827106.7077 | 3975 | 9748844.0122 | 0 | 1325 | 210000 | 1324999999.5 | 501_1.2.6 | 53 | 0 | 90673.4007 | 42221.0195 | 350056.7284 | 0 | 350056.7284 | 430705.3429 | 32847.049 | 316.3673 | 0.1613 | 0.00037736 | 2.4679 | 1.1366 | 1 | 1 | 0.28222 | 0.49407 | 0 | 4.0915 | 8.7495 | 189.1075 | 203.9191 | 0 | 0 | 211.5877 | 216.7601 | 0.96774 | 1 | 0.51071 | 0 | 0 | 0 | 1 | 0 | 0.57779 | 0.13378 | 0 | 0.98863 | DA | 0 | 0 | 0 | 0 | 0 | 0 | 0 | 0 | 0 | 0 | 0 |  | 0 | 0.80425 | 0.50252 | 0.88843 | 0 | 0.67575 | 0 | 0 | 0 | 0 | 0 | 1 | 1 | 0.51071 | 1 | 0.96774 | 0.98863 | 0.54366 | 216.7601 | 9748844.0122 | DA | 501_1.2.6 | 32 | 46 | 105 | BZ | 500_1.2.13 | 0.43993 | 220.1904 | 6908142.7624 | 618911.6052 | 105 | CG | 500_1.2.6 | 0.42346 | 221.3754 | 7863085.7506 | 620026.8144 | '500_1.2.6'
|  |  | 106 | 501_1.2.7 | 1693.2663 | 7225560.4453 | 2988.117 | 7190405.802 | 15 | 996.039 | 248896.5763 | 996039013.373 | 501_1.2.7 | 43 | 0 | 25237.7588 | 4117.2166 | 266743.2066 | 0 | 266743.2066 | 347557.6203 | 19949.8545 | 307.6792 | 0.2784 | 0.062455 | 2.9056 | 13.1051 | 1 | 1 | 0.27604 | 0.48476 | 0 | 2.4906 | 0.86936 | 193.2504 | 207.7574 | 0 | 0 | 199.1511 | 211.1174 | 0.94432 | 0.99938 | 0.36479 | 0 | 0 | 0 | 1 | 0 | 0.95883 | 0.74762 | 0 | 0.86895 | DB | 0 | 0 | 0 | 0 | 0 | 0 | 0 | 0 | 0 | 0 | 0 |  | 0 | 0.97756 | 0.95671 | 0.68804 | 0 | 0.849 | 0 | 0 | 0 | 0 | 0 | 1 | 1 | 0.36479 | 0.99938 | 0.94432 | 0.86895 | 0.59847 | 211.1174 | 7190405.802 | DB | 501_1.2.7 | 17 | 10 | 106 | CX | 501_1.2.3 | 0.43915 | 225.164 | 9301114.6002 | 628212.7198 | 106 | AO | 3_2.2.11 | 0.43546 | 221.4169 | 7004805.9536 | 627031.6204 | '3_2.2.11'
|  |  | 107 | 501_1.2.8 | 1306.025 | 5373701.9878 | 2304.75 | 5375778.0347 | 0 | 768.25 | 151999.9998 | 768249995.05 | 501_1.2.8 | 31 | 0 | 120212.1522 | 32150.648 | 240742.7426 | 0 | 240742.7426 | 323698.4936 | 51839.7311 | 294.2853 | 0.1314 | 0 | 2.9958 | 2.3746 | 1 | 1 | 0.26616 | 0.46988 | 0 | 5.0858 | 7.0065 | 200.2724 | 214.2085 | 0 | 0 | 221.6207 | 226.3008 | 0.97372 | 1 | 0.33474 | 0 | 0 | 0 | 1 | 0 | 0.67849 | 0 | 0 | 0.97625 | DC | 0 | 0 | 0 | 0 | 0 | 0 | 0 | 0 | 0 | 0 | 0 |  | 0 | 0.69661 | 0.60299 | 0.35125 | 0 | 0.38283 | 0 | 0 | 0 | 0 | 0 | 1 | 1 | 0.33474 | 1 | 0.97372 | 0.97625 | 0.41737 | 226.3008 | 5375778.0347 | DC | 501_1.2.8 | 123 | 145 | 107 | CY | 501_1.2.4 | 0.43823 | 224.6509 | 7028269.1828 | 635240.989 | 107 | CB | 500_1.2.15 | 0.42319 | 221.4351 | 6612438.4015 | 633644.0588 | '500_1.2.15'
|  |  | 108 | 501_1.2.9 | 1254.6 | 5272867.8628 | 2214 | 5258648.8647 | 0 | 738 | 157000.0006 | 738000005.15 | 501_1.2.9 | 30 | 0 | 61518.8793 | 13302.3803 | 249175.166 | 0 | 249175.166 | 331525.0916 | 28254.9935 | 301.958 | 0.114 | 0 | 2.9987 | 6.2561 | 1 | 1 | 0.27187 | 0.47848 | 0 | 3.4676 | 2.85 | 196.1513 | 210.4305 | 0 | 0 | 207.2713 | 216.7481 | 0.9772 | 1 | 0.33378 | 0 | 0 | 0 | 1 | 0 | 0.86698 | 0.38481 | 0 | 0.93744 | DD | 0 | 0 | 0 | 0 | 0 | 0 | 0 | 0 | 0 | 0 | 0 |  | 0 | 0.8718 | 0.84256 | 0.54849 | 0 | 0.67612 | 0 | 0 | 0 | 0 | 0 | 1 | 1 | 0.33378 | 1 | 0.9772 | 0.93744 | 0.53287 | 216.7481 | 5258648.8647 | DD | 501_1.2.9 | 41 | 45 | 108 | X | 3.1.26 | 0.43733 | 222.1875 | 4176975.2563 | 639417.9643 | 108 | T | 3.1.2 | 0.44529 | 221.5255 | 2724029.505 | 636368.0883 | '3.1.2'
|  |  | 109 | 502.1.1 | 1125.4 | 4723995.6884 | 1986 | 4712099.7961 | 0 | 662 | 1054000.001 | 661999999.55 | 502.1.1 | 62 | 0 | 55689.1714 | 15827.1958 | 135400.7308 | 0 | 68288.8576 | 60339.9998 | 51883.974 | 301.4976 | 0.69176 | 1.9178 | 2.5668 | 8.8262 | 1 | 0 | 0.27154 | 0.47797 | 0 | 3.3191 | 3.3885 | 196.3883 | 210.6486 | 0 | 0 | 208.1951 | 217.3562 | 0.86165 | 0.98082 | 0.47774 | 0 | 0 | 0 | 0.5 | 0.3966 | 0.84173 | 0.44311 | 0 | 0.91174 | DE | 0 | 0 | 0 | 0 | 0 | 0 | 0 | 0 | 0 | 0 | 0 |  | 0 | 0.88788 | 0.81152 | 0.5371 | 0 | 0.65745 | 0 | 0.3966 | 0 | 0 | 0 | 1 | 0 | 0.47774 | 0.98082 | 0.86165 | 0.91174 | 0.53407 | 217.3562 | 4712099.7961 | DE | 502.1.1 | 39 | 52 | 109 | CF | 500_1.2.5 | 0.43721 | 220.2967 | 5581718.3194 | 644999.6826 | 109 | AC | 3.1.35 | 0.42461 | 221.8809 | 1559138.3425 | 637927.2266 | '3.1.35'
|  |  | 110 | 502.1.10 | 734.8387 | 3016056.8702 | 1296.7741 | 3018318.7292 | 46 | 432.258 | 902883.27 | 432258031.1564 | 502.1.10 | 53 | 0 | 69660.5453 | 7289.1213 | 190206.9778 | 0 | 90043.7825 | 99657.106 | 3382.4203 | 293.4162 | 0.70465 | 1.0326 | 2.1226 | 17.8061 | 1 | 0 | 0.2655 | 0.46889 | 0 | 3.7534 | 1.5878 | 200.7603 | 214.654 | 0 | 0 | 210.1916 | 219.9951 | 0.85907 | 0.98967 | 0.62578 | 0 | 0 | 0 | 0.5 | 0.082153 | 0.92711 | 0.30483 | 0 | 0.82194 | DF | 0 | 0 | 0 | 0 | 0 | 0 | 0 | 0 | 0 | 0 | 0 |  | 0 | 0.84086 | 0.91531 | 0.32799 | 0 | 0.57643 | 0 | 0.082153 | 0 | 0 | 0 | 1 | 0 | 0.62578 | 0.98967 | 0.85907 | 0.82194 | 0.45772 | 219.9951 | 3018318.7292 | DF | 502.1.10 | 89 | 85 | 110 | AO | 3_2.2.11 | 0.43546 | 221.4169 | 7004805.9536 | 652004.4886 | 110 | DM | 502.1.3 | 0.41988 | 221.965 | 3496857.0737 | 641424.0837 | '502.1.3'
|  |  | 111 | 502.1.19 | 675.75 | 2856249.2636 | 1192.5 | 2846220.8941 | 0 | 397.5 | 707999.999 | 397499998.75 | 502.1.19 | 37 | 0 | 32588.0964 | 3788.9795 | 112183.3969 | 0 | 38963.7087 | 30430.0123 | 35590.8107 | 304.072 | 0.98703 | 6.6981 | 2.3679 | 18.4792 | 1 | 0 | 0.27342 | 0.48082 | 0 | 2.7012 | 0.8061 | 195.0607 | 209.427 | 0 | 0 | 201.2281 | 212.9343 | 0.80259 | 0.93302 | 0.54403 | 0 | 0 | 0.045044 | 0.5 | 0.6957 | 0.96211 | 0.67412 | 0 | 0.81521 | DG | 0 | 0 | 0 | 0 | 0 | 0 | 0 | 0 | 0 | 0 | 0 |  | 0 | 0.95477 | 0.96036 | 0.60088 | 0 | 0.79322 | 0 | 0.6957 | 0 | 0 | 0.045044 | 1 | 0 | 0.54403 | 0.93302 | 0.80259 | 0.81521 | 0.62638 | 212.9343 | 2846220.8941 | DG | 502.1.19 | 10 | 17 | 111 | BM | 3_2.2.7 | 0.4328 | 226.1097 | 8309311.6646 | 660313.8002 | 111 | CC | 500_1.2.2 | 0.41762 | 222.0801 | 5743803.7398 | 647167.8874 | '500_1.2.2'
|  |  | 112 | 502.1.2 | 957.95 | 4077816.8155 | 1690.5 | 4059389.0744 | 0 | 563.5 | 484000.0004 | 563499999.1 | 502.1.2 | 29 | 0 | 111690.3524 | 1837.9297 | 77317.3398 | 0 | 77317.3398 | 142999.8132 | 40785.487 | 306.746 | 0.38366 | 1.5075 | 2.8204 | 13.7012 | 1 | 0.055457 | 0.27536 | 0.48374 | 0 | 4.7211 | 0.38906 | 193.7132 | 208.1846 | 0 | 0 | 202.6904 | 213.2947 | 0.92327 | 0.98492 | 0.39319 | 0 | 0 | 0 | 0.52773 | 0 | 0.98162 | 0.025236 | 0 | 0.86299 | DH | 0 | 0 | 0 | 0 | 0 | 0 | 0 | 0 | 0 | 0 | 0 |  | 0 | 0.7361 | 0.9844 | 0.66574 | 0 | 0.78215 | 0 | 0 | 0 | 0 | 0 | 1 | 0.055457 | 0.39319 | 0.98492 | 0.92327 | 0.86299 | 0.52385 | 213.2947 | 4059389.0744 | DH | 502.1.2 | 44 | 18 | 112 | ET | 502_2.2.3 | 0.43188 | 220.7338 | 5126777.0387 | 665440.5773 | 112 | CH | 500_1.2.7 | 0.41652 | 222.1003 | 9726283.6289 | 656894.1711 | '500_1.2.7'
|  |  | 113 | 502.1.21 | 417.5917 | 1774559.7807 | 736.9265 | 1766973.3624 | 18 | 245.6422 | 616691.4013 | 245642162.0864 | 502.1.21 | 38 | 0 | 21700.0865 | 2443.46 | 107226.8212 | 0 | 34535.34 | 24959.0448 | 9371.9137 | 306.0953 | 1.4583 | 12.4174 | 2.4199 | 26.6483 | 1 | 0 | 0.27489 | 0.48303 | 0 | 2.4081 | 0.51761 | 194.0409 | 208.4868 | 0 | 0 | 199.1818 | 211.4125 | 0.70834 | 0.87583 | 0.5267 | 0 | 0 | 0.030663 | 0.5 | 0.75041 | 0.97557 | 0.783 | 0 | 0.73352 | DI | 0 | 0 | 0 | 0 | 0 | 0 | 0 | 0 | 0 | 0 | 0 |  | 0 | 0.9865 | 0.97699 | 0.64996 | 0 | 0.83994 | 0 | 0.75041 | 0 | 0 | 0.030663 | 1 | 0 | 0.5267 | 0.87583 | 0.70834 | 0.73352 | 0.64076 | 211.4125 | 1766973.3624 | DI | 502.1.21 | 5 | 11 | 113 | DR | 502.1.36 | 0.43038 | 221.2675 | 1978240.1942 | 667418.8175 | 113 | X | 3.1.26 | 0.43733 | 222.1875 | 4176975.2563 | 661071.1463 | '3.1.26'
|  |  | 114 | 502.1.23 | 789.8516 | 3211120.1249 | 1393.8558 | 3218049.9074 | 23 | 464.6186 | 454376.7211 | 464618593.9805 | 502.1.23 | 30 | 0 | 120488.987 | 3388.235 | 120689.3734 | 0 | 120689.3734 | 152598.0021 | 4848.722 | 290.1061 | 0.51501 | 2.3416 | 2.3361 | 21.0012 | 1 | 0 | 0.26299 | 0.4651 | 0 | 5.1456 | 0.74676 | 202.6421 | 216.3702 | 0 | 0 | 213.0632 | 222.2625 | 0.897 | 0.97658 | 0.55464 | 0 | 0 | 0 | 0.5 | 0 | 0.96612 | 0 | 0 | 0.78999 | DJ | 0 | 0 | 0 | 0 | 0 | 0 | 0 | 0 | 0 | 0 | 0 |  | 0 | 0.69014 | 0.96378 | 0.23839 | 0 | 0.50681 | 0 | 0 | 0 | 0 | 0 | 1 | 0 | 0.55464 | 0.97658 | 0.897 | 0.78999 | 0.41364 | 222.2625 | 3218049.9074 | DJ | 502.1.23 | 126 | 114 | 114 | BT | 500.1.17 | 0.43023 | 220.8446 | 2627427.5887 | 670046.245 | 114 | DJ | 502.1.23 | 0.41364 | 222.2625 | 3218049.9074 | 664289.1962 | '502.1.23'
|  |  | 115 | 502.1.26 | 752.0367 | 3294568.0685 | 1327.1236 | 3266445.5282 | 10 | 442.3745 | 792406.302 | 442374545.2486 | 502.1.26 | 48 | 0 | 39747.9723 | 937.9551 | 119288.7553 | 0 | 105621.4696 | 95671.3997 | 17969.2099 | 318.0405 | 0.74871 | 19.5147 | 2.7496 | 30.1834 | 0.99548 | 1 | 0.28339 | 0.49583 | 0 | 2.7981 | 0.19379 | 188.3419 | 203.2073 | 0 | 0 | 193.5765 | 206.1993 | 0.85026 | 0.80485 | 0.4168 | 0 | 0 | 0 | 0.99774 | 0.075862 | 0.99062 | 0.60252 | 0 | 0.69817 | DK | 0 | 0 | 0 | 0 | 0 | 0 | 0 | 0 | 0 | 0 | 0 |  | 0 | 0.94427 | 0.99565 | 0.92559 | 0 | 1 | 0 | 0.075862 | 0 | 0 | 0 | 0.99548 | 1 | 0.4168 | 0.80485 | 0.85026 | 0.69817 | 0.64966 | 206.1993 | 3266445.5282 | DK | 502.1.26 | 3 | 1 | 115 | Z | 3.1.31 | 0.42559 | 221.3661 | 2821919.1814 | 672868.1642 | 115 | AF | 3.1.38 | 0.57828 | 222.3115 | 1728831.6649 | 666018.0279 | '3.1.38'
|  |  | 116 | 502.1.29 | 1153.875 | 4830401.8749 | 2036.25 | 4820125.7249 | 0 | 678.75 | 276999.9992 | 678750000.85 | 502.1.29 | 30 | 0 | 44437.3923 | 9128.489 | 33619.3959 | 0 | 33619.3959 | 114316.6918 | 95042.0331 | 300.5 | 0.22395 | 0.011418 | 2.9145 | 7.7794 | 1 | 0.96317 | 0.2708 | 0.47687 | 0 | 3.0327 | 1.9601 | 196.911 | 211.1288 | 0 | 0 | 205.7031 | 216.1216 | 0.95521 | 0.99989 | 0.36182 | 0.02731 | 0 | 0.02731 | 0.98158 | 0.0031193 | 0.90872 | 0.55563 | 0 | 0.92221 | DL | 0 | 0 | 0 | 0 | 0 | 0 | 0 | 0 | 0 | 0 | 0 |  | 0 | 0.91888 | 0.89385 | 0.51203 | 0 | 0.69536 | 0 | 0.0031193 | 0.02731 | 0 | 0.02731 | 1 | 0.96317 | 0.36182 | 0.99989 | 0.95521 | 0.92221 | 0.54146 | 216.1216 | 4820125.7249 | DL | 502.1.29 | 34 | 38 | 116 | BU | 500.1.3 | 0.42496 | 221.3596 | 4668132.0271 | 677536.2962 | 116 | BW | 500_1.2.10 | 0.41491 | 222.3242 | 6622003.7869 | 672640.0317 | '500_1.2.10'
|  |  | 117 | 502.1.3 | 857.225 | 3490075.5516 | 1512.75 | 3496857.0737 | 0 | 504.25 | 518999.998 | 504250001.8 | 502.1.3 | 30 | 0 | 102741.9231 | 5419.7265 | 88403.0288 | 0 | 88403.0288 | 101951.5122 | 137826.1213 | 290.6072 | 0.30351 | 3.1884 | 2.7481 | 13.5285 | 1 | 0 | 0.26337 | 0.46567 | 0 | 4.6649 | 1.19 | 202.3569 | 216.1101 | 0 | 0 | 212.7088 | 221.965 | 0.9393 | 0.96812 | 0.41729 | 0 | 0 | 0 | 0.5 | 0.026851 | 0.9458 | 0.022288 | 0 | 0.86471 | DM | 0 | 0 | 0 | 0 | 0 | 0 | 0 | 0 | 0 | 0 | 0 |  | 0 | 0.74218 | 0.93823 | 0.25197 | 0 | 0.51595 | 0 | 0.026851 | 0 | 0 | 0 | 1 | 0 | 0.41729 | 0.96812 | 0.9393 | 0.86471 | 0.41988 | 221.965 | 3496857.0737 | DM | 502.1.3 | 121 | 110 | 117 | AC | 3.1.35 | 0.42461 | 221.8809 | 1559138.3425 | 679095.4346 | 117 | EG | 502_2.2.18 | 0.41146 | 222.379 | 6560880.5415 | 679200.9122 | '502_2.2.18'
|  |  | 118 | 502.1.30 | 718.25 | 2994507.9292 | 1267.5 | 2989906.2902 | 0 | 422.5 | 277000.0002 | 422500001 | 502.1.30 | 20 | 0 | 52919.3394 | 2265.1928 | 49868.9397 | 0 | 49868.9397 | 73752.9629 | 99032.3731 | 299.0084 | 0.24614 | 2.8203 | 2.7527 | 14.1897 | 1 | 0 | 0.2697 | 0.4752 | 0 | 3.2656 | 0.48762 | 197.7008 | 211.8539 | 0 | 0 | 204.3139 | 215.6071 | 0.95077 | 0.9718 | 0.41578 | 0 | 0 | 0 | 0.5 | 0.26247 | 0.97735 | 0.47081 | 0 | 0.8581 | DN | 0 | 0 | 0 | 0 | 0 | 0 | 0 | 0 | 0 | 0 | 0 |  | 0 | 0.89367 | 0.97872 | 0.47418 | 0 | 0.71115 | 0 | 0.26247 | 0 | 0 | 0 | 1 | 0 | 0.41578 | 0.9718 | 0.95077 | 0.8581 | 0.53365 | 215.6071 | 2989906.2902 | DN | 502.1.30 | 40 | 32 | 118 | CG | 500_1.2.6 | 0.42346 | 221.3754 | 7863085.7506 | 686958.5203 | 118 | AJ | 3.1.8 | 0.42249 | 222.5361 | 2041230.8362 | 681242.1431 | '3.1.8'
|  |  | 119 | 502.1.31 | 670.225 | 2881933.4979 | 1182.75 | 2864808.7118 | 0 | 394.25 | 579999.9999 | 394250001.475 | 502.1.31 | 33 | 0 | 39479.4649 | 2316.6777 | 52190.468 | 0 | 52190.468 | 78377.9164 | 28316.4206 | 310.6263 | 0.57108 | 4.494 | 2.2372 | 17.2575 | 1 | 1 | 0.27816 | 0.48795 | 0 | 2.8375 | 0.4863 | 191.8096 | 206.4254 | 0 | 0 | 197.6404 | 209.7492 | 0.88578 | 0.95506 | 0.58761 | 0 | 0 | 0 | 1 | 0.21636 | 0.97683 | 0.60521 | 0 | 0.82743 | DO | 0 | 0 | 0 | 0 | 0 | 0 | 0 | 0 | 0 | 0 | 0 |  | 0 | 0.94001 | 0.97879 | 0.75758 | 0 | 0.89101 | 0 | 0.21636 | 0 | 0 | 0 | 1 | 1 | 0.58761 | 0.95506 | 0.88578 | 0.82743 | 0.65165 | 209.7492 | 2864808.7118 | DO | 502.1.31 | 2 | 7 | 119 | CB | 500_1.2.15 | 0.42319 | 221.4351 | 6612438.4015 | 693570.9587 | 119 | BH | 3_2.2.29 | 0.40906 | 222.549 | 2150261.9999 | 683392.4051 | '3_2.2.29'
|  |  | 120 | 502.1.32 | 910.35 | 3733014.6233 | 1606.5 | 3736315.5229 | 0 | 535.5 | 394000.0012 | 535500002.3 | 502.1.32 | 29 | 0 | 120999.3065 | 32499.1467 | 122560.5935 | 0 | 121587.719 | 92113.0119 | 124600.2403 | 293.0976 | 0.1791 | 1.0037 | 2.8791 | 2.9683 | 1 | 0 | 0.26526 | 0.46852 | 0 | 5.1219 | 7.1058 | 200.9412 | 214.819 | 0 | 0 | 222.5402 | 227.0466 | 0.96418 | 0.98996 | 0.37364 | 0 | 0 | 0 | 0.5 | 0.080764 | 0.67501 | 0 | 0 | 0.97032 | DP | 0 | 0 | 0 | 0 | 0 | 0 | 0 | 0 | 0 | 0 | 0 |  | 0 | 0.6927 | 0.59726 | 0.31938 | 0 | 0.35993 | 0 | 0.080764 | 0 | 0 | 0 | 1 | 0 | 0.37364 | 0.98996 | 0.96418 | 0.97032 | 0.37099 | 227.0466 | 3736315.5229 | DP | 502.1.32 | 146 | 147 | 120 | AJ | 3.1.8 | 0.42249 | 222.5361 | 2041230.8362 | 695612.1896 | 120 | CR | 501_1.2.11 | 0.46032 | 222.7659 | 8791644.2417 | 692184.0493 | '501_1.2.11'
|  |  | 121 | 502.1.34 | 545.275 | 2312984.2075 | 962.25 | 2303688.1635 | 0 | 320.75 | 469000.002 | 320750001.5 | 502.1.34 | 23 | 0 | 57987.6631 | 6745.7521 | 36752.7632 | 0 | 36752.7632 | 112957.5492 | 75360.0826 | 305.4128 | 0.2546 | 1.3487 | 2.8924 | 11.5437 | 1 | 0.52065 | 0.2744 | 0.48229 | 0 | 3.3487 | 1.4339 | 194.3821 | 208.8016 | 0 | 0 | 202.7889 | 213.5843 | 0.94908 | 0.98651 | 0.3692 | 0.0041448 | 0 | 0.0041448 | 0.76033 | 0.0048071 | 0.93254 | 0.42012 | 0 | 0.88456 | DQ | 0 | 0 | 0 | 0 | 0 | 0 | 0 | 0 | 0 | 0 | 0 |  | 0 | 0.88466 | 0.92417 | 0.63353 | 0 | 0.77326 | 0 | 0.0048071 | 0.0041448 | 0 | 0.0041448 | 1 | 0.52065 | 0.3692 | 0.98651 | 0.94908 | 0.88456 | 0.54594 | 213.5843 | 2303688.1635 | DQ | 502.1.34 | 30 | 21 | 121 | DM | 502.1.3 | 0.41988 | 221.965 | 3496857.0737 | 699109.0467 | 121 | BI | 3_2.2.3 | 0.4445 | 222.8052 | 2986257.133 | 695170.3064 | '3_2.2.3'
|  |  | 122 | 502.1.36 | 480.675 | 1977427.4062 | 848.25 | 1978240.1942 | 0 | 282.75 | 212999.9998 | 282749997.5 | 502.1.36 | 14 | 0 | 133258.3688 | 7315.0304 | 150554.6304 | 0 | 134009.3425 | 113674.4549 | 111310.9853 | 294.2258 | 0.36399 | 1.6622 | 2.4739 | 11.0584 | 1 | 0 | 0.26612 | 0.46981 | 0 | 5.4324 | 1.5966 | 200.3053 | 214.2386 | 0 | 0 | 212.7153 | 221.2675 | 0.9272 | 0.98338 | 0.50869 | 0 | 0 | 0 | 0.5 | 0 | 0.92685 | 0 | 0 | 0.88942 | DR | 0 | 0 | 0 | 0 | 0 | 0 | 0 | 0 | 0 | 0 | 0 |  | 0 | 0.6591 | 0.9148 | 0.34968 | 0 | 0.53736 | 0 | 0 | 0 | 0 | 0 | 1 | 0 | 0.50869 | 0.98338 | 0.9272 | 0.88942 | 0.43038 | 221.2675 | 1978240.1942 | DR | 502.1.36 | 113 | 102 | 122 | CC | 500_1.2.2 | 0.41762 | 222.0801 | 5743803.7398 | 704852.8504 | 122 | AL | 3_1.2.1 | 0.40376 | 222.9767 | 1260304.7322 | 696430.6112 | '3_1.2.1'
|  |  | 123 | 502.1.38 | 549.525 | 2323299.7079 | 969.75 | 2315060.2099 | 0 | 323.25 | 411000.0002 | 323250001.15 | 502.1.38 | 22 | 0 | 40246.3 | 2585.6604 | 79717.0836 | 0 | 71821.6154 | 28635.0051 | 74309.1141 | 304.1646 | 0.32967 | 1.7664 | 2.8113 | 13.826 | 1 | 0 | 0.27349 | 0.48092 | 0 | 2.8989 | 0.54984 | 195.013 | 209.3831 | 0 | 0 | 201.0772 | 212.8318 | 0.93407 | 0.98234 | 0.39624 | 0 | 0 | 0 | 0.5 | 0.71365 | 0.97414 | 0.59754 | 0 | 0.86174 | DS | 0 | 0 | 0 | 0 | 0 | 0 | 0 | 0 | 0 | 0 | 0 |  | 0 | 0.93337 | 0.97513 | 0.60317 | 0 | 0.79636 | 0 | 0.71365 | 0 | 0 | 0 | 1 | 0 | 0.39624 | 0.98234 | 0.93407 | 0.86174 | 0.63431 | 212.8318 | 2315060.2099 | DS | 502.1.38 | 8 | 16 | 123 | DC | 501_1.2.8 | 0.41737 | 226.3008 | 5375778.0347 | 710228.6284 | 123 | AQ | 3_2.2.13 | 0.49457 | 222.997 | 5829150.1875 | 702259.7614 | '3_2.2.13'
|  |  | 124 | 502.1.39 | 872.1 | 3595458.8089 | 1539 | 3595796.6901 | 0 | 513 | 181000.0006 | 513000000.5 | 502.1.39 | 21 | 0 | 77880.4014 | 3530.6203 | 61426.2085 | 0 | 61426.2085 | 139757.3741 | 104674.8648 | 294.991 | 0.13534 | 0.20029 | 2.9907 | 10.7485 | 1 | 0.66862 | 0.26669 | 0.47068 | 0 | 3.9573 | 0.76688 | 199.8818 | 213.8514 | 0 | 0 | 208.2192 | 218.5756 | 0.97293 | 0.998 | 0.33642 | 0 | 0 | 0 | 0.83431 | 0 | 0.96469 | 0.2212 | 0 | 0.89251 | DT | 0 | 0 | 0 | 0 | 0 | 0 | 0 | 0 | 0 | 0 | 0 |  | 0 | 0.81878 | 0.96262 | 0.36989 | 0 | 0.62001 | 0 | 0 | 0 | 0 | 0 | 1 | 0.66862 | 0.33642 | 0.998 | 0.97293 | 0.89251 | 0.49143 | 218.5756 | 3595796.6901 | DT | 502.1.39 | 67 | 67 | 124 | CH | 500_1.2.7 | 0.41652 | 222.1003 | 9726283.6289 | 719954.9121 | 124 | BV | 500_1.2.1 | 0.40249 | 223.1468 | 5073997.3721 | 707333.7587 | '500_1.2.1'
|  |  | 125 | 502.1.40 | 743.0783 | 3116145.5815 | 1311.3147 | 3108731.7279 | 36 | 437.1049 | 827449.0963 | 437104885.0375 | 502.1.40 | 49 | 0 | 17904.1431 | 3930.2393 | 137202.2139 | 0 | 14533.0459 | 21997.3897 | 5951.5494 | 301.1435 | 0.86977 | 9.707 | 2.3579 | 27.2322 | 0.99542 | 0 | 0.27127 | 0.47758 | 0 | 2.3368 | 0.84336 | 196.5757 | 210.8206 | 0 | 0 | 202.1749 | 214.0008 | 0.82605 | 0.90293 | 0.54736 | 0 | 0 | 0.42592 | 0.49771 | 0.78003 | 0.9607 | 0.82096 | 0 | 0.72768 | DU | 0 | 0 | 0 | 0 | 0 | 0 | 0 | 0 | 0 | 0 | 0 |  | 0 | 0.99421 | 0.95821 | 0.52812 | 0 | 0.76047 | 0 | 0.78003 | 0 | 0 | 0.42592 | 0.99542 | 0 | 0.54736 | 0.90293 | 0.82605 | 0.72768 | 0.62116 | 214.0008 | 3108731.7279 | DU | 502.1.40 | 12 | 23 | 125 | BW | 500_1.2.10 | 0.41491 | 222.3242 | 6622003.7869 | 726576.9158 | 125 | B | 1000.0 | 0.40458 | 223.3172 | 323118699.3932 | 1030452.4581 | '1000.0'
|  |  | 126 | 502.1.5 | 765.85 | 3205194.2995 | 1351.5 | 3198496.835 | 0 | 450.5 | 365999.9998 | 450500003.25 | 502.1.5 | 22 | 0 | 98744.0113 | 12203.0269 | 70980.1059 | 0 | 70980.1059 | 152546.8789 | 61870.0498 | 300.4032 | 0.2657 | 0.052719 | 2.9533 | 6.4529 | 1 | 0 | 0.27073 | 0.47676 | 0 | 4.4517 | 2.619 | 196.9609 | 211.1748 | 0 | 0 | 209.4121 | 218.2454 | 0.94686 | 0.99947 | 0.34889 | 0 | 0 | 0 | 0.5 | 0 | 0.87797 | 0.055527 | 0 | 0.93547 | DV | 0 | 0 | 0 | 0 | 0 | 0 | 0 | 0 | 0 | 0 | 0 |  | 0 | 0.76526 | 0.85587 | 0.50963 | 0 | 0.63015 | 0 | 0 | 0 | 0 | 0 | 1 | 0 | 0.34889 | 0.99947 | 0.94686 | 0.93547 | 0.46359 | 218.2454 | 3198496.835 | DV | 502.1.5 | 83 | 63 | 126 | DJ | 502.1.23 | 0.41364 | 222.2625 | 3218049.9074 | 729794.9658 | 126 | U | 3.1.22 | 0.48367 | 223.3227 | 1742770.342 | 1032195.2285 | '3.1.22'
|  |  | 127 | 502.1.8 | 713.15 | 3098011.8106 | 1258.5 | 3075178.6263 | 0 | 419.5 | 501999.9993 | 419499998.675 | 502.1.8 | 33 | 0 | 38849.5908 | 2273.4573 | 93267.9522 | 0 | 89656.4025 | 87739.5347 | 32898.1282 | 314.652 | 1.0844 | 5.124 | 2.733 | 18.143 | 1 | 1 | 0.28101 | 0.49225 | 0 | 2.7967 | 0.47313 | 189.9 | 204.6554 | 0 | 0 | 195.6278 | 207.9252 | 0.78312 | 0.94876 | 0.42233 | 0 | 0 | 0 | 1 | 0.13367 | 0.97727 | 0.6115 | 0 | 0.81857 | DW | 0 | 0 | 0 | 0 | 0 | 0 | 0 | 0 | 0 | 0 | 0 |  | 0 | 0.94443 | 0.97955 | 0.84999 | 0 | 0.94701 | 0 | 0.13367 | 0 | 0 | 0 | 1 | 1 | 0.42233 | 0.94876 | 0.78312 | 0.81857 | 0.64749 | 207.9252 | 3075178.6263 | DW | 502.1.8 | 4 | 2 | 127 | EG | 502_2.2.18 | 0.41146 | 222.379 | 6560880.5415 | 736355.8463 | 127 | FF | 503_1.2.1 | 0.39862 | 223.5552 | 2682365.2173 | 1034877.5937 | '503_1.2.1'
|  |  | 128 | 502_2.2.1 | 2180.675 | 9300949.3118 | 3848.25 | 9256333.6788 | 0 | 1282.75 | 2360000.0027 | 1282750003.2999 | 502_2.2.1 | 129 | 0 | 28653.1185 | 1976.9005 | 57193.3381 | 0 | 46051.2023 | 28946.5796 | 48644.5407 | 307.4938 | 0.63612 | 5.9162 | 2.4968 | 18.8308 | 0.99844 | 0.083025 | 0.27591 | 0.48456 | 0 | 2.579 | 0.41795 | 193.3415 | 207.8415 | 0 | 0 | 198.6049 | 210.8385 | 0.87278 | 0.94084 | 0.50107 | 0.030465 | 0 | 0.030465 | 0.54073 | 0.71053 | 0.98023 | 0.71347 | 0 | 0.81169 | DX | 0 | 0 | 0 | 0 | 0 | 0 | 0 | 0 | 0 | 0 | 0 |  | 0 | 0.968 | 0.98273 | 0.68365 | 0 | 0.85756 | 0 | 0.71053 | 0.030465 | 0 | 0.030465 | 0.99844 | 0.083025 | 0.50107 | 0.94084 | 0.87278 | 0.81169 | 0.66304 | 210.8385 | 9256333.6788 | DX | 502_2.2.1 | 1 | 9 | 128 | BH | 3_2.2.29 | 0.40906 | 222.549 | 2150261.9999 | 738506.1083 | 128 | FD | 503.1.2 | 0.40014 | 223.6008 | 1877268.1992 | 1036754.8619 | '503.1.2'
|  |  | 129 | 502_2.2.10 | 1997.075 | 8251009.9528 | 3524.25 | 8249214.6762 | 0 | 1174.75 | 339999.9992 | 1174749999.85 | 502_2.2.10 | 49 | 0 | 55386.7545 | 3464.9928 | 49905.0561 | 0 | 49905.0561 | 108861.2496 | 117067.1759 | 295.7506 | 0.13269 | 1.0079 | 2.8827 | 12.3339 | 1 | 0.20983 | 0.26726 | 0.47154 | 0 | 3.3573 | 0.75148 | 199.468 | 213.4725 | 0 | 0 | 206.7174 | 217.5813 | 0.97346 | 0.98992 | 0.37242 | 0 | 0 | 0 | 0.60492 | 0.024997 | 0.96535 | 0.44613 | 0 | 0.87666 | DY | 0 | 0 | 0 | 0 | 0 | 0 | 0 | 0 | 0 | 0 | 0 |  | 0 | 0.88374 | 0.96351 | 0.38967 | 0 | 0.65054 | 0 | 0.024997 | 0 | 0 | 0 | 1 | 0.20983 | 0.37242 | 0.98992 | 0.97346 | 0.87666 | 0.48508 | 217.5813 | 8249214.6762 | DY | 502_2.2.10 | 72 | 56 | 129 | B | 1000.0 | 0.40458 | 223.3172 | 323118699.3932 | 1061624.8077 | 129 | CZ | 501_1.2.5 | 0.45158 | 223.6033 | 5749407.8477 | 1042504.2697 | '501_1.2.5'
|  |  | 130 | 502_2.2.11 | 1567.4416 | 6803042.7739 | 2766.0734 | 6753752.9429 | 25 | 922.0245 | 917898.1933 | 922024478.112 | 502_2.2.11 | 65 | 0 | 99518.6356 | 1481.2823 | 109983.1423 | 0 | 109983.1423 | 137943.2188 | 13460.7408 | 314.295 | 0.33627 | 3.0337 | 2.8114 | 20.4338 | 1 | 0.55638 | 0.28076 | 0.49187 | 0 | 4.3349 | 0.30875 | 190.0677 | 204.811 | 0 | 0 | 198.2032 | 209.4546 | 0.93275 | 0.96966 | 0.39621 | 0 | 0 | 0 | 0.77819 | 0 | 0.98519 | 0.069379 | 0 | 0.79566 | DZ | 0 | 0 | 0 | 0 | 0 | 0 | 0 | 0 | 0 | 0 | 0 |  | 0 | 0.77791 | 0.98903 | 0.84187 | 0 | 0.90005 | 0 | 0 | 0 | 0 | 0 | 1 | 0.55638 | 0.39621 | 0.96966 | 0.93275 | 0.79566 | 0.59255 | 209.4546 | 6753752.9429 | DZ | 502_2.2.11 | 18 | 5 | 130 | AL | 3_1.2.1 | 0.40376 | 222.9767 | 1260304.7322 | 1062885.1124 | 130 | EB | 502_2.2.13 | 0.39546 | 223.6465 | 6111360.8072 | 1048615.6305 | '502_2.2.13'
|  |  | 131 | 502_2.2.12 | 2003.45 | 8480937.546 | 3535.5 | 8449333.7568 | 0 | 1178.5 | 815000.0016 | 1178499996.95 | 502_2.2.12 | 60 | 0 | 25836.4708 | 3924.0525 | 21451.3655 | 0 | 21451.3655 | 70637.3116 | 71128.3154 | 304.6396 | 0.29262 | 3.308 | 2.6589 | 14.7662 | 1 | 0.54476 | 0.27383 | 0.48144 | 0 | 2.5227 | 0.83504 | 194.7737 | 209.1625 | 0 | 0 | 200.6772 | 212.5202 | 0.94148 | 0.96692 | 0.44704 | 0.35444 | 0 | 0.35444 | 0.77238 | 0.30037 | 0.96076 | 0.74164 | 0 | 0.85234 | EA | 0 | 0 | 0 | 0 | 0 | 0 | 0 | 0 | 0 | 0 | 0 |  | 0 | 0.97409 | 0.95869 | 0.61469 | 0 | 0.80593 | 0 | 0.30037 | 0.35444 | 0 | 0.35444 | 1 | 0.54476 | 0.44704 | 0.96692 | 0.94148 | 0.85234 | 0.6405 | 212.5202 | 8449333.7568 | EA | 502_2.2.12 | 6 | 14 | 131 | BV | 500_1.2.1 | 0.40249 | 223.1468 | 5073997.3721 | 1067959.1098 | 131 | S | 3.1.19 | 0.3927 | 223.7001 | 2546905.0612 | 1051162.5356 | '3.1.19'
|  |  | 132 | 502_2.2.13 | 1509.6 | 6091407.3575 | 2664 | 6111360.8072 | 0 | 888 | 313999.9994 | 887999998.75 | 502_2.2.13 | 38 | 0 | 114091.5912 | 4115.7289 | 93168.7071 | 0 | 93168.7071 | 157542.6088 | 133237.8028 | 287.5495 | 0.13482 | 0.92998 | 2.9668 | 11.3499 | 1 | 0 | 0.26102 | 0.46214 | 0 | 5.0061 | 0.91135 | 204.1359 | 217.729 | 0 | 0 | 214.6126 | 223.6465 | 0.97304 | 0.9907 | 0.34441 | 0 | 0 | 0 | 0.5 | 0 | 0.95884 | 0.0053261 | 0 | 0.8865 | EB | 0 | 0 | 0 | 0 | 0 | 0 | 0 | 0 | 0 | 0 | 0 |  | 0 | 0.70524 | 0.95429 | 0.16745 | 0 | 0.46432 | 0 | 0 | 0 | 0 | 0 | 1 | 0 | 0.34441 | 0.9907 | 0.97304 | 0.8865 | 0.39546 | 223.6465 | 6111360.8072 | EB | 502_2.2.13 | 135 | 130 | 132 | FE | 503.1.3 | 0.40075 | 223.7281 | 1107228.5987 | 1069066.3384 | 132 | FE | 503.1.3 | 0.40075 | 223.7281 | 1107228.5987 | 1052269.7642 | '503.1.3'
|  |  | 133 | 502_2.2.14 | 1293.275 | 5310587.3838 | 2282.25 | 5314202.7948 | 0 | 760.75 | 246999.9996 | 760749999.8 | 502_2.2.14 | 32 | 0 | 107025.9907 | 2371.5939 | 82497.4614 | 0 | 82497.4614 | 163102.0872 | 83336.7649 | 293.5804 | 0.17316 | 0.42286 | 2.9944 | 12.6736 | 1 | 0 | 0.26563 | 0.46908 | 0 | 4.7445 | 0.51692 | 200.667 | 214.5689 | 0 | 0 | 209.958 | 219.8303 | 0.96537 | 0.99577 | 0.33519 | 0 | 0 | 0 | 0.5 | 0 | 0.97628 | 0.02097 | 0 | 0.87326 | EC | 0 | 0 | 0 | 0 | 0 | 0 | 0 | 0 | 0 | 0 | 0 |  | 0 | 0.73357 | 0.97703 | 0.33243 | 0 | 0.58149 | 0 | 0 | 0 | 0 | 0 | 1 | 0 | 0.33519 | 0.99577 | 0.96537 | 0.87326 | 0.44108 | 219.8303 | 5314202.7948 | EC | 502_2.2.14 | 104 | 84 | 133 | FD | 503.1.2 | 0.40014 | 223.6008 | 1877268.1992 | 1070943.6066 | 133 | BY | 500_1.2.12 | 0.39225 | 224.1637 | 6817095.9715 | 1059086.8602 | '500_1.2.12'
|  |  | 134 | 502_2.2.15 | 2056.575 | 8586919.6184 | 3629.25 | 8571883.9318 | 23 | 1209.75 | 1194000.0001 | 1209749999.2 | 502_2.2.15 | 81 | 0 | 22032.5619 | 10509.887 | 157311.7073 | 0 | 58821.9805 | 68375.8631 | 21457.7041 | 299.547 | 0.4901 | 1.9305 | 2.4774 | 12.6701 | 1 | 0 | 0.27009 | 0.4758 | 0 | 2.453 | 2.2589 | 197.414 | 211.5907 | 0 | 0 | 205.7137 | 216.3026 | 0.90198 | 0.9807 | 0.50752 | 0 | 0 | 0 | 0.5 | 0.31771 | 0.8949 | 0.77967 | 0 | 0.8733 | ED | 0 | 0 | 0 | 0 | 0 | 0 | 0 | 0 | 0 | 0 | 0 |  | 0 | 0.98164 | 0.87663 | 0.48791 | 0 | 0.6898 | 0 | 0.31771 | 0 | 0 | 0 | 1 | 0 | 0.50752 | 0.9807 | 0.90198 | 0.8733 | 0.53675 | 216.3026 | 8571883.9318 | ED | 502_2.2.15 | 35 | 39 | 134 | FF | 503_1.2.1 | 0.39862 | 223.5552 | 2682365.2173 | 1073625.9718 | 134 | CY | 501_1.2.4 | 0.43823 | 224.6509 | 7028269.1828 | 1066115.1293 | '501_1.2.4'
|  |  | 135 | 502_2.2.16 | 2268.225 | 9528227.0333 | 4002.75 | 9503212.8558 | 0 | 1334.25 | 1081000 | 1334250000.9 | 502_2.2.16 | 72 | 0 | 97262.5886 | 3877.7903 | 122947.5223 | 0 | 107870.7599 | 136119.1714 | 53360.9158 | 301.7726 | 0.68402 | 1.3119 | 2.4051 | 12.7708 | 1 | 0 | 0.27174 | 0.47828 | 0 | 4.3984 | 0.8295 | 196.2451 | 210.517 | 0 | 0 | 205.4463 | 215.7449 | 0.8632 | 0.98688 | 0.53165 | 0 | 0 | 0 | 0.5 | 0 | 0.96122 | 0.11751 | 0 | 0.87229 | EE | 0 | 0 | 0 | 0 | 0 | 0 | 0 | 0 | 0 | 0 | 0 |  | 0 | 0.77103 | 0.95901 | 0.54397 | 0 | 0.70692 | 0 | 0 | 0 | 0 | 0 | 1 | 0 | 0.53165 | 0.98688 | 0.8632 | 0.87229 | 0.49547 | 215.7449 | 9503212.8558 | EE | 502_2.2.16 | 61 | 34 | 135 | EB | 502_2.2.13 | 0.39546 | 223.6465 | 6111360.8072 | 1079737.3326 | 135 | BQ | 500.1.1 | 0.38222 | 224.9308 | 4194678.5751 | 1070309.8079 | '500.1.1'
|  |  | 136 | 502_2.2.17 | 2002.6 | 8544684.869 | 3534 | 8503235.9819 | 0 | 1178 | 1673000.0003 | 1177999999.375 | 502_2.2.17 | 94 | 0 | 65877.4226 | 6370.8817 | 43679.0863 | 0 | 43679.0863 | 102060.7631 | 52126.6299 | 307.6403 | 0.31599 | 2.2139 | 2.6419 | 12.4678 | 1 | 0.57407 | 0.27601 | 0.48471 | 0 | 3.5359 | 1.3482 | 193.2701 | 207.7754 | 0 | 0 | 201.8485 | 212.6595 | 0.9368 | 0.97786 | 0.45268 | 0.072058 | 0 | 0.072058 | 0.78703 | 0.10728 | 0.93629 | 0.34795 | 0 | 0.87532 | EF | 0 | 0 | 0 | 0 | 0 | 0 | 0 | 0 | 0 | 0 | 0 |  | 0 | 0.86441 | 0.92911 | 0.6871 | 0 | 0.80165 | 0 | 0.10728 | 0.072058 | 0 | 0.072058 | 1 | 0.57407 | 0.45268 | 0.97786 | 0.9368 | 0.87532 | 0.5848 | 212.6595 | 8503235.9819 | EF | 502_2.2.17 | 24 | 15 | 136 | S | 3.1.19 | 0.3927 | 223.7001 | 2546905.0612 | 1082284.2377 | 136 | AE | 3.1.37 | 0.38193 | 225.0887 | 1844556.6331 | 1072154.3646 | '3.1.37'
|  |  | 137 | 502_2.2.18 | 1613.725 | 6544350.3534 | 2847.75 | 6560880.5415 | 0 | 949.25 | 325000.001 | 949250002.2 | 502_2.2.18 | 40 | 0 | 105572.389 | 3649.9488 | 84697.3818 | 0 | 84697.3818 | 157172.6301 | 114236.2668 | 289.2578 | 0.13213 | 0.33211 | 2.9884 | 10.4162 | 1 | 0 | 0.26234 | 0.46412 | 0 | 4.7561 | 0.80533 | 203.1335 | 216.8176 | 0 | 0 | 212.9727 | 222.379 | 0.97357 | 0.99668 | 0.33719 | 0 | 0 | 0 | 0.5 | 0 | 0.9635 | 0.018462 | 0 | 0.89584 | EG | 0 | 0 | 0 | 0 | 0 | 0 | 0 | 0 | 0 | 0 | 0 |  | 0 | 0.73231 | 0.9604 | 0.21504 | 0 | 0.50324 | 0 | 0 | 0 | 0 | 0 | 1 | 0 | 0.33719 | 0.99668 | 0.97357 | 0.89584 | 0.41146 | 222.379 | 6560880.5415 | EG | 502_2.2.18 | 127 | 117 | 137 | BY | 500_1.2.12 | 0.39225 | 224.1637 | 6817095.9715 | 1089101.3336 | 137 | CX | 501_1.2.3 | 0.43915 | 225.164 | 9301114.6002 | 1081455.4792 | '501_1.2.3'
|  |  | 138 | 502_2.2.19 | 1751.85 | 7278258.3691 | 3091.5 | 7270768.4586 | 0 | 1030.5 | 322999.9996 | 1030499999.5 | 502_2.2.19 | 43 | 0 | 62595.4156 | 10028.1265 | 48736.3805 | 0 | 48736.3805 | 128300.4693 | 99898.0405 | 297.7421 | 0.16444 | 0.10771 | 2.9352 | 7.4857 | 1 | 0.74454 | 0.26875 | 0.47378 | 0 | 3.5298 | 2.1656 | 198.3796 | 212.4763 | 0 | 0 | 208.4197 | 218.1717 | 0.96711 | 0.99892 | 0.35492 | 0 | 0 | 0 | 0.87227 | 0.00048847 | 0.89972 | 0.37405 | 0 | 0.92514 | EH | 0 | 0 | 0 | 0 | 0 | 0 | 0 | 0 | 0 | 0 | 0 |  | 0 | 0.86506 | 0.882 | 0.44168 | 0 | 0.63241 | 0 | 0.00048847 | 0 | 0 | 0 | 1 | 0.74454 | 0.35492 | 0.99892 | 0.96711 | 0.92514 | 0.50257 | 218.1717 | 7270768.4586 | EH | 502_2.2.19 | 56 | 61 | 138 | CM | 501.1.14 | 0.38867 | 228.768 | 1904621.1698 | 1091005.9548 | 138 | CE | 500_1.2.4 | 0.37992 | 225.2414 | 6731170.7909 | 1088186.6499 | '500_1.2.4'
|  |  | 139 | 502_2.2.2 | 1538.075 | 6460193.5351 | 2714.25 | 6443357.7062 | 0 | 904.75 | 463000.002 | 904750001.3 | 502_2.2.2 | 41 | 0 | 22342.4085 | 2001.2867 | 25238.9799 | 0 | 25238.9799 | 76823.4254 | 84094.6542 | 301.7251 | 0.26592 | 2.353 | 2.6572 | 13.8746 | 1 | 0.2777 | 0.2717 | 0.47822 | 0 | 2.4489 | 0.4286 | 196.2723 | 210.5418 | 0 | 0 | 201.3372 | 213.4193 | 0.94682 | 0.97647 | 0.44762 | 0.14319 | 0 | 0.14319 | 0.63885 | 0.23177 | 0.97999 | 0.77658 | 0 | 0.86125 | EI | 0 | 0 | 0 | 0 | 0 | 0 | 0 | 0 | 0 | 0 | 0 |  | 0 | 0.98208 | 0.98212 | 0.54268 | 0 | 0.77832 | 0 | 0.23177 | 0.14319 | 0 | 0.14319 | 1 | 0.2777 | 0.44762 | 0.97647 | 0.94682 | 0.86125 | 0.58591 | 213.4193 | 6443357.7062 | EI | 502_2.2.2 | 22 | 19 | 139 | BJ | 3_2.2.4 | 0.38574 | 225.3916 | 10133938.6248 | 1101139.8934 | 139 | BJ | 3_2.2.4 | 0.38574 | 225.3916 | 10133938.6248 | 1098320.5886 | '3_2.2.4'
|  |  | 140 | 502_2.2.20 | 1343 | 5574699.9293 | 2370 | 5569681.9162 | 0 | 790 | 535000.0005 | 790000001.45 | 502_2.2.20 | 40 | 0 | 79831.1572 | 3299.2505 | 75759.0868 | 0 | 75614.5389 | 68677.7089 | 108492.8648 | 297.4258 | 0.44292 | 3.3671 | 2.7861 | 14.3329 | 1 | 0 | 0.26852 | 0.47342 | 0 | 3.9859 | 0.71441 | 198.5547 | 212.6364 | 0 | 0 | 206.8423 | 217.3367 | 0.91142 | 0.96633 | 0.40464 | 0 | 0 | 0 | 0.5 | 0.31322 | 0.96701 | 0.20169 | 0 | 0.85667 | EJ | 0 | 0 | 0 | 0 | 0 | 0 | 0 | 0 | 0 | 0 | 0 |  | 0 | 0.81569 | 0.96564 | 0.43332 | 0 | 0.65805 | 0 | 0.31322 | 0 | 0 | 0 | 1 | 0 | 0.40464 | 0.96633 | 0.91142 | 0.85667 | 0.51716 | 217.3367 | 5569681.9162 | EJ | 502_2.2.20 | 49 | 51 | 140 | BQ | 500.1.1 | 0.38222 | 224.9308 | 4194678.5751 | 1105334.572 | 140 | CD | 500_1.2.3 | 0.37683 | 225.424 | 5795643.0893 | 1104116.2317 | '500_1.2.3'
|  |  | 141 | 502_2.2.21 | 1218.9 | 5005684.979 | 2151 | 5009018.6347 | 0 | 717 | 298000 | 716999998.15 | 502_2.2.21 | 31 | 0 | 75127.2194 | 3022.7492 | 67034.3257 | 0 | 67034.3257 | 97445.5391 | 123268.1819 | 293.6156 | 0.18577 | 3.0463 | 2.8623 | 14.1008 | 1 | 0 | 0.26566 | 0.46912 | 0 | 3.8978 | 0.66087 | 200.647 | 214.5507 | 0 | 0 | 208.6976 | 219.1093 | 0.96285 | 0.96954 | 0.37924 | 0 | 0 | 0 | 0.5 | 0.046929 | 0.96977 | 0.24873 | 0 | 0.85899 | EK | 0 | 0 | 0 | 0 | 0 | 0 | 0 | 0 | 0 | 0 | 0 |  | 0 | 0.82523 | 0.96873 | 0.33338 | 0 | 0.60363 | 0 | 0.046929 | 0 | 0 | 0 | 1 | 0 | 0.37924 | 0.96954 | 0.96285 | 0.85899 | 0.45702 | 219.1093 | 5009018.6347 | EK | 502_2.2.21 | 91 | 75 | 141 | AE | 3.1.37 | 0.38193 | 225.0887 | 1844556.6331 | 1107179.1286 | 141 | EN | 502_2.2.24 | 0.36961 | 225.8416 | 6597726.8364 | 1110713.9585 | '502_2.2.24'
|  |  | 142 | 502_2.2.22 | 2476.1268 | 10269138.4247 | 4369.6356 | 10261217.5779 | 72 | 1456.5452 | 1638611.6921 | 1456545186.4402 | 502_2.2.22 | 93 | 0 | 41102.0598 | 4873.9929 | 175559.9463 | 0 | 66294.8929 | 76160.1137 | 4576.9941 | 297.1059 | 0.5027 | 2.3989 | 2.1761 | 20.5489 | 1 | 0 | 0.26828 | 0.47307 | 0 | 2.9697 | 1.056 | 198.7255 | 212.793 | 0 | 0 | 205.8246 | 216.8187 | 0.89946 | 0.97601 | 0.60797 | 0 | 0 | 0.0021339 | 0.5 | 0.2545 | 0.95126 | 0.58898 | 0 | 0.79451 | EL | 0 | 0 | 0 | 0 | 0 | 0 | 0 | 0 | 0 | 0 | 0 |  | 0 | 0.9257 | 0.94596 | 0.42515 | 0 | 0.67396 | 0 | 0.2545 | 0 | 0 | 0.0021339 | 1 | 0 | 0.60797 | 0.97601 | 0.89946 | 0.79451 | 0.52165 | 216.8187 | 10261217.5779 | EL | 502_2.2.22 | 46 | 47 | 142 | CE | 500_1.2.4 | 0.37992 | 225.2414 | 6731170.7909 | 1113910.2994 | 142 | CI | 500_1.2.8 | 0.3711 | 225.8564 | 8989628.6694 | 1119703.5872 | '500_1.2.8'
|  |  | 143 | 502_2.2.23 | 2050.8166 | 8849843.1036 | 3619.0882 | 8792841.3229 | 14 | 1206.3627 | 1715193.0273 | 1206362722.827 | 502_2.2.23 | 98 | 0 | 30070.2357 | 2258.9784 | 83453.7098 | 0 | 73875.7684 | 80044.0645 | 26327.0554 | 312.021 | 1.0917 | 10.0662 | 2.5611 | 19.6259 | 1 | 0.74261 | 0.27915 | 0.48944 | 0 | 2.5887 | 0.47312 | 191.1454 | 205.8099 | 0 | 0 | 196.5139 | 208.8718 | 0.78166 | 0.89934 | 0.47964 | 0 | 0 | 0 | 0.87131 | 0.21205 | 0.97741 | 0.6993 | 0 | 0.80374 | EM | 0 | 0 | 0 | 0 | 0 | 0 | 0 | 0 | 0 | 0 | 0 |  | 0 | 0.96694 | 0.97955 | 0.78972 | 0 | 0.91795 | 0 | 0.21205 | 0 | 0 | 0 | 1 | 0.74261 | 0.47964 | 0.89934 | 0.78166 | 0.80374 | 0.63433 | 208.8718 | 8792841.3229 | EM | 502_2.2.23 | 7 | 4 | 143 | CV | 501_1.2.15 | 0.37802 | 229.8222 | 5215474.7013 | 1119125.7741 | 143 | ER | 502_2.2.28 | 0.36963 | 225.9704 | 7705321.919 | 1127408.9091 | '502_2.2.28'
|  |  | 144 | 502_2.2.24 | 1634.975 | 6572481.7167 | 2885.25 | 6597726.8364 | 0 | 961.75 | 308999.9998 | 961749998.5 | 502_2.2.24 | 43 | 0 | 115172.8744 | 10662.9146 | 96644.0832 | 0 | 96644.0832 | 142291.218 | 158548.5125 | 286.2806 | 0.14523 | 1.0393 | 2.9717 | 8.6465 | 1 | 0 | 0.26004 | 0.46066 | 0 | 5.0517 | 2.3734 | 204.8929 | 218.4164 | 0 | 0 | 218.0478 | 225.8416 | 0.97095 | 0.98961 | 0.34277 | 0 | 0 | 0 | 0.5 | 0 | 0.89337 | 0.0020169 | 0 | 0.91353 | EN | 0 | 0 | 0 | 0 | 0 | 0 | 0 | 0 | 0 | 0 | 0 |  | 0 | 0.7003 | 0.87002 | 0.13156 | 0 | 0.39693 | 0 | 0 | 0 | 0 | 0 | 1 | 0 | 0.34277 | 0.98961 | 0.97095 | 0.91353 | 0.36961 | 225.8416 | 6597726.8364 | EN | 502_2.2.24 | 148 | 141 | 144 | CD | 500_1.2.3 | 0.37683 | 225.424 | 5795643.0893 | 1124921.4172 | 144 | BM | 3_2.2.7 | 0.4328 | 226.1097 | 8309311.6646 | 1135718.2207 | '3_2.2.7'
|  |  | 145 | 502_2.2.25 | 1378.275 | 5772701.9154 | 2432.25 | 5760001.7638 | 0 | 810.75 | 663999.9998 | 810750000.25 | 502_2.2.25 | 40 | 0 | 107623.1477 | 3125.7265 | 122021.3607 | 0 | 117587.3143 | 131246.4115 | 74905.2177 | 300.6845 | 0.35119 | 0.80186 | 2.3656 | 12.3031 | 1 | 0 | 0.27094 | 0.47707 | 0 | 4.6806 | 0.67074 | 196.8135 | 211.0394 | 0 | 0 | 206.2364 | 216.3907 | 0.92976 | 0.99198 | 0.54481 | 0 | 0 | 0 | 0.5 | 0 | 0.96874 | 0.021184 | 0 | 0.87697 | EO | 0 | 0 | 0 | 0 | 0 | 0 | 0 | 0 | 0 | 0 | 0 |  | 0 | 0.74048 | 0.96816 | 0.5167 | 0 | 0.68709 | 0 | 0 | 0 | 0 | 0 | 1 | 0 | 0.54481 | 0.99198 | 0.92976 | 0.87697 | 0.49201 | 216.3907 | 5760001.7638 | EO | 502_2.2.25 | 66 | 41 | 145 | CI | 500_1.2.8 | 0.3711 | 225.8564 | 8989628.6694 | 1133911.0459 | 145 | DC | 501_1.2.8 | 0.41737 | 226.3008 | 5375778.0347 | 1141093.9988 | '501_1.2.8'
|  |  | 146 | 502_2.2.26 | 1229.525 | 5087167.2062 | 2169.75 | 5084989.4259 | 0 | 723.25 | 750000.0005 | 723249997.325 | 502_2.2.26 | 50 | 0 | 99997.5444 | 8294.6908 | 107779.1523 | 0 | 102633.0344 | 75981.7533 | 110976.5979 | 296.2616 | 0.31723 | 1.9468 | 2.777 | 11.2724 | 1 | 0 | 0.26765 | 0.47212 | 0 | 4.5287 | 1.7993 | 199.1837 | 213.2127 | 0 | 0 | 210.3464 | 219.5407 | 0.93655 | 0.98053 | 0.40765 | 0 | 0 | 0 | 0.5 | 0.24018 | 0.91705 | 0.035015 | 0 | 0.88728 | EP | 0 | 0 | 0 | 0 | 0 | 0 | 0 | 0 | 0 | 0 | 0 |  | 0 | 0.75692 | 0.90311 | 0.40324 | 0 | 0.59038 | 0 | 0.24018 | 0 | 0 | 0 | 1 | 0 | 0.40765 | 0.98053 | 0.93655 | 0.88728 | 0.48278 | 219.5407 | 5084989.4259 | EP | 502_2.2.26 | 77 | 81 | 146 | DP | 502.1.32 | 0.37099 | 227.0466 | 3736315.5229 | 1137647.3614 | 146 | FG | 503_1.2.2 | 0.36835 | 226.4648 | 2621974.236 | 1143715.973 | '503_1.2.2'
|  |  | 147 | 502_2.2.27 | 2292.025 | 9504782.0407 | 4044.75 | 9497572.8631 | 0 | 1348.25 | 689999.9994 | 1348250003.7 | 502_2.2.27 | 63 | 0 | 105597.0463 | 3180.1146 | 140992.8411 | 0 | 109399.5031 | 86764.2499 | 94091.3574 | 297.0733 | 0.30608 | 1.6644 | 2.7387 | 13.4105 | 1 | 0 | 0.26825 | 0.47303 | 0 | 4.6676 | 0.68936 | 198.7418 | 212.8081 | 0 | 0 | 208.1886 | 218.1651 | 0.93878 | 0.98336 | 0.42042 | 0 | 0 | 0 | 0.5 | 0.14384 | 0.9682 | 0.042623 | 0 | 0.86589 | EQ | 0 | 0 | 0 | 0 | 0 | 0 | 0 | 0 | 0 | 0 | 0 |  | 0 | 0.74189 | 0.96709 | 0.42436 | 0 | 0.63262 | 0 | 0.14384 | 0 | 0 | 0 | 1 | 0 | 0.42042 | 0.98336 | 0.93878 | 0.86589 | 0.48505 | 218.1651 | 9497572.8631 | EQ | 502_2.2.27 | 73 | 60 | 147 | ER | 502_2.2.28 | 0.36963 | 225.9704 | 7705321.919 | 1145352.6833 | 147 | DP | 502.1.32 | 0.37099 | 227.0466 | 3736315.5229 | 1147452.2885 | '502.1.32'
|  |  | 148 | 502_2.2.28 | 1904.85 | 7679090.901 | 3361.5 | 7705321.919 | 0 | 1120.5 | 576000.0014 | 1120500002.45 | 502_2.2.28 | 54 | 0 | 120527.208 | 13033.1539 | 102941.5843 | 0 | 102941.5843 | 115816.1425 | 151432.6722 | 287.2393 | 0.20314 | 2.0705 | 2.8519 | 9.1656 | 1 | 0 | 0.26078 | 0.46177 | 0 | 5.1841 | 2.882 | 204.3296 | 217.9042 | 0 | 0 | 218.6106 | 225.9704 | 0.95937 | 0.97929 | 0.38272 | 0 | 0 | 0 | 0.5 | 0.0063858 | 0.86967 | 0.0055749 | 0 | 0.90834 | ER | 0 | 0 | 0 | 0 | 0 | 0 | 0 | 0 | 0 | 0 | 0 |  | 0 | 0.68597 | 0.84071 | 0.1583 | 0 | 0.39297 | 0 | 0.0063858 | 0 | 0 | 0 | 1 | 0 | 0.38272 | 0.97929 | 0.95937 | 0.90834 | 0.36963 | 225.9704 | 7705321.919 | ER | 502_2.2.28 | 147 | 143 | 148 | EN | 502_2.2.24 | 0.36961 | 225.8416 | 6597726.8364 | 1151950.4102 | 148 | C | 1001.0 | 0.35873 | 227.5832 | 273992384.2267 | 1421444.6728 | '1001.0'
|  |  | 149 | 502_2.2.29 | 1453.5 | 6045699.6039 | 2565 | 6038464.9624 | 0 | 855 | 467000.002 | 855000003.65 | 502_2.2.29 | 43 | 0 | 116480.104 | 2303.034 | 108891.0562 | 0 | 108818.0128 | 162050.3042 | 34768.4035 | 298.1586 | 0.603 | 2.2791 | 2.1731 | 15.4942 | 1 | 0 | 0.26906 | 0.47425 | 0 | 4.9408 | 0.49738 | 198.1555 | 212.2709 | 0 | 0 | 207.7408 | 217.709 | 0.8794 | 0.97721 | 0.60895 | 0 | 0 | 0 | 0.5 | 0 | 0.97697 | 0 | 0 | 0.84506 | ES | 0 | 0 | 0 | 0 | 0 | 0 | 0 | 0 | 0 | 0 | 0 |  | 0 | 0.71231 | 0.97815 | 0.45241 | 0 | 0.64662 | 0 | 0 | 0 | 0 | 0 | 1 | 0 | 0.60895 | 0.97721 | 0.8794 | 0.84506 | 0.47418 | 217.709 | 6038464.9624 | ES | 502_2.2.29 | 80 | 57 | 149 | FG | 503_1.2.2 | 0.36835 | 226.4648 | 2621974.236 | 1154572.3844 | 149 | E | 1003.0 | 0.357 | 227.9107 | 77248400.3746 | 1498693.0731 | '1003.0'
|  |  | 150 | 502_2.2.3 | 1255.45 | 5117779.852 | 2215.5 | 5126777.0387 | 0 | 738.5 | 292000.0004 | 738500000.65 | 502_2.2.3 | 32 | 0 | 83532.0805 | 3205.6644 | 70921.2638 | 0 | 70921.2638 | 129515.0409 | 132633.8925 | 291.0356 | 0.14958 | 1.3129 | 2.9793 | 12.3337 | 1 | 0.033852 | 0.2637 | 0.46617 | 0 | 4.1468 | 0.70447 | 202.1068 | 215.8826 | 0 | 0 | 210.6831 | 220.7338 | 0.97008 | 0.98687 | 0.34022 | 0 | 0 | 0 | 0.51693 | 0 | 0.96794 | 0.16468 | 0 | 0.87666 | ET | 0 | 0 | 0 | 0 | 0 | 0 | 0 | 0 | 0 | 0 | 0 |  | 0 | 0.79827 | 0.96622 | 0.26385 | 0 | 0.55375 | 0 | 0 | 0 | 0 | 0 | 1 | 0.033852 | 0.34022 | 0.98687 | 0.97008 | 0.87666 | 0.43188 | 220.7338 | 5126777.0387 | ET | 502_2.2.3 | 112 | 99 | 150 | C | 1001.0 | 0.35873 | 227.5832 | 273992384.2267 | 1428564.7686 | 150 | CM | 501.1.14 | 0.38867 | 228.768 | 1904621.1698 | 1500597.6943 | '501.1.14'
|  |  | 151 | 502_2.2.30 | 1192.125 | 4962905.9172 | 2103.75 | 4956332.2938 | 6 | 701.25 | 742999.9998 | 701250001.3 | 502_2.2.30 | 44 | 0 | 42246.8405 | 1239.3907 | 167841.7368 | 0 | 84500.7172 | 95171.872 | 20008.024 | 298.4775 | 0.58934 | 2.1098 | 2.4123 | 17.831 | 1 | 0 | 0.2693 | 0.47461 | 0 | 2.9894 | 0.26735 | 197.9845 | 212.1141 | 0 | 0 | 203.724 | 215.3708 | 0.88213 | 0.9789 | 0.52925 | 0 | 0 | 0 | 0.5 | 0.067145 | 0.98761 | 0.57753 | 0 | 0.82169 | EU | 0 | 0 | 0 | 0 | 0 | 0 | 0 | 0 | 0 | 0 | 0 |  | 0 | 0.92357 | 0.99141 | 0.46059 | 0 | 0.71841 | 0 | 0.067145 | 0 | 0 | 0 | 1 | 0 | 0.52925 | 0.9789 | 0.88213 | 0.82169 | 0.50803 | 215.3708 | 4956332.2938 | EU | 502_2.2.30 | 53 | 30 | 151 | E | 1003.0 | 0.357 | 227.9107 | 77248400.3746 | 1505813.169 | 151 | CA | 500_1.2.14 | 0.33017 | 229.1785 | 5451346.135 | 1506049.0404 | '500_1.2.14'
|  |  | 152 | 502_2.2.31 | 1006.825 | 4177920.6191 | 1776.75 | 4174354.8842 | 0 | 592.25 | 455000.001 | 592250002.1 | 502_2.2.31 | 29 | 0 | 116995.0682 | 1477.3845 | 135197.7201 | 0 | 125825.586 | 120086.919 | 93221.0576 | 297.3079 | 0.29493 | 2.3398 | 2.2634 | 15.0127 | 1 | 0 | 0.26843 | 0.47329 | 0 | 4.9646 | 0.31924 | 198.615 | 212.6918 | 0 | 0 | 207.9314 | 217.9757 | 0.94101 | 0.9766 | 0.57887 | 0 | 0 | 0 | 0.5 | 0 | 0.98523 | 0 | 0 | 0.84987 | EV | 0 | 0 | 0 | 0 | 0 | 0 | 0 | 0 | 0 | 0 | 0 |  | 0 | 0.70973 | 0.98842 | 0.43043 | 0 | 0.63843 | 0 | 0 | 0 | 0 | 0 | 1 | 0 | 0.57887 | 0.9766 | 0.94101 | 0.84987 | 0.47269 | 217.9757 | 4174354.8842 | EV | 502_2.2.31 | 81 | 59 | 152 | CA | 500_1.2.14 | 0.33017 | 229.1785 | 5451346.135 | 1511264.5152 | 152 | F | 1004.0 | 0.3275 | 229.5318 | 14942354.5735 | 1520991.395 | '1004.0'
|  |  | 153 | 502_2.2.32 | 1286.05 | 5336012.9947 | 2269.5 | 5331543.2045 | 0 | 756.5 | 372999.9996 | 756499998.5 | 502_2.2.32 | 36 | 0 | 113089.965 | 7811.3861 | 84019.6844 | 0 | 84019.6844 | 166696.1576 | 60474.4626 | 297.2701 | 0.11847 | 0.053206 | 2.935 | 8.8272 | 1 | 0 | 0.2684 | 0.47325 | 0 | 4.8621 | 1.692 | 198.6372 | 212.712 | 0 | 0 | 210.1943 | 219.2662 | 0.97631 | 0.99947 | 0.355 | 0 | 0 | 0 | 0.5 | 0 | 0.92189 | 0.0050408 | 0 | 0.91173 | EW | 0 | 0 | 0 | 0 | 0 | 0 | 0 | 0 | 0 | 0 | 0 |  | 0 | 0.72083 | 0.9093 | 0.42937 | 0 | 0.59881 | 0 | 0 | 0 | 0 | 0 | 1 | 0 | 0.355 | 0.99947 | 0.97631 | 0.91173 | 0.45165 | 219.2662 | 5331543.2045 | EW | 502_2.2.32 | 92 | 78 | 153 | BX | 500_1.2.11 | 0.32774 | 229.8078 | 5489211.2397 | 1516753.7264 | 153 | M | 18 | 0.32155 | 229.7624 | 1141339.4435 | 1522132.7345 | '18'
|  |  | 154 | 502_2.2.4 | 2371.075 | 10191073.1533 | 4184.25 | 10131138.6416 | 0 | 1394.75 | 954000 | 1394750000.5 | 502_2.2.4 | 73 | 0 | 108788.5164 | 4865.0499 | 90187.2622 | 0 | 90187.2622 | 139384.974 | 31736.2224 | 310.4592 | 0.3313 | 1.3863 | 2.8105 | 13.4598 | 1 | 0.30651 | 0.27803 | 0.48776 | 0 | 4.6076 | 1.0198 | 191.8928 | 206.5021 | 0 | 0 | 201.7647 | 212.1295 | 0.93374 | 0.98614 | 0.3965 | 0 | 0 | 0 | 0.65325 | 0 | 0.95135 | 0.031627 | 0 | 0.8654 | EX | 0 | 0 | 0 | 0 | 0 | 0 | 0 | 0 | 0 | 0 | 0 |  | 0 | 0.74839 | 0.94804 | 0.75358 | 0 | 0.81792 | 0 | 0 | 0 | 0 | 0 | 1 | 0.30651 | 0.3965 | 0.98614 | 0.93374 | 0.8654 | 0.55158 | 212.1295 | 10131138.6416 | EX | 502_2.2.4 | 29 | 13 | 154 | F | 1004.0 | 0.3275 | 229.5318 | 14942354.5735 | 1531696.081 | 154 | BX | 500_1.2.11 | 0.32774 | 229.8078 | 5489211.2397 | 1527621.9457 | '500_1.2.11'
|  |  | 155 | 502_2.2.5 | 1849.175 | 7768749.4205 | 3263.25 | 7748233.1354 | 0 | 1087.75 | 1246999.995 | 1087749996.6 | 502_2.2.5 | 68 | 0 | 60278.0258 | 1516.9237 | 77603.0757 | 0 | 70884.9032 | 46701.4899 | 84686.2743 | 301.8125 | 0.4963 | 3.8342 | 2.6937 | 16.3432 | 1 | 0 | 0.27177 | 0.47832 | 0 | 3.436 | 0.32424 | 196.2242 | 210.4977 | 0 | 0 | 202.8423 | 214.2579 | 0.90074 | 0.96166 | 0.43543 | 0 | 0 | 0 | 0.5 | 0.53299 | 0.98483 | 0.39722 | 0 | 0.83657 | EY | 0 | 0 | 0 | 0 | 0 | 0 | 0 | 0 | 0 | 0 | 0 |  | 0 | 0.87522 | 0.98813 | 0.54498 | 0 | 0.75258 | 0 | 0.53299 | 0 | 0 | 0 | 1 | 0 | 0.43543 | 0.96166 | 0.90074 | 0.83657 | 0.5877 | 214.2579 | 7748233.1354 | EY | 502_2.2.5 | 19 | 25 | 155 | M | 18 | 0.32155 | 229.7624 | 1141339.4435 | 1532837.4204 | 155 | CV | 501_1.2.15 | 0.37802 | 229.8222 | 5215474.7013 | 1532837.4204 | '501_1.2.15'
|  |  | 156 | 502_2.2.6 | 1960.1 | 8266600.9515 | 3459 | 8240193.9354 | 0 | 1153 | 658999.9984 | 1152999998.6001 | 502_2.2.6 | 53 | 0 | 100918.2914 | 12762.7303 | 70818.1464 | 0 | 70818.1464 | 148349.3286 | 53331.8484 | 303.2457 | 0.21644 | 0.70707 | 2.9491 | 7.6802 | 1 | 0 | 0.27282 | 0.4799 | 0 | 4.4792 | 2.7215 | 195.4848 | 209.8174 | 0 | 0 | 208.1511 | 217.0181 | 0.95671 | 0.99293 | 0.3503 | 0 | 0 | 0 | 0.5 | 0 | 0.87237 | 0.078463 | 0 | 0.9232 | EZ | 0 | 0 | 0 | 0 | 0 | 0 | 0 | 0 | 0 | 0 | 0 |  | 0 | 0.76229 | 0.84996 | 0.58049 | 0 | 0.66783 | 0 | 0 | 0 | 0 | 0 | 1 | 0 | 0.3503 | 0.99293 | 0.95671 | 0.9232 | 0.47829 | 217.0181 | 8240193.9354 | EZ | 502_2.2.6 | 79 | 48 | 156 | BE | 3_2.2.26 | 0.31579 | 230.8007 | 6007307.6977 | 1538844.7281 | 156 | BE | 3_2.2.26 | 0.31579 | 230.8007 | 6007307.6977 | 1538844.7281 | '3_2.2.26'
|  |  | 157 | 502_2.2.7 | 1728.475 | 7217028.7716 | 3050.25 | 7204385.7805 | 0 | 1016.75 | 653000.001 | 1016749998.6 | 502_2.2.7 | 49 | 0 | 82625.7821 | 3785.453 | 149883.0455 | 0 | 100745.7444 | 92588.6378 | 70326.5755 | 299.5494 | 0.56445 | 1.7603 | 2.524 | 13.6956 | 1 | 0 | 0.2701 | 0.47581 | 0 | 4.039 | 0.81365 | 197.4132 | 211.5899 | 0 | 0 | 205.9616 | 216.4426 | 0.88711 | 0.9824 | 0.49199 | 0 | 0 | 0 | 0.5 | 0.095233 | 0.96215 | 0.17441 | 0 | 0.86304 | FA | 0 | 0 | 0 | 0 | 0 | 0 | 0 | 0 | 0 | 0 | 0 |  | 0 | 0.80993 | 0.95992 | 0.48796 | 0 | 0.6855 | 0 | 0.095233 | 0 | 0 | 0 | 1 | 0 | 0.49199 | 0.9824 | 0.88711 | 0.86304 | 0.49971 | 216.4426 | 7204385.7805 | FA | 502_2.2.7 | 58 | 42 | 157 | N | 22 | 0.30563 | 230.8926 | 359195.8439 | 1539203.9239 | 157 | N | 22 | 0.30563 | 230.8926 | 359195.8439 | 1539203.9239 | '22'
|  |  | 158 | 502_2.2.8 | 1945.53 | 8011494.8864 | 3433.2883 | 8013633.1909 | 24 | 1144.4294 | 1080955.8197 | 1144429430.8858 | 502_2.2.8 | 66 | 0 | 119026.0164 | 1942.6656 | 114108.253 | 0 | 114108.253 | 165195.5309 | 14746.836 | 294.575 | 0.5483 | 3.2486 | 2.1308 | 19.3675 | 1 | 0 | 0.26638 | 0.47021 | 0 | 5.0504 | 0.42296 | 200.1147 | 214.0641 | 0 | 0 | 209.7761 | 219.5375 | 0.89034 | 0.96751 | 0.62306 | 0 | 0 | 0 | 0.5 | 0 | 0.98057 | 0.002217 | 0 | 0.80632 | FB | 0 | 0 | 0 | 0 | 0 | 0 | 0 | 0 | 0 | 0 | 0 |  | 0 | 0.70044 | 0.98244 | 0.35879 | 0 | 0.59048 | 0 | 0 | 0 | 0 | 0 | 1 | 0 | 0.62306 | 0.96751 | 0.89034 | 0.80632 | 0.45055 | 219.5375 | 8013633.1909 | FB | 502_2.2.8 | 94 | 80 | 158 | AU | 3_2.2.17 | 0.2993 | 232.0832 | 10408784.8987 | 1549612.7088 | 158 | O | 24 | 0.2942 | 231.6808 | 222047.8362 | 1539425.9718 | '24'
|  |  | 159 | 502_2.2.9 | 1742.5 | 7271403.5009 | 3075 | 7259270.5355 | 26 | 1025 | 1249999.997 | 1024999996.65 | 502_2.2.9 | 64 | 0 | 89914.1766 | 2151.8944 | 142291.4638 | 0 | 117280.6392 | 131906.7635 | 17505.6382 | 299.3424 | 0.77705 | 1.9749 | 2.3002 | 18.0036 | 1 | 0 | 0.26994 | 0.47557 | 0 | 4.2321 | 0.46285 | 197.5267 | 211.6939 | 0 | 0 | 205.7982 | 216.3888 | 0.84459 | 0.98025 | 0.56661 | 0 | 0 | 0 | 0.5 | 0 | 0.97848 | 0.13062 | 0 | 0.81996 | FC | 0 | 0 | 0 | 0 | 0 | 0 | 0 | 0 | 0 | 0 | 0 |  | 0 | 0.78903 | 0.98014 | 0.48253 | 0 | 0.68715 | 0 | 0 | 0 | 0 | 0 | 1 | 0 | 0.56661 | 0.98025 | 0.84459 | 0.81996 | 0.48543 | 216.3888 | 7259270.5355 | FC | 502_2.2.9 | 71 | 40 | 159 | O | 24 | 0.2942 | 231.6808 | 222047.8362 | 1549834.7567 | 159 | AU | 3_2.2.17 | 0.2993 | 232.0832 | 10408784.8987 | 1549834.7567 | '3_2.2.17'
|  |  | 160 | 503.1.2 | 463.25 | 1871467.2847 | 817.5 | 1877268.1992 | 0 | 272.5 | 361000 | 272500001.45 | 503.1.2 | 26 | 0 | 74616.2889 | 9688.6927 | 169335.9281 | 0 | 169335.9281 | 175200.7615 | 75090.9598 | 287.9571 | 0.15492 | 0.70642 | 2.7862 | 8.956 | 1 | 0 | 0.26133 | 0.4626 | 0 | 3.9363 | 2.1424 | 203.9094 | 217.5221 | 0 | 0 | 214.6687 | 223.6008 | 0.96902 | 0.99294 | 0.40459 | 0 | 0 | 0 | 0.5 | 0 | 0.90311 | 0.26534 | 0 | 0.91044 | FD | 0 | 0 | 0 | 0 | 0 | 0 | 0 | 0 | 0 | 0 | 0 |  | 0 | 0.82105 | 0.88334 | 0.17825 | 0 | 0.46573 | 0 | 0 | 0 | 0 | 0 | 1 | 0 | 0.40459 | 0.99294 | 0.96902 | 0.91044 | 0.40014 | 223.6008 | 1877268.1992 | FD | 503.1.2 | 133 | 128 | 160 | G | 1005.0 | 0.28133 | 232.83 | 15503187.367 | 1565337.9441 | 160 | G | 1005.0 | 0.28133 | 232.83 | 15503187.367 | 1565337.9441 | '1005.0'
|  |  | 161 | 503.1.3 | 274.975 | 1102571.753 | 485.25 | 1107228.5987 | 0 | 161.75 | 143999.9996 | 161749999.85 | 503.1.3 | 10 | 0 | 90801.7415 | 1989.6032 | 176624.0371 | 0 | 176624.0371 | 199918.6676 | 94105.9709 | 285.4324 | 0.17855 | 0.34003 | 2.5781 | 11.442 | 1 | 0 | 0.25938 | 0.45966 | 0 | 4.4015 | 0.44391 | 205.4073 | 218.8827 | 0 | 0 | 213.9943 | 223.7281 | 0.96429 | 0.9966 | 0.47398 | 0 | 0 | 0 | 0.5 | 0 | 0.9801 | 0.091997 | 0 | 0.88558 | FE | 0 | 0 | 0 | 0 | 0 | 0 | 0 | 0 | 0 | 0 | 0 |  | 0 | 0.77069 | 0.98123 | 0.10722 | 0 | 0.46182 | 0 | 0 | 0 | 0 | 0 | 1 | 0 | 0.47398 | 0.9966 | 0.96429 | 0.88558 | 0.40075 | 223.7281 | 1107228.5987 | FE | 503.1.3 | 132 | 132 | 161 | AA | 3.1.32 | 0.27411 | 234.0752 | 2124214.526 | 1567462.1586 | 161 | AA | 3.1.32 | 0.27411 | 234.0752 | 2124214.526 | 1567462.1586 | '3.1.32'
|  |  | 162 | 503_1.2.1 | 669.375 | 2668803.9242 | 1181.25 | 2682365.2173 | 0 | 393.75 | 414999.9994 | 393750000.75 | 503_1.2.1 | 31 | 0 | 53267.4917 | 1037.9665 | 150832.5698 | 0 | 150832.5698 | 170608.7981 | 87891.19 | 283.5498 | 0.18517 | 1.4324 | 2.7156 | 14.1314 | 1 | 0 | 0.25791 | 0.45745 | 0 | 3.4016 | 0.23122 | 206.5549 | 219.9225 | 0 | 0 | 212.9979 | 223.5552 | 0.96297 | 0.98568 | 0.42815 | 0 | 0 | 0 | 0.5 | 0 | 0.98962 | 0.46733 | 0 | 0.85869 | FF | 0 | 0 | 0 | 0 | 0 | 0 | 0 | 0 | 0 | 0 | 0 |  | 0 | 0.87895 | 0.99349 | 0.052937 | 0 | 0.46712 | 0 | 0 | 0 | 0 | 0 | 1 | 0 | 0.42815 | 0.98568 | 0.96297 | 0.85869 | 0.39862 | 223.5552 | 2682365.2173 | FF | 503_1.2.1 | 134 | 127 | 162 | H | 1006.0 | 0.26165 | 235.0661 | 2956709.2552 | 1570418.8678 | 162 | H | 1006.0 | 0.26165 | 235.0661 | 2956709.2552 | 1570418.8678 | '1006.0'
|  |  | 163 | 503_1.2.2 | 656.2 | 2607377.3536 | 1158 | 2621974.236 | 0 | 386 | 289000.001 | 385999999.4 | 503_1.2.2 | 24 | 0 | 92990.9539 | 6331.1855 | 175474.4768 | 0 | 175474.4768 | 208865.5975 | 105767.1982 | 282.4309 | 0.19181 | 0.31282 | 2.5376 | 10.1231 | 1 | 0 | 0.25703 | 0.45613 | 0 | 4.495 | 1.4223 | 207.2456 | 220.5475 | 0 | 0 | 217.7465 | 226.4648 | 0.96164 | 0.99687 | 0.48748 | 0 | 0 | 0 | 0.5 | 0 | 0.93669 | 0.097646 | 0 | 0.89877 | FG | 0 | 0 | 0 | 0 | 0 | 0 | 0 | 0 | 0 | 0 | 0 |  | 0 | 0.76057 | 0.92484 | 0.020303 | 0 | 0.37779 | 0 | 0 | 0 | 0 | 0 | 1 | 0 | 0.48748 | 0.99687 | 0.96164 | 0.89877 | 0.36835 | 226.4648 | 2621974.236 | FG | 503_1.2.2 | 149 | 146 | 163 | P | 28 | 0.21155 | 238.7696 | 567059.7238 | 1570985.9276 | 163 | P | 28 | 0.21155 | 238.7696 | 567059.7238 | 1570985.9276 | '28'
|  |  | 0 | 0 | 0 | 0 | 0 | 0 | 0 | 0 | 0 | 0 | 0 | 0 | 0 | 0 | 0 | 0 | 0 | 0 | 0 | 0 | 0 | 0 | 0 | 0 | 0 | 0 | 0 | 0 | 0 | 0 | 0 | 0 | 0 | 0 | 0 | 0 | 0 | 0 | 0 | 0 | 0 | 0 | 0 | 0 | 0 | 0 | 0 | 0 | 0 | 0 | 0 | 0 | 0 | 0 | 0 | 0 | 0 | 0 | 0 | 0 | 0 | 0 |  | 0 | 1.2472 | 1.0068 | 11.5345 | 0 | 7.3309 | 0 | 0 | 0 | 0 | 0 | 0 | 0 | 0 | 0 | 0 | 0 | 0 | 0 | 0 | 0 | 0 |  |  | 164 | #N/A | #N/A | #N/A | #N/A | #N/A | #N/A | 164 | #N/A | #N/A | #N/A | #N/A | #N/A | #N/A | #N/A
|  |  | 0 | 0 | 0 | 0 | 0 | 0 | 0 | 0 | 0 | 0 | 0 | 0 | 0 | 0 | 0 | 0 | 0 | 0 | 0 | 0 | 0 | 0 | 0 | 0 | 0 | 0 | 0 | 0 | 0 | 0 | 0 | 0 | 0 | 0 | 0 | 0 | 0 | 0 | 0 | 0 | 0 | 0 | 0 | 0 | 0 | 0 | 0 | 0 | 0 | 0 | 0 | 0 | 0 | 0 | 0 | 0 | 0 | 0 | 0 | 0 | 0 | 0 |  | 0 | 1.2472 | 1.0068 | 11.5345 | 0 | 7.3309 | 0 | 0 | 0 | 0 | 0 | 0 | 0 | 0 | 0 | 0 | 0 | 0 | 0 | 0 | 0 | 0 |  |  | 165 | #N/A | #N/A | #N/A | #N/A | #N/A | #N/A | 165 | #N/A | #N/A | #N/A | #N/A | #N/A | #N/A | #N/A
|  |  | 0 | 0 | 0 | 0 | 0 | 0 | 0 | 0 | 0 | 0 | 0 | 0 | 0 | 0 | 0 | 0 | 0 | 0 | 0 | 0 | 0 | 0 | 0 | 0 | 0 | 0 | 0 | 0 | 0 | 0 | 0 | 0 | 0 | 0 | 0 | 0 | 0 | 0 | 0 | 0 | 0 | 0 | 0 | 0 | 0 | 0 | 0 | 0 | 0 | 0 | 0 | 0 | 0 | 0 | 0 | 0 | 0 | 0 | 0 | 0 | 0 | 0 |  | 0 | 1.2472 | 1.0068 | 11.5345 | 0 | 7.3309 | 0 | 0 | 0 | 0 | 0 | 0 | 0 | 0 | 0 | 0 | 0 | 0 | 0 | 0 | 0 | 0 |  |  | 166 | #N/A | #N/A | #N/A | #N/A | #N/A | #N/A | 166 | #N/A | #N/A | #N/A | #N/A | #N/A | #N/A | #N/A
|  |  | 0 | 0 | 0 | 0 | 0 | 0 | 0 | 0 | 0 | 0 | 0 | 0 | 0 | 0 | 0 | 0 | 0 | 0 | 0 | 0 | 0 | 0 | 0 | 0 | 0 | 0 | 0 | 0 | 0 | 0 | 0 | 0 | 0 | 0 | 0 | 0 | 0 | 0 | 0 | 0 | 0 | 0 | 0 | 0 | 0 | 0 | 0 | 0 | 0 | 0 | 0 | 0 | 0 | 0 | 0 | 0 | 0 | 0 | 0 | 0 | 0 | 0 |  | 0 | 1.2472 | 1.0068 | 11.5345 | 0 | 7.3309 | 0 | 0 | 0 | 0 | 0 | 0 | 0 | 0 | 0 | 0 | 0 | 0 | 0 | 0 | 0 | 0 |  |  | 167 | #N/A | #N/A | #N/A | #N/A | #N/A | #N/A | 167 | #N/A | #N/A | #N/A | #N/A | #N/A | #N/A | #N/A
|  |  | 0 | 0 | 0 | 0 | 0 | 0 | 0 | 0 | 0 | 0 | 0 | 0 | 0 | 0 | 0 | 0 | 0 | 0 | 0 | 0 | 0 | 0 | 0 | 0 | 0 | 0 | 0 | 0 | 0 | 0 | 0 | 0 | 0 | 0 | 0 | 0 | 0 | 0 | 0 | 0 | 0 | 0 | 0 | 0 | 0 | 0 | 0 | 0 | 0 | 0 | 0 | 0 | 0 | 0 | 0 | 0 | 0 | 0 | 0 | 0 | 0 | 0 |  | 0 | 1.2472 | 1.0068 | 11.5345 | 0 | 7.3309 | 0 | 0 | 0 | 0 | 0 | 0 | 0 | 0 | 0 | 0 | 0 | 0 | 0 | 0 | 0 | 0 |  |  | 168 | #N/A | #N/A | #N/A | #N/A | #N/A | #N/A | 168 | #N/A | #N/A | #N/A | #N/A | #N/A | #N/A | #N/A
|  |  | 0 | 0 | 0 | 0 | 0 | 0 | 0 | 0 | 0 | 0 | 0 | 0 | 0 | 0 | 0 | 0 | 0 | 0 | 0 | 0 | 0 | 0 | 0 | 0 | 0 | 0 | 0 | 0 | 0 | 0 | 0 | 0 | 0 | 0 | 0 | 0 | 0 | 0 | 0 | 0 | 0 | 0 | 0 | 0 | 0 | 0 | 0 | 0 | 0 | 0 | 0 | 0 | 0 | 0 | 0 | 0 | 0 | 0 | 0 | 0 | 0 | 0 |  | 0 | 1.2472 | 1.0068 | 11.5345 | 0 | 7.3309 | 0 | 0 | 0 | 0 | 0 | 0 | 0 | 0 | 0 | 0 | 0 | 0 | 0 | 0 | 0 | 0 |  |  | 169 | #N/A | #N/A | #N/A | #N/A | #N/A | #N/A | 169 | #N/A | #N/A | #N/A | #N/A | #N/A | #N/A | #N/A
|  |  | 0 | 0 | 0 | 0 | 0 | 0 | 0 | 0 | 0 | 0 | 0 | 0 | 0 | 0 | 0 | 0 | 0 | 0 | 0 | 0 | 0 | 0 | 0 | 0 | 0 | 0 | 0 | 0 | 0 | 0 | 0 | 0 | 0 | 0 | 0 | 0 | 0 | 0 | 0 | 0 | 0 | 0 | 0 | 0 | 0 | 0 | 0 | 0 | 0 | 0 | 0 | 0 | 0 | 0 | 0 | 0 | 0 | 0 | 0 | 0 | 0 | 0 |  | 0 | 1.2472 | 1.0068 | 11.5345 | 0 | 7.3309 | 0 | 0 | 0 | 0 | 0 | 0 | 0 | 0 | 0 | 0 | 0 | 0 | 0 | 0 | 0 | 0 |  |  | 170 | #N/A | #N/A | #N/A | #N/A | #N/A | #N/A | 170 | #N/A | #N/A | #N/A | #N/A | #N/A | #N/A | #N/A
|  |  | 0 | 0 | 0 | 0 | 0 | 0 | 0 | 0 | 0 | 0 | 0 | 0 | 0 | 0 | 0 | 0 | 0 | 0 | 0 | 0 | 0 | 0 | 0 | 0 | 0 | 0 | 0 | 0 | 0 | 0 | 0 | 0 | 0 | 0 | 0 | 0 | 0 | 0 | 0 | 0 | 0 | 0 | 0 | 0 | 0 | 0 | 0 | 0 | 0 | 0 | 0 | 0 | 0 | 0 | 0 | 0 | 0 | 0 | 0 | 0 | 0 | 0 |  | 0 | 1.2472 | 1.0068 | 11.5345 | 0 | 7.3309 | 0 | 0 | 0 | 0 | 0 | 0 | 0 | 0 | 0 | 0 | 0 | 0 | 0 | 0 | 0 | 0 |  |  | 171 | #N/A | #N/A | #N/A | #N/A | #N/A | #N/A | 171 | #N/A | #N/A | #N/A | #N/A | #N/A | #N/A | #N/A
|  |  | 0 | 0 | 0 | 0 | 0 | 0 | 0 | 0 | 0 | 0 | 0 | 0 | 0 | 0 | 0 | 0 | 0 | 0 | 0 | 0 | 0 | 0 | 0 | 0 | 0 | 0 | 0 | 0 | 0 | 0 | 0 | 0 | 0 | 0 | 0 | 0 | 0 | 0 | 0 | 0 | 0 | 0 | 0 | 0 | 0 | 0 | 0 | 0 | 0 | 0 | 0 | 0 | 0 | 0 | 0 | 0 | 0 | 0 | 0 | 0 | 0 | 0 |  | 0 | 1.2472 | 1.0068 | 11.5345 | 0 | 7.3309 | 0 | 0 | 0 | 0 | 0 | 0 | 0 | 0 | 0 | 0 | 0 | 0 | 0 | 0 | 0 | 0 |  |  | 172 | #N/A | #N/A | #N/A | #N/A | #N/A | #N/A | 172 | #N/A | #N/A | #N/A | #N/A | #N/A | #N/A | #N/A
|  |  | 0 | 0 | 0 | 0 | 0 | 0 | 0 | 0 | 0 | 0 | 0 | 0 | 0 | 0 | 0 | 0 | 0 | 0 | 0 | 0 | 0 | 0 | 0 | 0 | 0 | 0 | 0 | 0 | 0 | 0 | 0 | 0 | 0 | 0 | 0 | 0 | 0 | 0 | 0 | 0 | 0 | 0 | 0 | 0 | 0 | 0 | 0 | 0 | 0 | 0 | 0 | 0 | 0 | 0 | 0 | 0 | 0 | 0 | 0 | 0 | 0 | 0 |  | 0 | 1.2472 | 1.0068 | 11.5345 | 0 | 7.3309 | 0 | 0 | 0 | 0 | 0 | 0 | 0 | 0 | 0 | 0 | 0 | 0 | 0 | 0 | 0 | 0 |  |  | 173 | #N/A | #N/A | #N/A | #N/A | #N/A | #N/A | 173 | #N/A | #N/A | #N/A | #N/A | #N/A | #N/A | #N/A
|  |  | 0 | 0 | 0 | 0 | 0 | 0 | 0 | 0 | 0 | 0 | 0 | 0 | 0 | 0 | 0 | 0 | 0 | 0 | 0 | 0 | 0 | 0 | 0 | 0 | 0 | 0 | 0 | 0 | 0 | 0 | 0 | 0 | 0 | 0 | 0 | 0 | 0 | 0 | 0 | 0 | 0 | 0 | 0 | 0 | 0 | 0 | 0 | 0 | 0 | 0 | 0 | 0 | 0 | 0 | 0 | 0 | 0 | 0 | 0 | 0 | 0 | 0 |  | 0 | 1.2472 | 1.0068 | 11.5345 | 0 | 7.3309 | 0 | 0 | 0 | 0 | 0 | 0 | 0 | 0 | 0 | 0 | 0 | 0 | 0 | 0 | 0 | 0 |  |  | 174 | #N/A | #N/A | #N/A | #N/A | #N/A | #N/A | 174 | #N/A | #N/A | #N/A | #N/A | #N/A | #N/A | #N/A
|  |  | 0 | 0 | 0 | 0 | 0 | 0 | 0 | 0 | 0 | 0 | 0 | 0 | 0 | 0 | 0 | 0 | 0 | 0 | 0 | 0 | 0 | 0 | 0 | 0 | 0 | 0 | 0 | 0 | 0 | 0 | 0 | 0 | 0 | 0 | 0 | 0 | 0 | 0 | 0 | 0 | 0 | 0 | 0 | 0 | 0 | 0 | 0 | 0 | 0 | 0 | 0 | 0 | 0 | 0 | 0 | 0 | 0 | 0 | 0 | 0 | 0 | 0 |  | 0 | 1.2472 | 1.0068 | 11.5345 | 0 | 7.3309 | 0 | 0 | 0 | 0 | 0 | 0 | 0 | 0 | 0 | 0 | 0 | 0 | 0 | 0 | 0 | 0 |  |  | 175 | #N/A | #N/A | #N/A | #N/A | #N/A | #N/A | 175 | #N/A | #N/A | #N/A | #N/A | #N/A | #N/A | #N/A
|  |  | 0 | 0 | 0 | 0 | 0 | 0 | 0 | 0 | 0 | 0 | 0 | 0 | 0 | 0 | 0 | 0 | 0 | 0 | 0 | 0 | 0 | 0 | 0 | 0 | 0 | 0 | 0 | 0 | 0 | 0 | 0 | 0 | 0 | 0 | 0 | 0 | 0 | 0 | 0 | 0 | 0 | 0 | 0 | 0 | 0 | 0 | 0 | 0 | 0 | 0 | 0 | 0 | 0 | 0 | 0 | 0 | 0 | 0 | 0 | 0 | 0 | 0 |  | 0 | 1.2472 | 1.0068 | 11.5345 | 0 | 7.3309 | 0 | 0 | 0 | 0 | 0 | 0 | 0 | 0 | 0 | 0 | 0 | 0 | 0 | 0 | 0 | 0 |  |  | 176 | #N/A | #N/A | #N/A | #N/A | #N/A | #N/A | 176 | #N/A | #N/A | #N/A | #N/A | #N/A | #N/A | #N/A
|  |  | 0 | 0 | 0 | 0 | 0 | 0 | 0 | 0 | 0 | 0 | 0 | 0 | 0 | 0 | 0 | 0 | 0 | 0 | 0 | 0 | 0 | 0 | 0 | 0 | 0 | 0 | 0 | 0 | 0 | 0 | 0 | 0 | 0 | 0 | 0 | 0 | 0 | 0 | 0 | 0 | 0 | 0 | 0 | 0 | 0 | 0 | 0 | 0 | 0 | 0 | 0 | 0 | 0 | 0 | 0 | 0 | 0 | 0 | 0 | 0 | 0 | 0 |  | 0 | 1.2472 | 1.0068 | 11.5345 | 0 | 7.3309 | 0 | 0 | 0 | 0 | 0 | 0 | 0 | 0 | 0 | 0 | 0 | 0 | 0 | 0 | 0 | 0 |  |  | 177 | #N/A | #N/A | #N/A | #N/A | #N/A | #N/A | 177 | #N/A | #N/A | #N/A | #N/A | #N/A | #N/A | #N/A
|  |  | 0 | 0 | 0 | 0 | 0 | 0 | 0 | 0 | 0 | 0 | 0 | 0 | 0 | 0 | 0 | 0 | 0 | 0 | 0 | 0 | 0 | 0 | 0 | 0 | 0 | 0 | 0 | 0 | 0 | 0 | 0 | 0 | 0 | 0 | 0 | 0 | 0 | 0 | 0 | 0 | 0 | 0 | 0 | 0 | 0 | 0 | 0 | 0 | 0 | 0 | 0 | 0 | 0 | 0 | 0 | 0 | 0 | 0 | 0 | 0 | 0 | 0 |  | 0 | 1.2472 | 1.0068 | 11.5345 | 0 | 7.3309 | 0 | 0 | 0 | 0 | 0 | 0 | 0 | 0 | 0 | 0 | 0 | 0 | 0 | 0 | 0 | 0 |  |  | 178 | #N/A | #N/A | #N/A | #N/A | #N/A | #N/A | 178 | #N/A | #N/A | #N/A | #N/A | #N/A | #N/A | #N/A
|  |  | 0 | 0 | 0 | 0 | 0 | 0 | 0 | 0 | 0 | 0 | 0 | 0 | 0 | 0 | 0 | 0 | 0 | 0 | 0 | 0 | 0 | 0 | 0 | 0 | 0 | 0 | 0 | 0 | 0 | 0 | 0 | 0 | 0 | 0 | 0 | 0 | 0 | 0 | 0 | 0 | 0 | 0 | 0 | 0 | 0 | 0 | 0 | 0 | 0 | 0 | 0 | 0 | 0 | 0 | 0 | 0 | 0 | 0 | 0 | 0 | 0 | 0 |  | 0 | 1.2472 | 1.0068 | 11.5345 | 0 | 7.3309 | 0 | 0 | 0 | 0 | 0 | 0 | 0 | 0 | 0 | 0 | 0 | 0 | 0 | 0 | 0 | 0 |  |  | 179 | #N/A | #N/A | #N/A | #N/A | #N/A | #N/A | 179 | #N/A | #N/A | #N/A | #N/A | #N/A | #N/A | #N/A
|  |  | 0 | 0 | 0 | 0 | 0 | 0 | 0 | 0 | 0 | 0 | 0 | 0 | 0 | 0 | 0 | 0 | 0 | 0 | 0 | 0 | 0 | 0 | 0 | 0 | 0 | 0 | 0 | 0 | 0 | 0 | 0 | 0 | 0 | 0 | 0 | 0 | 0 | 0 | 0 | 0 | 0 | 0 | 0 | 0 | 0 | 0 | 0 | 0 | 0 | 0 | 0 | 0 | 0 | 0 | 0 | 0 | 0 | 0 | 0 | 0 | 0 | 0 |  | 0 | 1.2472 | 1.0068 | 11.5345 | 0 | 7.3309 | 0 | 0 | 0 | 0 | 0 | 0 | 0 | 0 | 0 | 0 | 0 | 0 | 0 | 0 | 0 | 0 |  |  | 180 | #N/A | #N/A | #N/A | #N/A | #N/A | #N/A | 180 | #N/A | #N/A | #N/A | #N/A | #N/A | #N/A | #N/A
|  |  | 0 | 0 | 0 | 0 | 0 | 0 | 0 | 0 | 0 | 0 | 0 | 0 | 0 | 0 | 0 | 0 | 0 | 0 | 0 | 0 | 0 | 0 | 0 | 0 | 0 | 0 | 0 | 0 | 0 | 0 | 0 | 0 | 0 | 0 | 0 | 0 | 0 | 0 | 0 | 0 | 0 | 0 | 0 | 0 | 0 | 0 | 0 | 0 | 0 | 0 | 0 | 0 | 0 | 0 | 0 | 0 | 0 | 0 | 0 | 0 | 0 | 0 |  | 0 | 1.2472 | 1.0068 | 11.5345 | 0 | 7.3309 | 0 | 0 | 0 | 0 | 0 | 0 | 0 | 0 | 0 | 0 | 0 | 0 | 0 | 0 | 0 | 0 |  |  | 181 | #N/A | #N/A | #N/A | #N/A | #N/A | #N/A | 181 | #N/A | #N/A | #N/A | #N/A | #N/A | #N/A | #N/A
|  |  | 0 | 0 | 0 | 0 | 0 | 0 | 0 | 0 | 0 | 0 | 0 | 0 | 0 | 0 | 0 | 0 | 0 | 0 | 0 | 0 | 0 | 0 | 0 | 0 | 0 | 0 | 0 | 0 | 0 | 0 | 0 | 0 | 0 | 0 | 0 | 0 | 0 | 0 | 0 | 0 | 0 | 0 | 0 | 0 | 0 | 0 | 0 | 0 | 0 | 0 | 0 | 0 | 0 | 0 | 0 | 0 | 0 | 0 | 0 | 0 | 0 | 0 |  | 0 | 1.2472 | 1.0068 | 11.5345 | 0 | 7.3309 | 0 | 0 | 0 | 0 | 0 | 0 | 0 | 0 | 0 | 0 | 0 | 0 | 0 | 0 | 0 | 0 |  |  | 182 | #N/A | #N/A | #N/A | #N/A | #N/A | #N/A | 182 | #N/A | #N/A | #N/A | #N/A | #N/A | #N/A | #N/A
|  |  | 0 | 0 | 0 | 0 | 0 | 0 | 0 | 0 | 0 | 0 | 0 | 0 | 0 | 0 | 0 | 0 | 0 | 0 | 0 | 0 | 0 | 0 | 0 | 0 | 0 | 0 | 0 | 0 | 0 | 0 | 0 | 0 | 0 | 0 | 0 | 0 | 0 | 0 | 0 | 0 | 0 | 0 | 0 | 0 | 0 | 0 | 0 | 0 | 0 | 0 | 0 | 0 | 0 | 0 | 0 | 0 | 0 | 0 | 0 | 0 | 0 | 0 |  | 0 | 1.2472 | 1.0068 | 11.5345 | 0 | 7.3309 | 1 | 0 | 0 | 0 | 0 | 0 | 0 | 0 | 0 | 0 | 0 | 0 | 0 | 0 | 0 | 0 |  |  | 183 | #N/A | #N/A | #N/A | #N/A | #N/A | #N/A | 183 | #N/A | #N/A | #N/A | #N/A | #N/A | #N/A | #N/A
|  |  | 0 | 0 | 0 | 0 | 0 | 0 | 0 | 0 | 0 | 0 | 0 | 0 | 0 | 0 | 0 | 0 | 0 | 0 | 0 | 0 | 0 | 0 | 0 | 0 | 0 | 0 | 0 | 0 | 0 | 0 | 0 | 0 | 0 | 0 | 0 | 0 | 0 | 0 | 0 | 0 | 0 | 0 | 0 | 0 | 0 | 0 | 0 | 0 | 0 | 0 | 0 | 0 | 0 | 0 | 0 | 0 | 0 | 0 | 0 | 0 | 0 | 0 |  | 0 | 1.2472 | 1.0068 | 11.5345 | 0 | 7.3309 | 2 | 0 | 0 | 0 | 0 | 0 | 0 | 0 | 0 | 0 | 0 | 0 | 0 | 0 | 0 | 0 |  |  | 184 | #N/A | #N/A | #N/A | #N/A | #N/A | #N/A | 184 | #N/A | #N/A | #N/A | #N/A | #N/A | #N/A | #N/A
|  |  | 0 | 0 | 0 | 0 | 0 | 0 | 0 | 0 | 0 | 0 | 0 | 0 | 0 | 0 | 0 | 0 | 0 | 0 | 0 | 0 | 0 | 0 | 0 | 0 | 0 | 0 | 0 | 0 | 0 | 0 | 0 | 0 | 0 | 0 | 0 | 0 | 0 | 0 | 0 | 0 | 0 | 0 | 0 | 0 | 0 | 0 | 0 | 0 | 0 | 0 | 0 | 0 | 0 | 0 | 0 | 0 | 0 | 0 | 0 | 0 | 0 | 0 |  | 0 | 1.2472 | 1.0068 | 11.5345 | 0 | 7.3309 | 3 | 0 | 0 | 0 | 0 | 0 | 0 | 0 | 0 | 0 | 0 | 0 | 0 | 0 | 0 | 0 |  |  | 185 | #N/A | #N/A | #N/A | #N/A | #N/A | #N/A | 185 | #N/A | #N/A | #N/A | #N/A | #N/A | #N/A | #N/A
|  |  | 0 | 0 | 0 | 0 | 0 | 0 | 0 | 0 | 0 | 0 | 0 | 0 | 0 | 0 | 0 | 0 | 0 | 0 | 0 | 0 | 0 | 0 | 0 | 0 | 0 | 0 | 0 | 0 | 0 | 0 | 0 | 0 | 0 | 0 | 0 | 0 | 0 | 0 | 0 | 0 | 0 | 0 | 0 | 0 | 0 | 0 | 0 | 0 | 0 | 0 | 0 | 0 | 0 | 0 | 0 | 0 | 0 | 0 | 0 | 0 | 0 | 0 |  | 0 | 1.2472 | 1.0068 | 11.5345 | 0 | 7.3309 | 4 | 0 | 0 | 0 | 0 | 0 | 0 | 0 | 0 | 0 | 0 | 0 | 0 | 0 | 0 | 0 |  |  | 186 | #N/A | #N/A | #N/A | #N/A | #N/A | #N/A | 186 | #N/A | #N/A | #N/A | #N/A | #N/A | #N/A | #N/A
|  |  | 0 | 0 | 0 | 0 | 0 | 0 | 0 | 0 | 0 | 0 | 0 | 0 | 0 | 0 | 0 | 0 | 0 | 0 | 0 | 0 | 0 | 0 | 0 | 0 | 0 | 0 | 0 | 0 | 0 | 0 | 0 | 0 | 0 | 0 | 0 | 0 | 0 | 0 | 0 | 0 | 0 | 0 | 0 | 0 | 0 | 0 | 0 | 0 | 0 | 0 | 0 | 0 | 0 | 0 | 0 | 0 | 0 | 0 | 0 | 0 | 0 | 0 |  | 0 | 1.2472 | 1.0068 | 11.5345 | 0 | 7.3309 | 5 | 0 | 0 | 0 | 0 | 0 | 0 | 0 | 0 | 0 | 0 | 0 | 0 | 0 | 0 | 0 |  |  | 187 | #N/A | #N/A | #N/A | #N/A | #N/A | #N/A | 187 | #N/A | #N/A | #N/A | #N/A | #N/A | #N/A | #N/A
|  |  | 0 | 0 | 0 | 0 | 0 | 0 | 0 | 0 | 0 | 0 | 0 | 0 | 0 | 0 | 0 | 0 | 0 | 0 | 0 | 0 | 0 | 0 | 0 | 0 | 0 | 0 | 0 | 0 | 0 | 0 | 0 | 0 | 0 | 0 | 0 | 0 | 0 | 0 | 0 | 0 | 0 | 0 | 0 | 0 | 0 | 0 | 0 | 0 | 0 | 0 | 0 | 0 | 0 | 0 | 0 | 0 | 0 | 0 | 0 | 0 | 0 | 0 |  | 0 | 1.2472 | 1.0068 | 11.5345 | 0 | 7.3309 | 6 | 0 | 0 | 0 | 0 | 0 | 0 | 0 | 0 | 0 | 0 | 0 | 0 | 0 | 0 | 0 |  |  | 188 | #N/A | #N/A | #N/A | #N/A | #N/A | #N/A | 188 | #N/A | #N/A | #N/A | #N/A | #N/A | #N/A | #N/A
|  |  | 0 | 0 | 0 | 0 | 0 | 0 | 0 | 0 | 0 | 0 | 0 | 0 | 0 | 0 | 0 | 0 | 0 | 0 | 0 | 0 | 0 | 0 | 0 | 0 | 0 | 0 | 0 | 0 | 0 | 0 | 0 | 0 | 0 | 0 | 0 | 0 | 0 | 0 | 0 | 0 | 0 | 0 | 0 | 0 | 0 | 0 | 0 | 0 | 0 | 0 | 0 | 0 | 0 | 0 | 0 | 0 | 0 | 0 | 0 | 0 | 0 | 0 |  | 0 | 1.2472 | 1.0068 | 11.5345 | 0 | 7.3309 | 7 | 0 | 0 | 0 | 0 | 0 | 0 | 0 | 0 | 0 | 0 | 0 | 0 | 0 | 0 | 0 |  |  | 189 | #N/A | #N/A | #N/A | #N/A | #N/A | #N/A | 189 | #N/A | #N/A | #N/A | #N/A | #N/A | #N/A | #N/A
|  |  | 0 | 0 | 0 | 0 | 0 | 0 | 0 | 0 | 0 | 0 | 0 | 0 | 0 | 0 | 0 | 0 | 0 | 0 | 0 | 0 | 0 | 0 | 0 | 0 | 0 | 0 | 0 | 0 | 0 | 0 | 0 | 0 | 0 | 0 | 0 | 0 | 0 | 0 | 0 | 0 | 0 | 0 | 0 | 0 | 0 | 0 | 0 | 0 | 0 | 0 | 0 | 0 | 0 | 0 | 0 | 0 | 0 | 0 | 0 | 0 | 0 | 0 |  | 0 | 1.2472 | 1.0068 | 11.5345 | 0 | 7.3309 | 8 | 0 | 0 | 0 | 0 | 0 | 0 | 0 | 0 | 0 | 0 | 0 | 0 | 0 | 0 | 0 |  |  | 190 | #N/A | #N/A | #N/A | #N/A | #N/A | #N/A | 190 | #N/A | #N/A | #N/A | #N/A | #N/A | #N/A | #N/A
|  |  | 0 | 0 | 0 | 0 | 0 | 0 | 0 | 0 | 0 | 0 | 0 | 0 | 0 | 0 | 0 | 0 | 0 | 0 | 0 | 0 | 0 | 0 | 0 | 0 | 0 | 0 | 0 | 0 | 0 | 0 | 0 | 0 | 0 | 0 | 0 | 0 | 0 | 0 | 0 | 0 | 0 | 0 | 0 | 0 | 0 | 0 | 0 | 0 | 0 | 0 | 0 | 0 | 0 | 0 | 0 | 0 | 0 | 0 | 0 | 0 | 0 | 0 |  | 0 | 1.2472 | 1.0068 | 11.5345 | 0 | 7.3309 | 9 | 0 | 0 | 0 | 0 | 0 | 0 | 0 | 0 | 0 | 0 | 0 | 0 | 0 | 0 | 0 |  |  | 191 | #N/A | #N/A | #N/A | #N/A | #N/A | #N/A | 191 | #N/A | #N/A | #N/A | #N/A | #N/A | #N/A | #N/A
|  |  | 0 | 0 | 0 | 0 | 0 | 0 | 0 | 0 | 0 | 0 | 0 | 0 | 0 | 0 | 0 | 0 | 0 | 0 | 0 | 0 | 0 | 0 | 0 | 0 | 0 | 0 | 0 | 0 | 0 | 0 | 0 | 0 | 0 | 0 | 0 | 0 | 0 | 0 | 0 | 0 | 0 | 0 | 0 | 0 | 0 | 0 | 0 | 0 | 0 | 0 | 0 | 0 | 0 | 0 | 0 | 0 | 0 | 0 | 0 | 0 | 0 | 0 |  | 0 | 1.2472 | 1.0068 | 11.5345 | 0 | 7.3309 | 10 | 0 | 0 | 0 | 0 | 0 | 0 | 0 | 0 | 0 | 0 | 0 | 0 | 0 | 0 | 0 |  |  | 192 | #N/A | #N/A | #N/A | #N/A | #N/A | #N/A | 192 | #N/A | #N/A | #N/A | #N/A | #N/A | #N/A | #N/A
|  |  | 0 | 0 | 0 | 0 | 0 | 0 | 0 | 0 | 0 | 0 | 0 | 0 | 0 | 0 | 0 | 0 | 0 | 0 | 0 | 0 | 0 | 0 | 0 | 0 | 0 | 0 | 0 | 0 | 0 | 0 | 0 | 0 | 0 | 0 | 0 | 0 | 0 | 0 | 0 | 0 | 0 | 0 | 0 | 0 | 0 | 0 | 0 | 0 | 0 | 0 | 0 | 0 | 0 | 0 | 0 | 0 | 0 | 0 | 0 | 0 | 0 | 0 |  | 0 | 1.2472 | 1.0068 | 11.5345 | 0 | 7.3309 | 11 | 0 | 0 | 0 | 0 | 0 | 0 | 0 | 0 | 0 | 0 | 0 | 0 | 0 | 0 | 0 |  |  | 193 | #N/A | #N/A | #N/A | #N/A | #N/A | #N/A | 193 | #N/A | #N/A | #N/A | #N/A | #N/A | #N/A | #N/A
|  |  | 0 | 0 | 0 | 0 | 0 | 0 | 0 | 0 | 0 | 0 | 0 | 0 | 0 | 0 | 0 | 0 | 0 | 0 | 0 | 0 | 0 | 0 | 0 | 0 | 0 | 0 | 0 | 0 | 0 | 0 | 0 | 0 | 0 | 0 | 0 | 0 | 0 | 0 | 0 | 0 | 0 | 0 | 0 | 0 | 0 | 0 | 0 | 0 | 0 | 0 | 0 | 0 | 0 | 0 | 0 | 0 | 0 | 0 | 0 | 0 | 0 | 0 |  | 0 | 1.2472 | 1.0068 | 11.5345 | 0 | 7.3309 | 12 | 0 | 0 | 0 | 0 | 0 | 0 | 0 | 0 | 0 | 0 | 0 | 0 | 0 | 0 | 0 |  |  | 194 | #N/A | #N/A | #N/A | #N/A | #N/A | #N/A | 194 | #N/A | #N/A | #N/A | #N/A | #N/A | #N/A | #N/A
|  |  | 0 | 0 | 0 | 0 | 0 | 0 | 0 | 0 | 0 | 0 | 0 | 0 | 0 | 0 | 0 | 0 | 0 | 0 | 0 | 0 | 0 | 0 | 0 | 0 | 0 | 0 | 0 | 0 | 0 | 0 | 0 | 0 | 0 | 0 | 0 | 0 | 0 | 0 | 0 | 0 | 0 | 0 | 0 | 0 | 0 | 0 | 0 | 0 | 0 | 0 | 0 | 0 | 0 | 0 | 0 | 0 | 0 | 0 | 0 | 0 | 0 | 0 |  | 0 | 1.2472 | 1.0068 | 11.5345 | 0 | 7.3309 | 13 | 0 | 0 | 0 | 0 | 0 | 0 | 0 | 0 | 0 | 0 | 0 | 0 | 0 | 0 | 0 |  |  | 195 | #N/A | #N/A | #N/A | #N/A | #N/A | #N/A | 195 | #N/A | #N/A | #N/A | #N/A | #N/A | #N/A | #N/A
|  |  | 0 | 0 | 0 | 0 | 0 | 0 | 0 | 0 | 0 | 0 | 0 | 0 | 0 | 0 | 0 | 0 | 0 | 0 | 0 | 0 | 0 | 0 | 0 | 0 | 0 | 0 | 0 | 0 | 0 | 0 | 0 | 0 | 0 | 0 | 0 | 0 | 0 | 0 | 0 | 0 | 0 | 0 | 0 | 0 | 0 | 0 | 0 | 0 | 0 | 0 | 0 | 0 | 0 | 0 | 0 | 0 | 0 | 0 | 0 | 0 | 0 | 0 |  | 0 | 1.2472 | 1.0068 | 11.5345 | 0 | 7.3309 | 14 | 0 | 0 | 0 | 0 | 0 | 0 | 0 | 0 | 0 | 0 | 0 | 0 | 0 | 0 | 0 |  |  | 196 | #N/A | #N/A | #N/A | #N/A | #N/A | #N/A | 196 | #N/A | #N/A | #N/A | #N/A | #N/A | #N/A | #N/A
|  |  | 0 | 0 | 0 | 0 | 0 | 0 | 0 | 0 | 0 | 0 | 0 | 0 | 0 | 0 | 0 | 0 | 0 | 0 | 0 | 0 | 0 | 0 | 0 | 0 | 0 | 0 | 0 | 0 | 0 | 0 | 0 | 0 | 0 | 0 | 0 | 0 | 0 | 0 | 0 | 0 | 0 | 0 | 0 | 0 | 0 | 0 | 0 | 0 | 0 | 0 | 0 | 0 | 0 | 0 | 0 | 0 | 0 | 0 | 0 | 0 | 0 | 0 |  | 0 | 1.2472 | 1.0068 | 11.5345 | 0 | 7.3309 | 15 | 0 | 0 | 0 | 0 | 0 | 0 | 0 | 0 | 0 | 0 | 0 | 0 | 0 | 0 | 0 |  |  | 197 | #N/A | #N/A | #N/A | #N/A | #N/A | #N/A | 197 | #N/A | #N/A | #N/A | #N/A | #N/A | #N/A | #N/A
|  |  | 0 | 0 | 0 | 0 | 0 | 0 | 0 | 0 | 0 | 0 | 0 | 0 | 0 | 0 | 0 | 0 | 0 | 0 | 0 | 0 | 0 | 0 | 0 | 0 | 0 | 0 | 0 | 0 | 0 | 0 | 0 | 0 | 0 | 0 | 0 | 0 | 0 | 0 | 0 | 0 | 0 | 0 | 0 | 0 | 0 | 0 | 0 | 0 | 0 | 0 | 0 | 0 | 0 | 0 | 0 | 0 | 0 | 0 | 0 | 0 | 0 | 0 |  | 0 | 1.2472 | 1.0068 | 11.5345 | 0 | 7.3309 | 16 | 0 | 0 | 0 | 0 | 0 | 0 | 0 | 0 | 0 | 0 | 0 | 0 | 0 | 0 | 0 |  |  | 198 | #N/A | #N/A | #N/A | #N/A | #N/A | #N/A | 198 | #N/A | #N/A | #N/A | #N/A | #N/A | #N/A | #N/A
|  |  | 0 | 0 | 0 | 0 | 0 | 0 | 0 | 0 | 0 | 0 | 0 | 0 | 0 | 0 | 0 | 0 | 0 | 0 | 0 | 0 | 0 | 0 | 0 | 0 | 0 | 0 | 0 | 0 | 0 | 0 | 0 | 0 | 0 | 0 | 0 | 0 | 0 | 0 | 0 | 0 | 0 | 0 | 0 | 0 | 0 | 0 | 0 | 0 | 0 | 0 | 0 | 0 | 0 | 0 | 0 | 0 | 0 | 0 | 0 | 0 | 0 | 0 |  | 0 | 1.2472 | 1.0068 | 11.5345 | 0 | 7.3309 | 17 | 0 | 0 | 0 | 0 | 0 | 0 | 0 | 0 | 0 | 0 | 0 | 0 | 0 | 0 | 0 |  |  | 199 | #N/A | #N/A | #N/A | #N/A | #N/A | #N/A | 199 | #N/A | #N/A | #N/A | #N/A | #N/A | #N/A | #N/A
|  |  | 0 | 0 | 0 | 0 | 0 | 0 | 0 | 0 | 0 | 0 | 0 | 0 | 0 | 0 | 0 | 0 | 0 | 0 | 0 | 0 | 0 | 0 | 0 | 0 | 0 | 0 | 0 | 0 | 0 | 0 | 0 | 0 | 0 | 0 | 0 | 0 | 0 | 0 | 0 | 0 | 0 | 0 | 0 | 0 | 0 | 0 | 0 | 0 | 0 | 0 | 0 | 0 | 0 | 0 | 0 | 0 | 0 | 0 | 0 | 0 | 0 | 0 |  | 0 | 1.2472 | 1.0068 | 11.5345 | 0 | 7.3309 | 18 | 0 | 0 | 0 | 0 | 0 | 0 | 0 | 0 | 0 | 0 | 0 | 0 | 0 | 0 | 0 |  |  | 200 | #N/A | #N/A | #N/A | #N/A | #N/A | #N/A | 200 | #N/A | #N/A | #N/A | #N/A | #N/A | #N/A | #N/A
|  |  | 0 | 0 | 0 | 0 | 0 | 0 | 0 | 0 | 0 | 0 | 0 | 0 | 0 | 0 | 0 | 0 | 0 | 0 | 0 | 0 | 0 | 0 | 0 | 0 | 0 | 0 | 0 | 0 | 0 | 0 | 0 | 0 | 0 | 0 | 0 | 0 | 0 | 0 | 0 | 0 | 0 | 0 | 0 | 0 | 0 | 0 | 0 | 0 | 0 | 0 | 0 | 0 | 0 | 0 | 0 | 0 | 0 | 0 | 0 | 0 | 0 | 0 |  | 0 | 1.2472 | 1.0068 | 11.5345 | 0 | 7.3309 | 19 | 0 | 0 | 0 | 0 | 0 | 0 | 0 | 0 | 0 | 0 | 0 | 0 | 0 | 0 | 0 |  |  | 201 | #N/A | #N/A | #N/A | #N/A | #N/A | #N/A | 201 | #N/A | #N/A | #N/A | #N/A | #N/A | #N/A | #N/A
|  |  | 0 | 0 | 0 | 0 | 0 | 0 | 0 | 0 | 0 | 0 | 0 | 0 | 0 | 0 | 0 | 0 | 0 | 0 | 0 | 0 | 0 | 0 | 0 | 0 | 0 | 0 | 0 | 0 | 0 | 0 | 0 | 0 | 0 | 0 | 0 | 0 | 0 | 0 | 0 | 0 | 0 | 0 | 0 | 0 | 0 | 0 | 0 | 0 | 0 | 0 | 0 | 0 | 0 | 0 | 0 | 0 | 0 | 0 | 0 | 0 | 0 | 0 |  | 0 | 1.2472 | 1.0068 | 11.5345 | 0 | 7.3309 | 20 | 0 | 0 | 0 | 0 | 0 | 0 | 0 | 0 | 0 | 0 | 0 | 0 | 0 | 0 | 0 |  |  | 202 | #N/A | #N/A | #N/A | #N/A | #N/A | #N/A | 202 | #N/A | #N/A | #N/A | #N/A | #N/A | #N/A | #N/A
|  |  | 0 | 0 | 0 | 0 | 0 | 0 | 0 | 0 | 0 | 0 | 0 | 0 | 0 | 0 | 0 | 0 | 0 | 0 | 0 | 0 | 0 | 0 | 0 | 0 | 0 | 0 | 0 | 0 | 0 | 0 | 0 | 0 | 0 | 0 | 0 | 0 | 0 | 0 | 0 | 0 | 0 | 0 | 0 | 0 | 0 | 0 | 0 | 0 | 0 | 0 | 0 | 0 | 0 | 0 | 0 | 0 | 0 | 0 | 0 | 0 | 0 | 0 |  | 0 | 1.2472 | 1.0068 | 11.5345 | 0 | 7.3309 | 21 | 0 | 0 | 0 | 0 | 0 | 0 | 0 | 0 | 0 | 0 | 0 | 0 | 0 | 0 | 0 |  |  | 203 | #N/A | #N/A | #N/A | #N/A | #N/A | #N/A | 203 | #N/A | #N/A | #N/A | #N/A | #N/A | #N/A | #N/A
|  |  | 0 | 0 | 0 | 0 | 0 | 0 | 0 | 0 | 0 | 0 | 0 | 0 | 0 | 0 | 0 | 0 | 0 | 0 | 0 | 0 | 0 | 0 | 0 | 0 | 0 | 0 | 0 | 0 | 0 | 0 | 0 | 0 | 0 | 0 | 0 | 0 | 0 | 0 | 0 | 0 | 0 | 0 | 0 | 0 | 0 | 0 | 0 | 0 | 0 | 0 | 0 | 0 | 0 | 0 | 0 | 0 | 0 | 0 | 0 | 0 | 0 | 0 |  | 0 | 1.2472 | 1.0068 | 11.5345 | 0 | 7.3309 | 22 | 0 | 0 | 0 | 0 | 0 | 0 | 0 | 0 | 0 | 0 | 0 | 0 | 0 | 0 | 0 |  |  | 204 | #N/A | #N/A | #N/A | #N/A | #N/A | #N/A | 204 | #N/A | #N/A | #N/A | #N/A | #N/A | #N/A | #N/A
|  |  | 0 | 0 | 0 | 0 | 0 | 0 | 0 | 0 | 0 | 0 | 0 | 0 | 0 | 0 | 0 | 0 | 0 | 0 | 0 | 0 | 0 | 0 | 0 | 0 | 0 | 0 | 0 | 0 | 0 | 0 | 0 | 0 | 0 | 0 | 0 | 0 | 0 | 0 | 0 | 0 | 0 | 0 | 0 | 0 | 0 | 0 | 0 | 0 | 0 | 0 | 0 | 0 | 0 | 0 | 0 | 0 | 0 | 0 | 0 | 0 | 0 | 0 |  | 0 | 1.2472 | 1.0068 | 11.5345 | 0 | 7.3309 | 23 | 0 | 0 | 0 | 0 | 0 | 0 | 0 | 0 | 0 | 0 | 0 | 0 | 0 | 0 | 0 |  |  | 205 | #N/A | #N/A | #N/A | #N/A | #N/A | #N/A | 205 | #N/A | #N/A | #N/A | #N/A | #N/A | #N/A | #N/A
|  |  | 0 | 0 | 0 | 0 | 0 | 0 | 0 | 0 | 0 | 0 | 0 | 0 | 0 | 0 | 0 | 0 | 0 | 0 | 0 | 0 | 0 | 0 | 0 | 0 | 0 | 0 | 0 | 0 | 0 | 0 | 0 | 0 | 0 | 0 | 0 | 0 | 0 | 0 | 0 | 0 | 0 | 0 | 0 | 0 | 0 | 0 | 0 | 0 | 0 | 0 | 0 | 0 | 0 | 0 | 0 | 0 | 0 | 0 | 0 | 0 | 0 | 0 |  | 0 | 1.2472 | 1.0068 | 11.5345 | 0 | 7.3309 | 24 | 0 | 0 | 0 | 0 | 0 | 0 | 0 | 0 | 0 | 0 | 0 | 0 | 0 | 0 | 0 |  |  | 206 | #N/A | #N/A | #N/A | #N/A | #N/A | #N/A | 206 | #N/A | #N/A | #N/A | #N/A | #N/A | #N/A | #N/A
|  |  | 0 | 0 | 0 | 0 | 0 | 0 | 0 | 0 | 0 | 0 | 0 | 0 | 0 | 0 | 0 | 0 | 0 | 0 | 0 | 0 | 0 | 0 | 0 | 0 | 0 | 0 | 0 | 0 | 0 | 0 | 0 | 0 | 0 | 0 | 0 | 0 | 0 | 0 | 0 | 0 | 0 | 0 | 0 | 0 | 0 | 0 | 0 | 0 | 0 | 0 | 0 | 0 | 0 | 0 | 0 | 0 | 0 | 0 | 0 | 0 | 0 | 0 |  | 0 | 1.2472 | 1.0068 | 11.5345 | 0 | 7.3309 | 25 | 0 | 0 | 0 | 0 | 0 | 0 | 0 | 0 | 0 | 0 | 0 | 0 | 0 | 0 | 0 |  |  | 207 | #N/A | #N/A | #N/A | #N/A | #N/A | #N/A | 207 | #N/A | #N/A | #N/A | #N/A | #N/A | #N/A | #N/A
|  |  | 0 | 0 | 0 | 0 | 0 | 0 | 0 | 0 | 0 | 0 | 0 | 0 | 0 | 0 | 0 | 0 | 0 | 0 | 0 | 0 | 0 | 0 | 0 | 0 | 0 | 0 | 0 | 0 | 0 | 0 | 0 | 0 | 0 | 0 | 0 | 0 | 0 | 0 | 0 | 0 | 0 | 0 | 0 | 0 | 0 | 0 | 0 | 0 | 0 | 0 | 0 | 0 | 0 | 0 | 0 | 0 | 0 | 0 | 0 | 0 | 0 | 0 |  | 0 | 1.2472 | 1.0068 | 11.5345 | 0 | 7.3309 | 26 | 0 | 0 | 0 | 0 | 0 | 0 | 0 | 0 | 0 | 0 | 0 | 0 | 0 | 0 | 0 |  |  | 208 | #N/A | #N/A | #N/A | #N/A | #N/A | #N/A | 208 | #N/A | #N/A | #N/A | #N/A | #N/A | #N/A | #N/A
|  |  | 0 | 0 | 0 | 0 | 0 | 0 | 0 | 0 | 0 | 0 | 0 | 0 | 0 | 0 | 0 | 0 | 0 | 0 | 0 | 0 | 0 | 0 | 0 | 0 | 0 | 0 | 0 | 0 | 0 | 0 | 0 | 0 | 0 | 0 | 0 | 0 | 0 | 0 | 0 | 0 | 0 | 0 | 0 | 0 | 0 | 0 | 0 | 0 | 0 | 0 | 0 | 0 | 0 | 0 | 0 | 0 | 0 | 0 | 0 | 0 | 0 | 0 |  | 0 | 1.2472 | 1.0068 | 11.5345 | 0 | 7.3309 | 27 | 0 | 0 | 0 | 0 | 0 | 0 | 0 | 0 | 0 | 0 | 0 | 0 | 0 | 0 | 0 |  |  | 209 | #N/A | #N/A | #N/A | #N/A | #N/A | #N/A | 209 | #N/A | #N/A | #N/A | #N/A | #N/A | #N/A | #N/A
|  |  | 0 | 0 | 0 | 0 | 0 | 0 | 0 | 0 | 0 | 0 | 0 | 0 | 0 | 0 | 0 | 0 | 0 | 0 | 0 | 0 | 0 | 0 | 0 | 0 | 0 | 0 | 0 | 0 | 0 | 0 | 0 | 0 | 0 | 0 | 0 | 0 | 0 | 0 | 0 | 0 | 0 | 0 | 0 | 0 | 0 | 0 | 0 | 0 | 0 | 0 | 0 | 0 | 0 | 0 | 0 | 0 | 0 | 0 | 0 | 0 | 0 | 0 |  | 0 | 1.2472 | 1.0068 | 11.5345 | 0 | 7.3309 | 28 | 0 | 0 | 0 | 0 | 0 | 0 | 0 | 0 | 0 | 0 | 0 | 0 | 0 | 0 | 0 |  |  | 210 | #N/A | #N/A | #N/A | #N/A | #N/A | #N/A | 210 | #N/A | #N/A | #N/A | #N/A | #N/A | #N/A | #N/A
|  |  | 0 | 0 | 0 | 0 | 0 | 0 | 0 | 0 | 0 | 0 | 0 | 0 | 0 | 0 | 0 | 0 | 0 | 0 | 0 | 0 | 0 | 0 | 0 | 0 | 0 | 0 | 0 | 0 | 0 | 0 | 0 | 0 | 0 | 0 | 0 | 0 | 0 | 0 | 0 | 0 | 0 | 0 | 0 | 0 | 0 | 0 | 0 | 0 | 0 | 0 | 0 | 0 | 0 | 0 | 0 | 0 | 0 | 0 | 0 | 0 | 0 | 0 |  | 0 | 1.2472 | 1.0068 | 11.5345 | 0 | 7.3309 | 29 | 0 | 0 | 0 | 0 | 0 | 0 | 0 | 0 | 0 | 0 | 0 | 0 | 0 | 0 | 0 |  |  | 211 | #N/A | #N/A | #N/A | #N/A | #N/A | #N/A | 211 | #N/A | #N/A | #N/A | #N/A | #N/A | #N/A | #N/A
|  |  | 0 | 0 | 0 | 0 | 0 | 0 | 0 | 0 | 0 | 0 | 0 | 0 | 0 | 0 | 0 | 0 | 0 | 0 | 0 | 0 | 0 | 0 | 0 | 0 | 0 | 0 | 0 | 0 | 0 | 0 | 0 | 0 | 0 | 0 | 0 | 0 | 0 | 0 | 0 | 0 | 0 | 0 | 0 | 0 | 0 | 0 | 0 | 0 | 0 | 0 | 0 | 0 | 0 | 0 | 0 | 0 | 0 | 0 | 0 | 0 | 0 | 0 |  | 0 | 1.2472 | 1.0068 | 11.5345 | 0 | 7.3309 | 30 | 0 | 0 | 0 | 0 | 0 | 0 | 0 | 0 | 0 | 0 | 0 | 0 | 0 | 0 | 0 |  |  | 212 | #N/A | #N/A | #N/A | #N/A | #N/A | #N/A | 212 | #N/A | #N/A | #N/A | #N/A | #N/A | #N/A | #N/A
|  |  | 0 | 0 | 0 | 0 | 0 | 0 | 0 | 0 | 0 | 0 | 0 | 0 | 0 | 0 | 0 | 0 | 0 | 0 | 0 | 0 | 0 | 0 | 0 | 0 | 0 | 0 | 0 | 0 | 0 | 0 | 0 | 0 | 0 | 0 | 0 | 0 | 0 | 0 | 0 | 0 | 0 | 0 | 0 | 0 | 0 | 0 | 0 | 0 | 0 | 0 | 0 | 0 | 0 | 0 | 0 | 0 | 0 | 0 | 0 | 0 | 0 | 0 |  | 0 | 1.2472 | 1.0068 | 11.5345 | 0 | 7.3309 | 31 | 0 | 0 | 0 | 0 | 0 | 0 | 0 | 0 | 0 | 0 | 0 | 0 | 0 | 0 | 0 |  |  | 213 | #N/A | #N/A | #N/A | #N/A | #N/A | #N/A | 213 | #N/A | #N/A | #N/A | #N/A | #N/A | #N/A | #N/A
|  |  | 0 | 0 | 0 | 0 | 0 | 0 | 0 | 0 | 0 | 0 | 0 | 0 | 0 | 0 | 0 | 0 | 0 | 0 | 0 | 0 | 0 | 0 | 0 | 0 | 0 | 0 | 0 | 0 | 0 | 0 | 0 | 0 | 0 | 0 | 0 | 0 | 0 | 0 | 0 | 0 | 0 | 0 | 0 | 0 | 0 | 0 | 0 | 0 | 0 | 0 | 0 | 0 | 0 | 0 | 0 | 0 | 0 | 0 | 0 | 0 | 0 | 0 |  | 0 | 1.2472 | 1.0068 | 11.5345 | 0 | 7.3309 | 32 | 0 | 0 | 0 | 0 | 0 | 0 | 0 | 0 | 0 | 0 | 0 | 0 | 0 | 0 | 0 |  |  | 214 | #N/A | #N/A | #N/A | #N/A | #N/A | #N/A | 214 | #N/A | #N/A | #N/A | #N/A | #N/A | #N/A | #N/A
|  |  | 0 | 0 | 0 | 0 | 0 | 0 | 0 | 0 | 0 | 0 | 0 | 0 | 0 | 0 | 0 | 0 | 0 | 0 | 0 | 0 | 0 | 0 | 0 | 0 | 0 | 0 | 0 | 0 | 0 | 0 | 0 | 0 | 0 | 0 | 0 | 0 | 0 | 0 | 0 | 0 | 0 | 0 | 0 | 0 | 0 | 0 | 0 | 0 | 0 | 0 | 0 | 0 | 0 | 0 | 0 | 0 | 0 | 0 | 0 | 0 | 0 | 0 |  | 0 | 1.2472 | 1.0068 | 11.5345 | 0 | 7.3309 | 33 | 0 | 0 | 0 | 0 | 0 | 0 | 0 | 0 | 0 | 0 | 0 | 0 | 0 | 0 | 0 |  |  | 215 | #N/A | #N/A | #N/A | #N/A | #N/A | #N/A | 215 | #N/A | #N/A | #N/A | #N/A | #N/A | #N/A | #N/A
|  |  | 0 | 0 | 0 | 0 | 0 | 0 | 0 | 0 | 0 | 0 | 0 | 0 | 0 | 0 | 0 | 0 | 0 | 0 | 0 | 0 | 0 | 0 | 0 | 0 | 0 | 0 | 0 | 0 | 0 | 0 | 0 | 0 | 0 | 0 | 0 | 0 | 0 | 0 | 0 | 0 | 0 | 0 | 0 | 0 | 0 | 0 | 0 | 0 | 0 | 0 | 0 | 0 | 0 | 0 | 0 | 0 | 0 | 0 | 0 | 0 | 0 | 0 |  | 0 | 1.2472 | 1.0068 | 11.5345 | 0 | 7.3309 | 34 | 0 | 0 | 0 | 0 | 0 | 0 | 0 | 0 | 0 | 0 | 0 | 0 | 0 | 0 | 0 |  |  | 216 | #N/A | #N/A | #N/A | #N/A | #N/A | #N/A | 216 | #N/A | #N/A | #N/A | #N/A | #N/A | #N/A | #N/A
|  |  | 0 | 0 | 0 | 0 | 0 | 0 | 0 | 0 | 0 | 0 | 0 | 0 | 0 | 0 | 0 | 0 | 0 | 0 | 0 | 0 | 0 | 0 | 0 | 0 | 0 | 0 | 0 | 0 | 0 | 0 | 0 | 0 | 0 | 0 | 0 | 0 | 0 | 0 | 0 | 0 | 0 | 0 | 0 | 0 | 0 | 0 | 0 | 0 | 0 | 0 | 0 | 0 | 0 | 0 | 0 | 0 | 0 | 0 | 0 | 0 | 0 | 0 |  | 0 | 1.2472 | 1.0068 | 11.5345 | 0 | 7.3309 | 35 | 0 | 0 | 0 | 0 | 0 | 0 | 0 | 0 | 0 | 0 | 0 | 0 | 0 | 0 | 0 |  |  | 217 | #N/A | #N/A | #N/A | #N/A | #N/A | #N/A | 217 | #N/A | #N/A | #N/A | #N/A | #N/A | #N/A | #N/A
|  |  | 0 | 0 | 0 | 0 | 0 | 0 | 0 | 0 | 0 | 0 | 0 | 0 | 0 | 0 | 0 | 0 | 0 | 0 | 0 | 0 | 0 | 0 | 0 | 0 | 0 | 0 | 0 | 0 | 0 | 0 | 0 | 0 | 0 | 0 | 0 | 0 | 0 | 0 | 0 | 0 | 0 | 0 | 0 | 0 | 0 | 0 | 0 | 0 | 0 | 0 | 0 | 0 | 0 | 0 | 0 | 0 | 0 | 0 | 0 | 0 | 0 | 0 |  | 0 | 1.2472 | 1.0068 | 11.5345 | 0 | 7.3309 | 36 | 0 | 0 | 0 | 0 | 0 | 0 | 0 | 0 | 0 | 0 | 0 | 0 | 0 | 0 | 0 |  |  | 218 | #N/A | #N/A | #N/A | #N/A | #N/A | #N/A | 218 | #N/A | #N/A | #N/A | #N/A | #N/A | #N/A | #N/A
|  |  | 0 | 0 | 0 | 0 | 0 | 0 | 0 | 0 | 0 | 0 | 0 | 0 | 0 | 0 | 0 | 0 | 0 | 0 | 0 | 0 | 0 | 0 | 0 | 0 | 0 | 0 | 0 | 0 | 0 | 0 | 0 | 0 | 0 | 0 | 0 | 0 | 0 | 0 | 0 | 0 | 0 | 0 | 0 | 0 | 0 | 0 | 0 | 0 | 0 | 0 | 0 | 0 | 0 | 0 | 0 | 0 | 0 | 0 | 0 | 0 | 0 | 0 |  | 0 | 1.2472 | 1.0068 | 11.5345 | 0 | 7.3309 | 37 | 0 | 0 | 0 | 0 | 0 | 0 | 0 | 0 | 0 | 0 | 0 | 0 | 0 | 0 | 0 |  |  | 219 | #N/A | #N/A | #N/A | #N/A | #N/A | #N/A | 219 | #N/A | #N/A | #N/A | #N/A | #N/A | #N/A | #N/A
|  |  | 0 | 0 | 0 | 0 | 0 | 0 | 0 | 0 | 0 | 0 | 0 | 0 | 0 | 0 | 0 | 0 | 0 | 0 | 0 | 0 | 0 | 0 | 0 | 0 | 0 | 0 | 0 | 0 | 0 | 0 | 0 | 0 | 0 | 0 | 0 | 0 | 0 | 0 | 0 | 0 | 0 | 0 | 0 | 0 | 0 | 0 | 0 | 0 | 0 | 0 | 0 | 0 | 0 | 0 | 0 | 0 | 0 | 0 | 0 | 0 | 0 | 0 |  | 0 | 1.2472 | 1.0068 | 11.5345 | 0 | 7.3309 | 38 | 0 | 0 | 0 | 0 | 0 | 0 | 0 | 0 | 0 | 0 | 0 | 0 | 0 | 0 | 0 |  |  | 220 | #N/A | #N/A | #N/A | #N/A | #N/A | #N/A | 220 | #N/A | #N/A | #N/A | #N/A | #N/A | #N/A | #N/A
|  |  | 0 | 0 | 0 | 0 | 0 | 0 | 0 | 0 | 0 | 0 | 0 | 0 | 0 | 0 | 0 | 0 | 0 | 0 | 0 | 0 | 0 | 0 | 0 | 0 | 0 | 0 | 0 | 0 | 0 | 0 | 0 | 0 | 0 | 0 | 0 | 0 | 0 | 0 | 0 | 0 | 0 | 0 | 0 | 0 | 0 | 0 | 0 | 0 | 0 | 0 | 0 | 0 | 0 | 0 | 0 | 0 | 0 | 0 | 0 | 0 | 0 | 0 |  | 0 | 1.2472 | 1.0068 | 11.5345 | 0 | 7.3309 | 39 | 0 | 0 | 0 | 0 | 0 | 0 | 0 | 0 | 0 | 0 | 0 | 0 | 0 | 0 | 0 |  |  | 221 | #N/A | #N/A | #N/A | #N/A | #N/A | #N/A | 221 | #N/A | #N/A | #N/A | #N/A | #N/A | #N/A | #N/A
|  |  | 0 | 0 | 0 | 0 | 0 | 0 | 0 | 0 | 0 | 0 | 0 | 0 | 0 | 0 | 0 | 0 | 0 | 0 | 0 | 0 | 0 | 0 | 0 | 0 | 0 | 0 | 0 | 0 | 0 | 0 | 0 | 0 | 0 | 0 | 0 | 0 | 0 | 0 | 0 | 0 | 0 | 0 | 0 | 0 | 0 | 0 | 0 | 0 | 0 | 0 | 0 | 0 | 0 | 0 | 0 | 0 | 0 | 0 | 0 | 0 | 0 | 0 |  | 0 | 1.2472 | 1.0068 | 11.5345 | 0 | 7.3309 | 40 | 0 | 0 | 0 | 0 | 0 | 0 | 0 | 0 | 0 | 0 | 0 | 0 | 0 | 0 | 0 |  |  | 222 | #N/A | #N/A | #N/A | #N/A | #N/A | #N/A | 222 | #N/A | #N/A | #N/A | #N/A | #N/A | #N/A | #N/A
|  |  | 0 | 0 | 0 | 0 | 0 | 0 | 0 | 0 | 0 | 0 | 0 | 0 | 0 | 0 | 0 | 0 | 0 | 0 | 0 | 0 | 0 | 0 | 0 | 0 | 0 | 0 | 0 | 0 | 0 | 0 | 0 | 0 | 0 | 0 | 0 | 0 | 0 | 0 | 0 | 0 | 0 | 0 | 0 | 0 | 0 | 0 | 0 | 0 | 0 | 0 | 0 | 0 | 0 | 0 | 0 | 0 | 0 | 0 | 0 | 0 | 0 | 0 |  | 0 | 1.2472 | 1.0068 | 11.5345 | 0 | 7.3309 | 41 | 0 | 0 | 0 | 0 | 0 | 0 | 0 | 0 | 0 | 0 | 0 | 0 | 0 | 0 | 0 |  |  | 223 | #N/A | #N/A | #N/A | #N/A | #N/A | #N/A | 223 | #N/A | #N/A | #N/A | #N/A | #N/A | #N/A | #N/A
|  |  | 0 | 0 | 0 | 0 | 0 | 0 | 0 | 0 | 0 | 0 | 0 | 0 | 0 | 0 | 0 | 0 | 0 | 0 | 0 | 0 | 0 | 0 | 0 | 0 | 0 | 0 | 0 | 0 | 0 | 0 | 0 | 0 | 0 | 0 | 0 | 0 | 0 | 0 | 0 | 0 | 0 | 0 | 0 | 0 | 0 | 0 | 0 | 0 | 0 | 0 | 0 | 0 | 0 | 0 | 0 | 0 | 0 | 0 | 0 | 0 | 0 | 0 |  | 0 | 1.2472 | 1.0068 | 11.5345 | 0 | 7.3309 | 42 | 0 | 0 | 0 | 0 | 0 | 0 | 0 | 0 | 0 | 0 | 0 | 0 | 0 | 0 | 0 |  |  | 224 | #N/A | #N/A | #N/A | #N/A | #N/A | #N/A | 224 | #N/A | #N/A | #N/A | #N/A | #N/A | #N/A | #N/A
|  |  | 0 | 0 | 0 | 0 | 0 | 0 | 0 | 0 | 0 | 0 | 0 | 0 | 0 | 0 | 0 | 0 | 0 | 0 | 0 | 0 | 0 | 0 | 0 | 0 | 0 | 0 | 0 | 0 | 0 | 0 | 0 | 0 | 0 | 0 | 0 | 0 | 0 | 0 | 0 | 0 | 0 | 0 | 0 | 0 | 0 | 0 | 0 | 0 | 0 | 0 | 0 | 0 | 0 | 0 | 0 | 0 | 0 | 0 | 0 | 0 | 0 | 0 |  | 0 | 1.2472 | 1.0068 | 11.5345 | 0 | 7.3309 | 43 | 0 | 0 | 0 | 0 | 0 | 0 | 0 | 0 | 0 | 0 | 0 | 0 | 0 | 0 | 0 |  |  | 225 | #N/A | #N/A | #N/A | #N/A | #N/A | #N/A | 225 | #N/A | #N/A | #N/A | #N/A | #N/A | #N/A | #N/A
|  |  | 0 | 0 | 0 | 0 | 0 | 0 | 0 | 0 | 0 | 0 | 0 | 0 | 0 | 0 | 0 | 0 | 0 | 0 | 0 | 0 | 0 | 0 | 0 | 0 | 0 | 0 | 0 | 0 | 0 | 0 | 0 | 0 | 0 | 0 | 0 | 0 | 0 | 0 | 0 | 0 | 0 | 0 | 0 | 0 | 0 | 0 | 0 | 0 | 0 | 0 | 0 | 0 | 0 | 0 | 0 | 0 | 0 | 0 | 0 | 0 | 0 | 0 |  | 0 | 1.2472 | 1.0068 | 11.5345 | 0 | 7.3309 | 44 | 0 | 0 | 0 | 0 | 0 | 0 | 0 | 0 | 0 | 0 | 0 | 0 | 0 | 0 | 0 |  |  | 226 | #N/A | #N/A | #N/A | #N/A | #N/A | #N/A | 226 | #N/A | #N/A | #N/A | #N/A | #N/A | #N/A | #N/A
|  |  | 0 | 0 | 0 | 0 | 0 | 0 | 0 | 0 | 0 | 0 | 0 | 0 | 0 | 0 | 0 | 0 | 0 | 0 | 0 | 0 | 0 | 0 | 0 | 0 | 0 | 0 | 0 | 0 | 0 | 0 | 0 | 0 | 0 | 0 | 0 | 0 | 0 | 0 | 0 | 0 | 0 | 0 | 0 | 0 | 0 | 0 | 0 | 0 | 0 | 0 | 0 | 0 | 0 | 0 | 0 | 0 | 0 | 0 | 0 | 0 | 0 | 0 |  | 0 | 1.2472 | 1.0068 | 11.5345 | 0 | 7.3309 | 45 | 0 | 0 | 0 | 0 | 0 | 0 | 0 | 0 | 0 | 0 | 0 | 0 | 0 | 0 | 0 |  |  | 227 | #N/A | #N/A | #N/A | #N/A | #N/A | #N/A | 227 | #N/A | #N/A | #N/A | #N/A | #N/A | #N/A | #N/A
|  |  | 0 | 0 | 0 | 0 | 0 | 0 | 0 | 0 | 0 | 0 | 0 | 0 | 0 | 0 | 0 | 0 | 0 | 0 | 0 | 0 | 0 | 0 | 0 | 0 | 0 | 0 | 0 | 0 | 0 | 0 | 0 | 0 | 0 | 0 | 0 | 0 | 0 | 0 | 0 | 0 | 0 | 0 | 0 | 0 | 0 | 0 | 0 | 0 | 0 | 0 | 0 | 0 | 0 | 0 | 0 | 0 | 0 | 0 | 0 | 0 | 0 | 0 |  | 0 | 1.2472 | 1.0068 | 11.5345 | 0 | 7.3309 | 46 | 0 | 0 | 0 | 0 | 0 | 0 | 0 | 0 | 0 | 0 | 0 | 0 | 0 | 0 | 0 |  |  | 228 | #N/A | #N/A | #N/A | #N/A | #N/A | #N/A | 228 | #N/A | #N/A | #N/A | #N/A | #N/A | #N/A | #N/A
|  |  | 0 | 0 | 0 | 0 | 0 | 0 | 0 | 0 | 0 | 0 | 0 | 0 | 0 | 0 | 0 | 0 | 0 | 0 | 0 | 0 | 0 | 0 | 0 | 0 | 0 | 0 | 0 | 0 | 0 | 0 | 0 | 0 | 0 | 0 | 0 | 0 | 0 | 0 | 0 | 0 | 0 | 0 | 0 | 0 | 0 | 0 | 0 | 0 | 0 | 0 | 0 | 0 | 0 | 0 | 0 | 0 | 0 | 0 | 0 | 0 | 0 | 0 |  | 0 | 1.2472 | 1.0068 | 11.5345 | 0 | 7.3309 | 47 | 0 | 0 | 0 | 0 | 0 | 0 | 0 | 0 | 0 | 0 | 0 | 0 | 0 | 0 | 0 |  |  | 229 | #N/A | #N/A | #N/A | #N/A | #N/A | #N/A | 229 | #N/A | #N/A | #N/A | #N/A | #N/A | #N/A | #N/A
|  |  | 0 | 0 | 0 | 0 | 0 | 0 | 0 | 0 | 0 | 0 | 0 | 0 | 0 | 0 | 0 | 0 | 0 | 0 | 0 | 0 | 0 | 0 | 0 | 0 | 0 | 0 | 0 | 0 | 0 | 0 | 0 | 0 | 0 | 0 | 0 | 0 | 0 | 0 | 0 | 0 | 0 | 0 | 0 | 0 | 0 | 0 | 0 | 0 | 0 | 0 | 0 | 0 | 0 | 0 | 0 | 0 | 0 | 0 | 0 | 0 | 0 | 0 |  | 0 | 1.2472 | 1.0068 | 11.5345 | 0 | 7.3309 | 48 | 0 | 0 | 0 | 0 | 0 | 0 | 0 | 0 | 0 | 0 | 0 | 0 | 0 | 0 | 0 |  |  | 230 | #N/A | #N/A | #N/A | #N/A | #N/A | #N/A | 230 | #N/A | #N/A | #N/A | #N/A | #N/A | #N/A | #N/A
|  |  | 0 | 0 | 0 | 0 | 0 | 0 | 0 | 0 | 0 | 0 | 0 | 0 | 0 | 0 | 0 | 0 | 0 | 0 | 0 | 0 | 0 | 0 | 0 | 0 | 0 | 0 | 0 | 0 | 0 | 0 | 0 | 0 | 0 | 0 | 0 | 0 | 0 | 0 | 0 | 0 | 0 | 0 | 0 | 0 | 0 | 0 | 0 | 0 | 0 | 0 | 0 | 0 | 0 | 0 | 0 | 0 | 0 | 0 | 0 | 0 | 0 | 0 |  | 0 | 1.2472 | 1.0068 | 11.5345 | 0 | 7.3309 | 49 | 0 | 0 | 0 | 0 | 0 | 0 | 0 | 0 | 0 | 0 | 0 | 0 | 0 | 0 | 0 |  |  | 231 | #N/A | #N/A | #N/A | #N/A | #N/A | #N/A | 231 | #N/A | #N/A | #N/A | #N/A | #N/A | #N/A | #N/A
|  |  | 0 | 0 | 0 | 0 | 0 | 0 | 0 | 0 | 0 | 0 | 0 | 0 | 0 | 0 | 0 | 0 | 0 | 0 | 0 | 0 | 0 | 0 | 0 | 0 | 0 | 0 | 0 | 0 | 0 | 0 | 0 | 0 | 0 | 0 | 0 | 0 | 0 | 0 | 0 | 0 | 0 | 0 | 0 | 0 | 0 | 0 | 0 | 0 | 0 | 0 | 0 | 0 | 0 | 0 | 0 | 0 | 0 | 0 | 0 | 0 | 0 | 0 |  | 0 | 1.2472 | 1.0068 | 11.5345 | 0 | 7.3309 | 50 | 0 | 0 | 0 | 0 | 0 | 0 | 0 | 0 | 0 | 0 | 0 | 0 | 0 | 0 | 0 |  |  | 232 | #N/A | #N/A | #N/A | #N/A | #N/A | #N/A | 232 | #N/A | #N/A | #N/A | #N/A | #N/A | #N/A | #N/A
|  |  | 0 | 0 | 0 | 0 | 0 | 0 | 0 | 0 | 0 | 0 | 0 | 0 | 0 | 0 | 0 | 0 | 0 | 0 | 0 | 0 | 0 | 0 | 0 | 0 | 0 | 0 | 0 | 0 | 0 | 0 | 0 | 0 | 0 | 0 | 0 | 0 | 0 | 0 | 0 | 0 | 0 | 0 | 0 | 0 | 0 | 0 | 0 | 0 | 0 | 0 | 0 | 0 | 0 | 0 | 0 | 0 | 0 | 0 | 0 | 0 | 0 | 0 |  | 0 | 1.2472 | 1.0068 | 11.5345 | 0 | 7.3309 | 51 | 0 | 0 | 0 | 0 | 0 | 0 | 0 | 0 | 0 | 0 | 0 | 0 | 0 | 0 | 0 |  |  | 233 | #N/A | #N/A | #N/A | #N/A | #N/A | #N/A | 233 | #N/A | #N/A | #N/A | #N/A | #N/A | #N/A | #N/A
|  |  | 0 | 0 | 0 | 0 | 0 | 0 | 0 | 0 | 0 | 0 | 0 | 0 | 0 | 0 | 0 | 0 | 0 | 0 | 0 | 0 | 0 | 0 | 0 | 0 | 0 | 0 | 0 | 0 | 0 | 0 | 0 | 0 | 0 | 0 | 0 | 0 | 0 | 0 | 0 | 0 | 0 | 0 | 0 | 0 | 0 | 0 | 0 | 0 | 0 | 0 | 0 | 0 | 0 | 0 | 0 | 0 | 0 | 0 | 0 | 0 | 0 | 0 |  | 0 | 1.2472 | 1.0068 | 11.5345 | 0 | 7.3309 | 52 | 0 | 0 | 0 | 0 | 0 | 0 | 0 | 0 | 0 | 0 | 0 | 0 | 0 | 0 | 0 |  |  | 234 | #N/A | #N/A | #N/A | #N/A | #N/A | #N/A | 234 | #N/A | #N/A | #N/A | #N/A | #N/A | #N/A | #N/A
|  |  | 0 | 0 | 0 | 0 | 0 | 0 | 0 | 0 | 0 | 0 | 0 | 0 | 0 | 0 | 0 | 0 | 0 | 0 | 0 | 0 | 0 | 0 | 0 | 0 | 0 | 0 | 0 | 0 | 0 | 0 | 0 | 0 | 0 | 0 | 0 | 0 | 0 | 0 | 0 | 0 | 0 | 0 | 0 | 0 | 0 | 0 | 0 | 0 | 0 | 0 | 0 | 0 | 0 | 0 | 0 | 0 | 0 | 0 | 0 | 0 | 0 | 0 |  | 0 | 1.2472 | 1.0068 | 11.5345 | 0 | 7.3309 | 53 | 0 | 0 | 0 | 0 | 0 | 0 | 0 | 0 | 0 | 0 | 0 | 0 | 0 | 0 | 0 |  |  | 235 | #N/A | #N/A | #N/A | #N/A | #N/A | #N/A | 235 | #N/A | #N/A | #N/A | #N/A | #N/A | #N/A | #N/A
|  |  | 0 | 0 | 0 | 0 | 0 | 0 | 0 | 0 | 0 | 0 | 0 | 0 | 0 | 0 | 0 | 0 | 0 | 0 | 0 | 0 | 0 | 0 | 0 | 0 | 0 | 0 | 0 | 0 | 0 | 0 | 0 | 0 | 0 | 0 | 0 | 0 | 0 | 0 | 0 | 0 | 0 | 0 | 0 | 0 | 0 | 0 | 0 | 0 | 0 | 0 | 0 | 0 | 0 | 0 | 0 | 0 | 0 | 0 | 0 | 0 | 0 | 0 |  | 0 | 1.2472 | 1.0068 | 11.5345 | 0 | 7.3309 | 54 | 0 | 0 | 0 | 0 | 0 | 0 | 0 | 0 | 0 | 0 | 0 | 0 | 0 | 0 | 0 |  |  | 236 | #N/A | #N/A | #N/A | #N/A | #N/A | #N/A | 236 | #N/A | #N/A | #N/A | #N/A | #N/A | #N/A | #N/A
|  |  | 0 | 0 | 0 | 0 | 0 | 0 | 0 | 0 | 0 | 0 | 0 | 0 | 0 | 0 | 0 | 0 | 0 | 0 | 0 | 0 | 0 | 0 | 0 | 0 | 0 | 0 | 0 | 0 | 0 | 0 | 0 | 0 | 0 | 0 | 0 | 0 | 0 | 0 | 0 | 0 | 0 | 0 | 0 | 0 | 0 | 0 | 0 | 0 | 0 | 0 | 0 | 0 | 0 | 0 | 0 | 0 | 0 | 0 | 0 | 0 | 0 | 0 |  | 0 | 1.2472 | 1.0068 | 11.5345 | 0 | 7.3309 | 55 | 0 | 0 | 0 | 0 | 0 | 0 | 0 | 0 | 0 | 0 | 0 | 0 | 0 | 0 | 0 |  |  | 237 | #N/A | #N/A | #N/A | #N/A | #N/A | #N/A | 237 | #N/A | #N/A | #N/A | #N/A | #N/A | #N/A | #N/A
|  |  | 0 | 0 | 0 | 0 | 0 | 0 | 0 | 0 | 0 | 0 | 0 | 0 | 0 | 0 | 0 | 0 | 0 | 0 | 0 | 0 | 0 | 0 | 0 | 0 | 0 | 0 | 0 | 0 | 0 | 0 | 0 | 0 | 0 | 0 | 0 | 0 | 0 | 0 | 0 | 0 | 0 | 0 | 0 | 0 | 0 | 0 | 0 | 0 | 0 | 0 | 0 | 0 | 0 | 0 | 0 | 0 | 0 | 0 | 0 | 0 | 0 | 0 |  | 0 | 1.2472 | 1.0068 | 11.5345 | 0 | 7.3309 | 56 | 0 | 0 | 0 | 0 | 0 | 0 | 0 | 0 | 0 | 0 | 0 | 0 | 0 | 0 | 0 |  |  | 238 | #N/A | #N/A | #N/A | #N/A | #N/A | #N/A | 238 | #N/A | #N/A | #N/A | #N/A | #N/A | #N/A | #N/A
|  |  | 0 | 0 | 0 | 0 | 0 | 0 | 0 | 0 | 0 | 0 | 0 | 0 | 0 | 0 | 0 | 0 | 0 | 0 | 0 | 0 | 0 | 0 | 0 | 0 | 0 | 0 | 0 | 0 | 0 | 0 | 0 | 0 | 0 | 0 | 0 | 0 | 0 | 0 | 0 | 0 | 0 | 0 | 0 | 0 | 0 | 0 | 0 | 0 | 0 | 0 | 0 | 0 | 0 | 0 | 0 | 0 | 0 | 0 | 0 | 0 | 0 | 0 |  | 0 | 1.2472 | 1.0068 | 11.5345 | 0 | 7.3309 | 57 | 0 | 0 | 0 | 0 | 0 | 0 | 0 | 0 | 0 | 0 | 0 | 0 | 0 | 0 | 0 |  |  | 239 | #N/A | #N/A | #N/A | #N/A | #N/A | #N/A | 239 | #N/A | #N/A | #N/A | #N/A | #N/A | #N/A | #N/A
|  |  | 0 | 0 | 0 | 0 | 0 | 0 | 0 | 0 | 0 | 0 | 0 | 0 | 0 | 0 | 0 | 0 | 0 | 0 | 0 | 0 | 0 | 0 | 0 | 0 | 0 | 0 | 0 | 0 | 0 | 0 | 0 | 0 | 0 | 0 | 0 | 0 | 0 | 0 | 0 | 0 | 0 | 0 | 0 | 0 | 0 | 0 | 0 | 0 | 0 | 0 | 0 | 0 | 0 | 0 | 0 | 0 | 0 | 0 | 0 | 0 | 0 | 0 |  | 0 | 1.2472 | 1.0068 | 11.5345 | 0 | 7.3309 | 58 | 0 | 0 | 0 | 0 | 0 | 0 | 0 | 0 | 0 | 0 | 0 | 0 | 0 | 0 | 0 |  |  | 240 | #N/A | #N/A | #N/A | #N/A | #N/A | #N/A | 240 | #N/A | #N/A | #N/A | #N/A | #N/A | #N/A | #N/A
|  |  | 0 | 0 | 0 | 0 | 0 | 0 | 0 | 0 | 0 | 0 | 0 | 0 | 0 | 0 | 0 | 0 | 0 | 0 | 0 | 0 | 0 | 0 | 0 | 0 | 0 | 0 | 0 | 0 | 0 | 0 | 0 | 0 | 0 | 0 | 0 | 0 | 0 | 0 | 0 | 0 | 0 | 0 | 0 | 0 | 0 | 0 | 0 | 0 | 0 | 0 | 0 | 0 | 0 | 0 | 0 | 0 | 0 | 0 | 0 | 0 | 0 | 0 |  | 0 | 1.2472 | 1.0068 | 11.5345 | 0 | 7.3309 | 59 | 0 | 0 | 0 | 0 | 0 | 0 | 0 | 0 | 0 | 0 | 0 | 0 | 0 | 0 | 0 |  |  | 241 | #N/A | #N/A | #N/A | #N/A | #N/A | #N/A | 241 | #N/A | #N/A | #N/A | #N/A | #N/A | #N/A | #N/A
|  |  | 0 | 0 | 0 | 0 | 0 | 0 | 0 | 0 | 0 | 0 | 0 | 0 | 0 | 0 | 0 | 0 | 0 | 0 | 0 | 0 | 0 | 0 | 0 | 0 | 0 | 0 | 0 | 0 | 0 | 0 | 0 | 0 | 0 | 0 | 0 | 0 | 0 | 0 | 0 | 0 | 0 | 0 | 0 | 0 | 0 | 0 | 0 | 0 | 0 | 0 | 0 | 0 | 0 | 0 | 0 | 0 | 0 | 0 | 0 | 0 | 0 | 0 |  | 0 | 1.2472 | 1.0068 | 11.5345 | 0 | 7.3309 | 60 | 0 | 0 | 0 | 0 | 0 | 0 | 0 | 0 | 0 | 0 | 0 | 0 | 0 | 0 | 0 |  |  | 242 | #N/A | #N/A | #N/A | #N/A | #N/A | #N/A | 242 | #N/A | #N/A | #N/A | #N/A | #N/A | #N/A | #N/A
|  |  | 0 | 0 | 0 | 0 | 0 | 0 | 0 | 0 | 0 | 0 | 0 | 0 | 0 | 0 | 0 | 0 | 0 | 0 | 0 | 0 | 0 | 0 | 0 | 0 | 0 | 0 | 0 | 0 | 0 | 0 | 0 | 0 | 0 | 0 | 0 | 0 | 0 | 0 | 0 | 0 | 0 | 0 | 0 | 0 | 0 | 0 | 0 | 0 | 0 | 0 | 0 | 0 | 0 | 0 | 0 | 0 | 0 | 0 | 0 | 0 | 0 | 0 |  | 0 | 1.2472 | 1.0068 | 11.5345 | 0 | 7.3309 | 61 | 0 | 0 | 0 | 0 | 0 | 0 | 0 | 0 | 0 | 0 | 0 | 0 | 0 | 0 | 0 |  |  | 243 | #N/A | #N/A | #N/A | #N/A | #N/A | #N/A | 243 | #N/A | #N/A | #N/A | #N/A | #N/A | #N/A | #N/A
|  |  | 0 | 0 | 0 | 0 | 0 | 0 | 0 | 0 | 0 | 0 | 0 | 0 | 0 | 0 | 0 | 0 | 0 | 0 | 0 | 0 | 0 | 0 | 0 | 0 | 0 | 0 | 0 | 0 | 0 | 0 | 0 | 0 | 0 | 0 | 0 | 0 | 0 | 0 | 0 | 0 | 0 | 0 | 0 | 0 | 0 | 0 | 0 | 0 | 0 | 0 | 0 | 0 | 0 | 0 | 0 | 0 | 0 | 0 | 0 | 0 | 0 | 0 |  | 0 | 1.2472 | 1.0068 | 11.5345 | 0 | 7.3309 | 62 | 0 | 0 | 0 | 0 | 0 | 0 | 0 | 0 | 0 | 0 | 0 | 0 | 0 | 0 | 0 |  |  | 244 | #N/A | #N/A | #N/A | #N/A | #N/A | #N/A | 244 | #N/A | #N/A | #N/A | #N/A | #N/A | #N/A | #N/A
|  |  | 0 | 0 | 0 | 0 | 0 | 0 | 0 | 0 | 0 | 0 | 0 | 0 | 0 | 0 | 0 | 0 | 0 | 0 | 0 | 0 | 0 | 0 | 0 | 0 | 0 | 0 | 0 | 0 | 0 | 0 | 0 | 0 | 0 | 0 | 0 | 0 | 0 | 0 | 0 | 0 | 0 | 0 | 0 | 0 | 0 | 0 | 0 | 0 | 0 | 0 | 0 | 0 | 0 | 0 | 0 | 0 | 0 | 0 | 0 | 0 | 0 | 0 |  | 0 | 1.2472 | 1.0068 | 11.5345 | 0 | 7.3309 | 63 | 0 | 0 | 0 | 0 | 0 | 0 | 0 | 0 | 0 | 0 | 0 | 0 | 0 | 0 | 0 |  |  | 245 | #N/A | #N/A | #N/A | #N/A | #N/A | #N/A | 245 | #N/A | #N/A | #N/A | #N/A | #N/A | #N/A | #N/A
|  |  | 0 | 0 | 0 | 0 | 0 | 0 | 0 | 0 | 0 | 0 | 0 | 0 | 0 | 0 | 0 | 0 | 0 | 0 | 0 | 0 | 0 | 0 | 0 | 0 | 0 | 0 | 0 | 0 | 0 | 0 | 0 | 0 | 0 | 0 | 0 | 0 | 0 | 0 | 0 | 0 | 0 | 0 | 0 | 0 | 0 | 0 | 0 | 0 | 0 | 0 | 0 | 0 | 0 | 0 | 0 | 0 | 0 | 0 | 0 | 0 | 0 | 0 |  | 0 | 1.2472 | 1.0068 | 11.5345 | 0 | 7.3309 | 64 | 0 | 0 | 0 | 0 | 0 | 0 | 0 | 0 | 0 | 0 | 0 | 0 | 0 | 0 | 0 |  |  | 246 | #N/A | #N/A | #N/A | #N/A | #N/A | #N/A | 246 | #N/A | #N/A | #N/A | #N/A | #N/A | #N/A | #N/A
|  |  | 0 | 0 | 0 | 0 | 0 | 0 | 0 | 0 | 0 | 0 | 0 | 0 | 0 | 0 | 0 | 0 | 0 | 0 | 0 | 0 | 0 | 0 | 0 | 0 | 0 | 0 | 0 | 0 | 0 | 0 | 0 | 0 | 0 | 0 | 0 | 0 | 0 | 0 | 0 | 0 | 0 | 0 | 0 | 0 | 0 | 0 | 0 | 0 | 0 | 0 | 0 | 0 | 0 | 0 | 0 | 0 | 0 | 0 | 0 | 0 | 0 | 0 |  | 0 | 1.2472 | 1.0068 | 11.5345 | 0 | 7.3309 | 65 | 0 | 0 | 0 | 0 | 0 | 0 | 0 | 0 | 0 | 0 | 0 | 0 | 0 | 0 | 0 |  |  | 247 | #N/A | #N/A | #N/A | #N/A | #N/A | #N/A | 247 | #N/A | #N/A | #N/A | #N/A | #N/A | #N/A | #N/A
|  |  | 0 | 0 | 0 | 0 | 0 | 0 | 0 | 0 | 0 | 0 | 0 | 0 | 0 | 0 | 0 | 0 | 0 | 0 | 0 | 0 | 0 | 0 | 0 | 0 | 0 | 0 | 0 | 0 | 0 | 0 | 0 | 0 | 0 | 0 | 0 | 0 | 0 | 0 | 0 | 0 | 0 | 0 | 0 | 0 | 0 | 0 | 0 | 0 | 0 | 0 | 0 | 0 | 0 | 0 | 0 | 0 | 0 | 0 | 0 | 0 | 0 | 0 |  | 0 | 1.2472 | 1.0068 | 11.5345 | 0 | 7.3309 | 66 | 0 | 0 | 0 | 0 | 0 | 0 | 0 | 0 | 0 | 0 | 0 | 0 | 0 | 0 | 0 |  |  | 248 | #N/A | #N/A | #N/A | #N/A | #N/A | #N/A | 248 | #N/A | #N/A | #N/A | #N/A | #N/A | #N/A | #N/A
|  |  | 0 | 0 | 0 | 0 | 0 | 0 | 0 | 0 | 0 | 0 | 0 | 0 | 0 | 0 | 0 | 0 | 0 | 0 | 0 | 0 | 0 | 0 | 0 | 0 | 0 | 0 | 0 | 0 | 0 | 0 | 0 | 0 | 0 | 0 | 0 | 0 | 0 | 0 | 0 | 0 | 0 | 0 | 0 | 0 | 0 | 0 | 0 | 0 | 0 | 0 | 0 | 0 | 0 | 0 | 0 | 0 | 0 | 0 | 0 | 0 | 0 | 0 |  | 0 | 1.2472 | 1.0068 | 11.5345 | 0 | 7.3309 | 67 | 0 | 0 | 0 | 0 | 0 | 0 | 0 | 0 | 0 | 0 | 0 | 0 | 0 | 0 | 0 |  |  | 249 | #N/A | #N/A | #N/A | #N/A | #N/A | #N/A | 249 | #N/A | #N/A | #N/A | #N/A | #N/A | #N/A | #N/A
|  |  | 0 | 0 | 0 | 0 | 0 | 0 | 0 | 0 | 0 | 0 | 0 | 0 | 0 | 0 | 0 | 0 | 0 | 0 | 0 | 0 | 0 | 0 | 0 | 0 | 0 | 0 | 0 | 0 | 0 | 0 | 0 | 0 | 0 | 0 | 0 | 0 | 0 | 0 | 0 | 0 | 0 | 0 | 0 | 0 | 0 | 0 | 0 | 0 | 0 | 0 | 0 | 0 | 0 | 0 | 0 | 0 | 0 | 0 | 0 | 0 | 0 | 0 |  | 0 | 1.2472 | 1.0068 | 11.5345 | 0 | 7.3309 | 68 | 0 | 0 | 0 | 0 | 0 | 0 | 0 | 0 | 0 | 0 | 0 | 0 | 0 | 0 | 0 |  |  | 250 | #N/A | #N/A | #N/A | #N/A | #N/A | #N/A | 250 | #N/A | #N/A | #N/A | #N/A | #N/A | #N/A | #N/A
|  |  | 0 | 0 | 0 | 0 | 0 | 0 | 0 | 0 | 0 | 0 | 0 | 0 | 0 | 0 | 0 | 0 | 0 | 0 | 0 | 0 | 0 | 0 | 0 | 0 | 0 | 0 | 0 | 0 | 0 | 0 | 0 | 0 | 0 | 0 | 0 | 0 | 0 | 0 | 0 | 0 | 0 | 0 | 0 | 0 | 0 | 0 | 0 | 0 | 0 | 0 | 0 | 0 | 0 | 0 | 0 | 0 | 0 | 0 | 0 | 0 | 0 | 0 |  | 0 | 1.2472 | 1.0068 | 11.5345 | 0 | 7.3309 | 69 | 0 | 0 | 0 | 0 | 0 | 0 | 0 | 0 | 0 | 0 | 0 | 0 | 0 | 0 | 0 |  |  | 251 | #N/A | #N/A | #N/A | #N/A | #N/A | #N/A | 251 | #N/A | #N/A | #N/A | #N/A | #N/A | #N/A | #N/A
|  |  | 0 | 0 | 0 | 0 | 0 | 0 | 0 | 0 | 0 | 0 | 0 | 0 | 0 | 0 | 0 | 0 | 0 | 0 | 0 | 0 | 0 | 0 | 0 | 0 | 0 | 0 | 0 | 0 | 0 | 0 | 0 | 0 | 0 | 0 | 0 | 0 | 0 | 0 | 0 | 0 | 0 | 0 | 0 | 0 | 0 | 0 | 0 | 0 | 0 | 0 | 0 | 0 | 0 | 0 | 0 | 0 | 0 | 0 | 0 | 0 | 0 | 0 |  | 0 | 1.2472 | 1.0068 | 11.5345 | 0 | 7.3309 | 70 | 0 | 0 | 0 | 0 | 0 | 0 | 0 | 0 | 0 | 0 | 0 | 0 | 0 | 0 | 0 |  |  | 252 | #N/A | #N/A | #N/A | #N/A | #N/A | #N/A | 252 | #N/A | #N/A | #N/A | #N/A | #N/A | #N/A | #N/A
|  |  | 0 | 0 | 0 | 0 | 0 | 0 | 0 | 0 | 0 | 0 | 0 | 0 | 0 | 0 | 0 | 0 | 0 | 0 | 0 | 0 | 0 | 0 | 0 | 0 | 0 | 0 | 0 | 0 | 0 | 0 | 0 | 0 | 0 | 0 | 0 | 0 | 0 | 0 | 0 | 0 | 0 | 0 | 0 | 0 | 0 | 0 | 0 | 0 | 0 | 0 | 0 | 0 | 0 | 0 | 0 | 0 | 0 | 0 | 0 | 0 | 0 | 0 |  | 0 | 1.2472 | 1.0068 | 11.5345 | 0 | 7.3309 | 71 | 0 | 0 | 0 | 0 | 0 | 0 | 0 | 0 | 0 | 0 | 0 | 0 | 0 | 0 | 0 |  |  | 253 | #N/A | #N/A | #N/A | #N/A | #N/A | #N/A | 253 | #N/A | #N/A | #N/A | #N/A | #N/A | #N/A | #N/A
|  |  | 0 | 0 | 0 | 0 | 0 | 0 | 0 | 0 | 0 | 0 | 0 | 0 | 0 | 0 | 0 | 0 | 0 | 0 | 0 | 0 | 0 | 0 | 0 | 0 | 0 | 0 | 0 | 0 | 0 | 0 | 0 | 0 | 0 | 0 | 0 | 0 | 0 | 0 | 0 | 0 | 0 | 0 | 0 | 0 | 0 | 0 | 0 | 0 | 0 | 0 | 0 | 0 | 0 | 0 | 0 | 0 | 0 | 0 | 0 | 0 | 0 | 0 |  | 0 | 1.2472 | 1.0068 | 11.5345 | 0 | 7.3309 | 72 | 0 | 0 | 0 | 0 | 0 | 0 | 0 | 0 | 0 | 0 | 0 | 0 | 0 | 0 | 0 |  |  | 254 | #N/A | #N/A | #N/A | #N/A | #N/A | #N/A | 254 | #N/A | #N/A | #N/A | #N/A | #N/A | #N/A | #N/A
|  |  | 0 | 0 | 0 | 0 | 0 | 0 | 0 | 0 | 0 | 0 | 0 | 0 | 0 | 0 | 0 | 0 | 0 | 0 | 0 | 0 | 0 | 0 | 0 | 0 | 0 | 0 | 0 | 0 | 0 | 0 | 0 | 0 | 0 | 0 | 0 | 0 | 0 | 0 | 0 | 0 | 0 | 0 | 0 | 0 | 0 | 0 | 0 | 0 | 0 | 0 | 0 | 0 | 0 | 0 | 0 | 0 | 0 | 0 | 0 | 0 | 0 | 0 |  | 0 | 1.2472 | 1.0068 | 11.5345 | 0 | 7.3309 | 73 | 0 | 0 | 0 | 0 | 0 | 0 | 0 | 0 | 0 | 0 | 0 | 0 | 0 | 0 | 0 |  |  | 255 | #N/A | #N/A | #N/A | #N/A | #N/A | #N/A | 255 | #N/A | #N/A | #N/A | #N/A | #N/A | #N/A | #N/A
|  |  | 0 | 0 | 0 | 0 | 0 | 0 | 0 | 0 | 0 | 0 | 0 | 0 | 0 | 0 | 0 | 0 | 0 | 0 | 0 | 0 | 0 | 0 | 0 | 0 | 0 | 0 | 0 | 0 | 0 | 0 | 0 | 0 | 0 | 0 | 0 | 0 | 0 | 0 | 0 | 0 | 0 | 0 | 0 | 0 | 0 | 0 | 0 | 0 | 0 | 0 | 0 | 0 | 0 | 0 | 0 | 0 | 0 | 0 | 0 | 0 | 0 | 0 |  | 0 | 1.2472 | 1.0068 | 11.5345 | 0 | 7.3309 | 74 | 0 | 0 | 0 | 0 | 0 | 0 | 0 | 0 | 0 | 0 | 0 | 0 | 0 | 0 | 0 |  |  | 256 | #N/A | #N/A | #N/A | #N/A | #N/A | #N/A | 256 | #N/A | #N/A | #N/A | #N/A | #N/A | #N/A | #N/A
|  |  | 0 | 0 | 0 | 0 | 0 | 0 | 0 | 0 | 0 | 0 | 0 | 0 | 0 | 0 | 0 | 0 | 0 | 0 | 0 | 0 | 0 | 0 | 0 | 0 | 0 | 0 | 0 | 0 | 0 | 0 | 0 | 0 | 0 | 0 | 0 | 0 | 0 | 0 | 0 | 0 | 0 | 0 | 0 | 0 | 0 | 0 | 0 | 0 | 0 | 0 | 0 | 0 | 0 | 0 | 0 | 0 | 0 | 0 | 0 | 0 | 0 | 0 |  | 0 | 1.2472 | 1.0068 | 11.5345 | 0 | 7.3309 | 75 | 0 | 0 | 0 | 0 | 0 | 0 | 0 | 0 | 0 | 0 | 0 | 0 | 0 | 0 | 0 |  |  | 257 | #N/A | #N/A | #N/A | #N/A | #N/A | #N/A | 257 | #N/A | #N/A | #N/A | #N/A | #N/A | #N/A | #N/A
|  |  | 0 | 0 | 0 | 0 | 0 | 0 | 0 | 0 | 0 | 0 | 0 | 0 | 0 | 0 | 0 | 0 | 0 | 0 | 0 | 0 | 0 | 0 | 0 | 0 | 0 | 0 | 0 | 0 | 0 | 0 | 0 | 0 | 0 | 0 | 0 | 0 | 0 | 0 | 0 | 0 | 0 | 0 | 0 | 0 | 0 | 0 | 0 | 0 | 0 | 0 | 0 | 0 | 0 | 0 | 0 | 0 | 0 | 0 | 0 | 0 | 0 | 0 |  | 0 | 1.2472 | 1.0068 | 11.5345 | 0 | 7.3309 | 76 | 0 | 0 | 0 | 0 | 0 | 0 | 0 | 0 | 0 | 0 | 0 | 0 | 0 | 0 | 0 |  |  | 258 | #N/A | #N/A | #N/A | #N/A | #N/A | #N/A | 258 | #N/A | #N/A | #N/A | #N/A | #N/A | #N/A | #N/A
|  |  | 0 | 0 | 0 | 0 | 0 | 0 | 0 | 0 | 0 | 0 | 0 | 0 | 0 | 0 | 0 | 0 | 0 | 0 | 0 | 0 | 0 | 0 | 0 | 0 | 0 | 0 | 0 | 0 | 0 | 0 | 0 | 0 | 0 | 0 | 0 | 0 | 0 | 0 | 0 | 0 | 0 | 0 | 0 | 0 | 0 | 0 | 0 | 0 | 0 | 0 | 0 | 0 | 0 | 0 | 0 | 0 | 0 | 0 | 0 | 0 | 0 | 0 |  | 0 | 1.2472 | 1.0068 | 11.5345 | 0 | 7.3309 | 77 | 0 | 0 | 0 | 0 | 0 | 0 | 0 | 0 | 0 | 0 | 0 | 0 | 0 | 0 | 0 |  |  | 259 | #N/A | #N/A | #N/A | #N/A | #N/A | #N/A | 259 | #N/A | #N/A | #N/A | #N/A | #N/A | #N/A | #N/A
|  |  | 0 | 0 | 0 | 0 | 0 | 0 | 0 | 0 | 0 | 0 | 0 | 0 | 0 | 0 | 0 | 0 | 0 | 0 | 0 | 0 | 0 | 0 | 0 | 0 | 0 | 0 | 0 | 0 | 0 | 0 | 0 | 0 | 0 | 0 | 0 | 0 | 0 | 0 | 0 | 0 | 0 | 0 | 0 | 0 | 0 | 0 | 0 | 0 | 0 | 0 | 0 | 0 | 0 | 0 | 0 | 0 | 0 | 0 | 0 | 0 | 0 | 0 |  | 0 | 1.2472 | 1.0068 | 11.5345 | 0 | 7.3309 | 78 | 0 | 0 | 0 | 0 | 0 | 0 | 0 | 0 | 0 | 0 | 0 | 0 | 0 | 0 | 0 |  |  | 260 | #N/A | #N/A | #N/A | #N/A | #N/A | #N/A | 260 | #N/A | #N/A | #N/A | #N/A | #N/A | #N/A | #N/A
|  |  | 0 | 0 | 0 | 0 | 0 | 0 | 0 | 0 | 0 | 0 | 0 | 0 | 0 | 0 | 0 | 0 | 0 | 0 | 0 | 0 | 0 | 0 | 0 | 0 | 0 | 0 | 0 | 0 | 0 | 0 | 0 | 0 | 0 | 0 | 0 | 0 | 0 | 0 | 0 | 0 | 0 | 0 | 0 | 0 | 0 | 0 | 0 | 0 | 0 | 0 | 0 | 0 | 0 | 0 | 0 | 0 | 0 | 0 | 0 | 0 | 0 | 0 |  | 0 | 1.2472 | 1.0068 | 11.5345 | 0 | 7.3309 | 79 | 0 | 0 | 0 | 0 | 0 | 0 | 0 | 0 | 0 | 0 | 0 | 0 | 0 | 0 | 0 |  |  | 261 | #N/A | #N/A | #N/A | #N/A | #N/A | #N/A | 261 | #N/A | #N/A | #N/A | #N/A | #N/A | #N/A | #N/A
|  |  | 0 | 0 | 0 | 0 | 0 | 0 | 0 | 0 | 0 | 0 | 0 | 0 | 0 | 0 | 0 | 0 | 0 | 0 | 0 | 0 | 0 | 0 | 0 | 0 | 0 | 0 | 0 | 0 | 0 | 0 | 0 | 0 | 0 | 0 | 0 | 0 | 0 | 0 | 0 | 0 | 0 | 0 | 0 | 0 | 0 | 0 | 0 | 0 | 0 | 0 | 0 | 0 | 0 | 0 | 0 | 0 | 0 | 0 | 0 | 0 | 0 | 0 |  | 0 | 1.2472 | 1.0068 | 11.5345 | 0 | 7.3309 | 80 | 0 | 0 | 0 | 0 | 0 | 0 | 0 | 0 | 0 | 0 | 0 | 0 | 0 | 0 | 0 |  |  | 262 | #N/A | #N/A | #N/A | #N/A | #N/A | #N/A | 262 | #N/A | #N/A | #N/A | #N/A | #N/A | #N/A | #N/A
|  |  | 0 | 0 | 0 | 0 | 0 | 0 | 0 | 0 | 0 | 0 | 0 | 0 | 0 | 0 | 0 | 0 | 0 | 0 | 0 | 0 | 0 | 0 | 0 | 0 | 0 | 0 | 0 | 0 | 0 | 0 | 0 | 0 | 0 | 0 | 0 | 0 | 0 | 0 | 0 | 0 | 0 | 0 | 0 | 0 | 0 | 0 | 0 | 0 | 0 | 0 | 0 | 0 | 0 | 0 | 0 | 0 | 0 | 0 | 0 | 0 | 0 | 0 |  | 0 | 1.2472 | 1.0068 | 11.5345 | 0 | 7.3309 | 81 | 0 | 0 | 0 | 0 | 0 | 0 | 0 | 0 | 0 | 0 | 0 | 0 | 0 | 0 | 0 |  |  | 263 | #N/A | #N/A | #N/A | #N/A | #N/A | #N/A | 263 | #N/A | #N/A | #N/A | #N/A | #N/A | #N/A | #N/A
|  |  | 0 | 0 | 0 | 0 | 0 | 0 | 0 | 0 | 0 | 0 | 0 | 0 | 0 | 0 | 0 | 0 | 0 | 0 | 0 | 0 | 0 | 0 | 0 | 0 | 0 | 0 | 0 | 0 | 0 | 0 | 0 | 0 | 0 | 0 | 0 | 0 | 0 | 0 | 0 | 0 | 0 | 0 | 0 | 0 | 0 | 0 | 0 | 0 | 0 | 0 | 0 | 0 | 0 | 0 | 0 | 0 | 0 | 0 | 0 | 0 | 0 | 0 |  | 0 | 1.2472 | 1.0068 | 11.5345 | 0 | 7.3309 | 82 | 0 | 0 | 0 | 0 | 0 | 0 | 0 | 0 | 0 | 0 | 0 | 0 | 0 | 0 | 0 |  |  | 264 | #N/A | #N/A | #N/A | #N/A | #N/A | #N/A | 264 | #N/A | #N/A | #N/A | #N/A | #N/A | #N/A | #N/A
|  |  | 0 | 0 | 0 | 0 | 0 | 0 | 0 | 0 | 0 | 0 | 0 | 0 | 0 | 0 | 0 | 0 | 0 | 0 | 0 | 0 | 0 | 0 | 0 | 0 | 0 | 0 | 0 | 0 | 0 | 0 | 0 | 0 | 0 | 0 | 0 | 0 | 0 | 0 | 0 | 0 | 0 | 0 | 0 | 0 | 0 | 0 | 0 | 0 | 0 | 0 | 0 | 0 | 0 | 0 | 0 | 0 | 0 | 0 | 0 | 0 | 0 | 0 |  | 0 | 1.2472 | 1.0068 | 11.5345 | 0 | 7.3309 | 83 | 0 | 0 | 0 | 0 | 0 | 0 | 0 | 0 | 0 | 0 | 0 | 0 | 0 | 0 | 0 |  |  | 265 | #N/A | #N/A | #N/A | #N/A | #N/A | #N/A | 265 | #N/A | #N/A | #N/A | #N/A | #N/A | #N/A | #N/A
|  |  | 0 | 0 | 0 | 0 | 0 | 0 | 0 | 0 | 0 | 0 | 0 | 0 | 0 | 0 | 0 | 0 | 0 | 0 | 0 | 0 | 0 | 0 | 0 | 0 | 0 | 0 | 0 | 0 | 0 | 0 | 0 | 0 | 0 | 0 | 0 | 0 | 0 | 0 | 0 | 0 | 0 | 0 | 0 | 0 | 0 | 0 | 0 | 0 | 0 | 0 | 0 | 0 | 0 | 0 | 0 | 0 | 0 | 0 | 0 | 0 | 0 | 0 |  | 0 | 1.2472 | 1.0068 | 11.5345 | 0 | 7.3309 | 84 | 0 | 0 | 0 | 0 | 0 | 0 | 0 | 0 | 0 | 0 | 0 | 0 | 0 | 0 | 0 |  |  | 266 | #N/A | #N/A | #N/A | #N/A | #N/A | #N/A | 266 | #N/A | #N/A | #N/A | #N/A | #N/A | #N/A | #N/A
|  |  | 0 | 0 | 0 | 0 | 0 | 0 | 0 | 0 | 0 | 0 | 0 | 0 | 0 | 0 | 0 | 0 | 0 | 0 | 0 | 0 | 0 | 0 | 0 | 0 | 0 | 0 | 0 | 0 | 0 | 0 | 0 | 0 | 0 | 0 | 0 | 0 | 0 | 0 | 0 | 0 | 0 | 0 | 0 | 0 | 0 | 0 | 0 | 0 | 0 | 0 | 0 | 0 | 0 | 0 | 0 | 0 | 0 | 0 | 0 | 0 | 0 | 0 |  | 0 | 1.2472 | 1.0068 | 11.5345 | 0 | 7.3309 | 85 | 0 | 0 | 0 | 0 | 0 | 0 | 0 | 0 | 0 | 0 | 0 | 0 | 0 | 0 | 0 |  |  | 267 | #N/A | #N/A | #N/A | #N/A | #N/A | #N/A | 267 | #N/A | #N/A | #N/A | #N/A | #N/A | #N/A | #N/A
|  |  | 0 | 0 | 0 | 0 | 0 | 0 | 0 | 0 | 0 | 0 | 0 | 0 | 0 | 0 | 0 | 0 | 0 | 0 | 0 | 0 | 0 | 0 | 0 | 0 | 0 | 0 | 0 | 0 | 0 | 0 | 0 | 0 | 0 | 0 | 0 | 0 | 0 | 0 | 0 | 0 | 0 | 0 | 0 | 0 | 0 | 0 | 0 | 0 | 0 | 0 | 0 | 0 | 0 | 0 | 0 | 0 | 0 | 0 | 0 | 0 | 0 | 0 |  | 0 | 1.2472 | 1.0068 | 11.5345 | 0 | 7.3309 | 86 | 0 | 0 | 0 | 0 | 0 | 0 | 0 | 0 | 0 | 0 | 0 | 0 | 0 | 0 | 0 |  |  | 268 | #N/A | #N/A | #N/A | #N/A | #N/A | #N/A | 268 | #N/A | #N/A | #N/A | #N/A | #N/A | #N/A | #N/A
|  |  | 0 | 0 | 0 | 0 | 0 | 0 | 0 | 0 | 0 | 0 | 0 | 0 | 0 | 0 | 0 | 0 | 0 | 0 | 0 | 0 | 0 | 0 | 0 | 0 | 0 | 0 | 0 | 0 | 0 | 0 | 0 | 0 | 0 | 0 | 0 | 0 | 0 | 0 | 0 | 0 | 0 | 0 | 0 | 0 | 0 | 0 | 0 | 0 | 0 | 0 | 0 | 0 | 0 | 0 | 0 | 0 | 0 | 0 | 0 | 0 | 0 | 0 |  | 0 | 1.2472 | 1.0068 | 11.5345 | 0 | 7.3309 | 87 | 0 | 0 | 0 | 0 | 0 | 0 | 0 | 0 | 0 | 0 | 0 | 0 | 0 | 0 | 0 |  |  | 269 | #N/A | #N/A | #N/A | #N/A | #N/A | #N/A | 269 | #N/A | #N/A | #N/A | #N/A | #N/A | #N/A | #N/A
|  |  | 0 | 0 | 0 | 0 | 0 | 0 | 0 | 0 | 0 | 0 | 0 | 0 | 0 | 0 | 0 | 0 | 0 | 0 | 0 | 0 | 0 | 0 | 0 | 0 | 0 | 0 | 0 | 0 | 0 | 0 | 0 | 0 | 0 | 0 | 0 | 0 | 0 | 0 | 0 | 0 | 0 | 0 | 0 | 0 | 0 | 0 | 0 | 0 | 0 | 0 | 0 | 0 | 0 | 0 | 0 | 0 | 0 | 0 | 0 | 0 | 0 | 0 |  | 0 | 1.2472 | 1.0068 | 11.5345 | 0 | 7.3309 | 88 | 0 | 0 | 0 | 0 | 0 | 0 | 0 | 0 | 0 | 0 | 0 | 0 | 0 | 0 | 0 |  |  | 270 | #N/A | #N/A | #N/A | #N/A | #N/A | #N/A | 270 | #N/A | #N/A | #N/A | #N/A | #N/A | #N/A | #N/A
|  |  | 0 | 0 | 0 | 0 | 0 | 0 | 0 | 0 | 0 | 0 | 0 | 0 | 0 | 0 | 0 | 0 | 0 | 0 | 0 | 0 | 0 | 0 | 0 | 0 | 0 | 0 | 0 | 0 | 0 | 0 | 0 | 0 | 0 | 0 | 0 | 0 | 0 | 0 | 0 | 0 | 0 | 0 | 0 | 0 | 0 | 0 | 0 | 0 | 0 | 0 | 0 | 0 | 0 | 0 | 0 | 0 | 0 | 0 | 0 | 0 | 0 | 0 |  | 0 | 1.2472 | 1.0068 | 11.5345 | 0 | 7.3309 | 89 | 0 | 0 | 0 | 0 | 0 | 0 | 0 | 0 | 0 | 0 | 0 | 0 | 0 | 0 | 0 |  |  | 271 | #N/A | #N/A | #N/A | #N/A | #N/A | #N/A | 271 | #N/A | #N/A | #N/A | #N/A | #N/A | #N/A | #N/A
|  |  | 0 | 0 | 0 | 0 | 0 | 0 | 0 | 0 | 0 | 0 | 0 | 0 | 0 | 0 | 0 | 0 | 0 | 0 | 0 | 0 | 0 | 0 | 0 | 0 | 0 | 0 | 0 | 0 | 0 | 0 | 0 | 0 | 0 | 0 | 0 | 0 | 0 | 0 | 0 | 0 | 0 | 0 | 0 | 0 | 0 | 0 | 0 | 0 | 0 | 0 | 0 | 0 | 0 | 0 | 0 | 0 | 0 | 0 | 0 | 0 | 0 | 0 |  | 0 | 1.2472 | 1.0068 | 11.5345 | 0 | 7.3309 | 90 | 0 | 0 | 0 | 0 | 0 | 0 | 0 | 0 | 0 | 0 | 0 | 0 | 0 | 0 | 0 |  |  | 272 | #N/A | #N/A | #N/A | #N/A | #N/A | #N/A | 272 | #N/A | #N/A | #N/A | #N/A | #N/A | #N/A | #N/A
|  |  | 0 | 0 | 0 | 0 | 0 | 0 | 0 | 0 | 0 | 0 | 0 | 0 | 0 | 0 | 0 | 0 | 0 | 0 | 0 | 0 | 0 | 0 | 0 | 0 | 0 | 0 | 0 | 0 | 0 | 0 | 0 | 0 | 0 | 0 | 0 | 0 | 0 | 0 | 0 | 0 | 0 | 0 | 0 | 0 | 0 | 0 | 0 | 0 | 0 | 0 | 0 | 0 | 0 | 0 | 0 | 0 | 0 | 0 | 0 | 0 | 0 | 0 |  | 0 | 1.2472 | 1.0068 | 11.5345 | 0 | 7.3309 | 91 | 0 | 0 | 0 | 0 | 0 | 0 | 0 | 0 | 0 | 0 | 0 | 0 | 0 | 0 | 0 |  |  | 273 | #N/A | #N/A | #N/A | #N/A | #N/A | #N/A | 273 | #N/A | #N/A | #N/A | #N/A | #N/A | #N/A | #N/A
|  |  | 0 | 0 | 0 | 0 | 0 | 0 | 0 | 0 | 0 | 0 | 0 | 0 | 0 | 0 | 0 | 0 | 0 | 0 | 0 | 0 | 0 | 0 | 0 | 0 | 0 | 0 | 0 | 0 | 0 | 0 | 0 | 0 | 0 | 0 | 0 | 0 | 0 | 0 | 0 | 0 | 0 | 0 | 0 | 0 | 0 | 0 | 0 | 0 | 0 | 0 | 0 | 0 | 0 | 0 | 0 | 0 | 0 | 0 | 0 | 0 | 0 | 0 |  | 0 | 1.2472 | 1.0068 | 11.5345 | 0 | 7.3309 | 92 | 0 | 0 | 0 | 0 | 0 | 0 | 0 | 0 | 0 | 0 | 0 | 0 | 0 | 0 | 0 |  |  | 274 | #N/A | #N/A | #N/A | #N/A | #N/A | #N/A | 274 | #N/A | #N/A | #N/A | #N/A | #N/A | #N/A | #N/A
|  |  | 0 | 0 | 0 | 0 | 0 | 0 | 0 | 0 | 0 | 0 | 0 | 0 | 0 | 0 | 0 | 0 | 0 | 0 | 0 | 0 | 0 | 0 | 0 | 0 | 0 | 0 | 0 | 0 | 0 | 0 | 0 | 0 | 0 | 0 | 0 | 0 | 0 | 0 | 0 | 0 | 0 | 0 | 0 | 0 | 0 | 0 | 0 | 0 | 0 | 0 | 0 | 0 | 0 | 0 | 0 | 0 | 0 | 0 | 0 | 0 | 0 | 0 |  | 0 | 1.2472 | 1.0068 | 11.5345 | 0 | 7.3309 | 93 | 0 | 0 | 0 | 0 | 0 | 0 | 0 | 0 | 0 | 0 | 0 | 0 | 0 | 0 | 0 |  |  | 275 | #N/A | #N/A | #N/A | #N/A | #N/A | #N/A | 275 | #N/A | #N/A | #N/A | #N/A | #N/A | #N/A | #N/A
|  |  | 0 | 0 | 0 | 0 | 0 | 0 | 0 | 0 | 0 | 0 | 0 | 0 | 0 | 0 | 0 | 0 | 0 | 0 | 0 | 0 | 0 | 0 | 0 | 0 | 0 | 0 | 0 | 0 | 0 | 0 | 0 | 0 | 0 | 0 | 0 | 0 | 0 | 0 | 0 | 0 | 0 | 0 | 0 | 0 | 0 | 0 | 0 | 0 | 0 | 0 | 0 | 0 | 0 | 0 | 0 | 0 | 0 | 0 | 0 | 0 | 0 | 0 |  | 0 | 1.2472 | 1.0068 | 11.5345 | 0 | 7.3309 | 94 | 0 | 0 | 0 | 0 | 0 | 0 | 0 | 0 | 0 | 0 | 0 | 0 | 0 | 0 | 0 |  |  | 276 | #N/A | #N/A | #N/A | #N/A | #N/A | #N/A | 276 | #N/A | #N/A | #N/A | #N/A | #N/A | #N/A | #N/A
|  |  | 0 | 0 | 0 | 0 | 0 | 0 | 0 | 0 | 0 | 0 | 0 | 0 | 0 | 0 | 0 | 0 | 0 | 0 | 0 | 0 | 0 | 0 | 0 | 0 | 0 | 0 | 0 | 0 | 0 | 0 | 0 | 0 | 0 | 0 | 0 | 0 | 0 | 0 | 0 | 0 | 0 | 0 | 0 | 0 | 0 | 0 | 0 | 0 | 0 | 0 | 0 | 0 | 0 | 0 | 0 | 0 | 0 | 0 | 0 | 0 | 0 | 0 |  | 0 | 1.2472 | 1.0068 | 11.5345 | 0 | 7.3309 | 95 | 0 | 0 | 0 | 0 | 0 | 0 | 0 | 0 | 0 | 0 | 0 | 0 | 0 | 0 | 0 |  |  | 277 | #N/A | #N/A | #N/A | #N/A | #N/A | #N/A | 277 | #N/A | #N/A | #N/A | #N/A | #N/A | #N/A | #N/A
|  |  | 0 | 0 | 0 | 0 | 0 | 0 | 0 | 0 | 0 | 0 | 0 | 0 | 0 | 0 | 0 | 0 | 0 | 0 | 0 | 0 | 0 | 0 | 0 | 0 | 0 | 0 | 0 | 0 | 0 | 0 | 0 | 0 | 0 | 0 | 0 | 0 | 0 | 0 | 0 | 0 | 0 | 0 | 0 | 0 | 0 | 0 | 0 | 0 | 0 | 0 | 0 | 0 | 0 | 0 | 0 | 0 | 0 | 0 | 0 | 0 | 0 | 0 |  | 0 | 1.2472 | 1.0068 | 11.5345 | 0 | 7.3309 | 96 | 0 | 0 | 0 | 0 | 0 | 0 | 0 | 0 | 0 | 0 | 0 | 0 | 0 | 0 | 0 |  |  | 278 | #N/A | #N/A | #N/A | #N/A | #N/A | #N/A | 278 | #N/A | #N/A | #N/A | #N/A | #N/A | #N/A | #N/A
|  |  | 0 | 0 | 0 | 0 | 0 | 0 | 0 | 0 | 0 | 0 | 0 | 0 | 0 | 0 | 0 | 0 | 0 | 0 | 0 | 0 | 0 | 0 | 0 | 0 | 0 | 0 | 0 | 0 | 0 | 0 | 0 | 0 | 0 | 0 | 0 | 0 | 0 | 0 | 0 | 0 | 0 | 0 | 0 | 0 | 0 | 0 | 0 | 0 | 0 | 0 | 0 | 0 | 0 | 0 | 0 | 0 | 0 | 0 | 0 | 0 | 0 | 0 |  | 0 | 1.2472 | 1.0068 | 11.5345 | 0 | 7.3309 | 97 | 0 | 0 | 0 | 0 | 0 | 0 | 0 | 0 | 0 | 0 | 0 | 0 | 0 | 0 | 0 |  |  | 279 | #N/A | #N/A | #N/A | #N/A | #N/A | #N/A | 279 | #N/A | #N/A | #N/A | #N/A | #N/A | #N/A | #N/A
|  |  | 0 | 0 | 0 | 0 | 0 | 0 | 0 | 0 | 0 | 0 | 0 | 0 | 0 | 0 | 0 | 0 | 0 | 0 | 0 | 0 | 0 | 0 | 0 | 0 | 0 | 0 | 0 | 0 | 0 | 0 | 0 | 0 | 0 | 0 | 0 | 0 | 0 | 0 | 0 | 0 | 0 | 0 | 0 | 0 | 0 | 0 | 0 | 0 | 0 | 0 | 0 | 0 | 0 | 0 | 0 | 0 | 0 | 0 | 0 | 0 | 0 | 0 |  | 0 | 1.2472 | 1.0068 | 11.5345 | 0 | 7.3309 | 98 | 0 | 0 | 0 | 0 | 0 | 0 | 0 | 0 | 0 | 0 | 0 | 0 | 0 | 0 | 0 |  |  | 280 | #N/A | #N/A | #N/A | #N/A | #N/A | #N/A | 280 | #N/A | #N/A | #N/A | #N/A | #N/A | #N/A | #N/A
|  |  | 0 | 0 | 0 | 0 | 0 | 0 | 0 | 0 | 0 | 0 | 0 | 0 | 0 | 0 | 0 | 0 | 0 | 0 | 0 | 0 | 0 | 0 | 0 | 0 | 0 | 0 | 0 | 0 | 0 | 0 | 0 | 0 | 0 | 0 | 0 | 0 | 0 | 0 | 0 | 0 | 0 | 0 | 0 | 0 | 0 | 0 | 0 | 0 | 0 | 0 | 0 | 0 | 0 | 0 | 0 | 0 | 0 | 0 | 0 | 0 | 0 | 0 |  | 0 | 1.2472 | 1.0068 | 11.5345 | 0 | 7.3309 | 99 | 0 | 0 | 0 | 0 | 0 | 0 | 0 | 0 | 0 | 0 | 0 | 0 | 0 | 0 | 0 |  |  | 281 | #N/A | #N/A | #N/A | #N/A | #N/A | #N/A | 281 | #N/A | #N/A | #N/A | #N/A | #N/A | #N/A | #N/A
|  |  | 0 | 0 | 0 | 0 | 0 | 0 | 0 | 0 | 0 | 0 | 0 | 0 | 0 | 0 | 0 | 0 | 0 | 0 | 0 | 0 | 0 | 0 | 0 | 0 | 0 | 0 | 0 | 0 | 0 | 0 | 0 | 0 | 0 | 0 | 0 | 0 | 0 | 0 | 0 | 0 | 0 | 0 | 0 | 0 | 0 | 0 | 0 | 0 | 0 | 0 | 0 | 0 | 0 | 0 | 0 | 0 | 0 | 0 | 0 | 0 | 0 | 0 |  | 0 | 1.2472 | 1.0068 | 11.5345 | 0 | 7.3309 | 100 | 0 | 0 | 0 | 0 | 0 | 0 | 0 | 0 | 0 | 0 | 0 | 0 | 0 | 0 | 0 |  |  | 282 | #N/A | #N/A | #N/A | #N/A | #N/A | #N/A | 282 | #N/A | #N/A | #N/A | #N/A | #N/A | #N/A | #N/A
|  |  | 0 | 0 | 0 | 0 | 0 | 0 | 0 | 0 | 0 | 0 | 0 | 0 | 0 | 0 | 0 | 0 | 0 | 0 | 0 | 0 | 0 | 0 | 0 | 0 | 0 | 0 | 0 | 0 | 0 | 0 | 0 | 0 | 0 | 0 | 0 | 0 | 0 | 0 | 0 | 0 | 0 | 0 | 0 | 0 | 0 | 0 | 0 | 0 | 0 | 0 | 0 | 0 | 0 | 0 | 0 | 0 | 0 | 0 | 0 | 0 | 0 | 0 |  | 0 | 1.2472 | 1.0068 | 11.5345 | 0 | 7.3309 | 101 | 0 | 0 | 0 | 0 | 0 | 0 | 0 | 0 | 0 | 0 | 0 | 0 | 0 | 0 | 0 |  |  | 283 | #N/A | #N/A | #N/A | #N/A | #N/A | #N/A | 283 | #N/A | #N/A | #N/A | #N/A | #N/A | #N/A | #N/A
|  |  | 0 | 0 | 0 | 0 | 0 | 0 | 0 | 0 | 0 | 0 | 0 | 0 | 0 | 0 | 0 | 0 | 0 | 0 | 0 | 0 | 0 | 0 | 0 | 0 | 0 | 0 | 0 | 0 | 0 | 0 | 0 | 0 | 0 | 0 | 0 | 0 | 0 | 0 | 0 | 0 | 0 | 0 | 0 | 0 | 0 | 0 | 0 | 0 | 0 | 0 | 0 | 0 | 0 | 0 | 0 | 0 | 0 | 0 | 0 | 0 | 0 | 0 |  | 0 | 1.2472 | 1.0068 | 11.5345 | 0 | 7.3309 | 102 | 0 | 0 | 0 | 0 | 0 | 0 | 0 | 0 | 0 | 0 | 0 | 0 | 0 | 0 | 0 |  |  | 284 | #N/A | #N/A | #N/A | #N/A | #N/A | #N/A | 284 | #N/A | #N/A | #N/A | #N/A | #N/A | #N/A | #N/A
|  |  | 0 | 0 | 0 | 0 | 0 | 0 | 0 | 0 | 0 | 0 | 0 | 0 | 0 | 0 | 0 | 0 | 0 | 0 | 0 | 0 | 0 | 0 | 0 | 0 | 0 | 0 | 0 | 0 | 0 | 0 | 0 | 0 | 0 | 0 | 0 | 0 | 0 | 0 | 0 | 0 | 0 | 0 | 0 | 0 | 0 | 0 | 0 | 0 | 0 | 0 | 0 | 0 | 0 | 0 | 0 | 0 | 0 | 0 | 0 | 0 | 0 | 0 |  | 0 | 1.2472 | 1.0068 | 11.5345 | 0 | 7.3309 | 103 | 0 | 0 | 0 | 0 | 0 | 0 | 0 | 0 | 0 | 0 | 0 | 0 | 0 | 0 | 0 |  |  | 285 | #N/A | #N/A | #N/A | #N/A | #N/A | #N/A | 285 | #N/A | #N/A | #N/A | #N/A | #N/A | #N/A | #N/A
|  |  | 0 | 0 | 0 | 0 | 0 | 0 | 0 | 0 | 0 | 0 | 0 | 0 | 0 | 0 | 0 | 0 | 0 | 0 | 0 | 0 | 0 | 0 | 0 | 0 | 0 | 0 | 0 | 0 | 0 | 0 | 0 | 0 | 0 | 0 | 0 | 0 | 0 | 0 | 0 | 0 | 0 | 0 | 0 | 0 | 0 | 0 | 0 | 0 | 0 | 0 | 0 | 0 | 0 | 0 | 0 | 0 | 0 | 0 | 0 | 0 | 0 | 0 |  | 0 | 1.2472 | 1.0068 | 11.5345 | 0 | 7.3309 | 104 | 0 | 0 | 0 | 0 | 0 | 0 | 0 | 0 | 0 | 0 | 0 | 0 | 0 | 0 | 0 |  |  | 286 | #N/A | #N/A | #N/A | #N/A | #N/A | #N/A | 286 | #N/A | #N/A | #N/A | #N/A | #N/A | #N/A | #N/A
|  |  | 0 | 0 | 0 | 0 | 0 | 0 | 0 | 0 | 0 | 0 | 0 | 0 | 0 | 0 | 0 | 0 | 0 | 0 | 0 | 0 | 0 | 0 | 0 | 0 | 0 | 0 | 0 | 0 | 0 | 0 | 0 | 0 | 0 | 0 | 0 | 0 | 0 | 0 | 0 | 0 | 0 | 0 | 0 | 0 | 0 | 0 | 0 | 0 | 0 | 0 | 0 | 0 | 0 | 0 | 0 | 0 | 0 | 0 | 0 | 0 | 0 | 0 |  | 0 | 1.2472 | 1.0068 | 11.5345 | 0 | 7.3309 | 105 | 0 | 0 | 0 | 0 | 0 | 0 | 0 | 0 | 0 | 0 | 0 | 0 | 0 | 0 | 0 |  |  | 287 | #N/A | #N/A | #N/A | #N/A | #N/A | #N/A | 287 | #N/A | #N/A | #N/A | #N/A | #N/A | #N/A | #N/A
|  |  | 0 | 0 | 0 | 0 | 0 | 0 | 0 | 0 | 0 | 0 | 0 | 0 | 0 | 0 | 0 | 0 | 0 | 0 | 0 | 0 | 0 | 0 | 0 | 0 | 0 | 0 | 0 | 0 | 0 | 0 | 0 | 0 | 0 | 0 | 0 | 0 | 0 | 0 | 0 | 0 | 0 | 0 | 0 | 0 | 0 | 0 | 0 | 0 | 0 | 0 | 0 | 0 | 0 | 0 | 0 | 0 | 0 | 0 | 0 | 0 | 0 | 0 |  | 0 | 1.2472 | 1.0068 | 11.5345 | 0 | 7.3309 | 106 | 0 | 0 | 0 | 0 | 0 | 0 | 0 | 0 | 0 | 0 | 0 | 0 | 0 | 0 | 0 |  |  | 288 | #N/A | #N/A | #N/A | #N/A | #N/A | #N/A | 288 | #N/A | #N/A | #N/A | #N/A | #N/A | #N/A | #N/A
|  |  | 0 | 0 | 0 | 0 | 0 | 0 | 0 | 0 | 0 | 0 | 0 | 0 | 0 | 0 | 0 | 0 | 0 | 0 | 0 | 0 | 0 | 0 | 0 | 0 | 0 | 0 | 0 | 0 | 0 | 0 | 0 | 0 | 0 | 0 | 0 | 0 | 0 | 0 | 0 | 0 | 0 | 0 | 0 | 0 | 0 | 0 | 0 | 0 | 0 | 0 | 0 | 0 | 0 | 0 | 0 | 0 | 0 | 0 | 0 | 0 | 0 | 0 |  | 0 | 1.2472 | 1.0068 | 11.5345 | 0 | 7.3309 | 107 | 0 | 0 | 0 | 0 | 0 | 0 | 0 | 0 | 0 | 0 | 0 | 0 | 0 | 0 | 0 |  |  | 289 | #N/A | #N/A | #N/A | #N/A | #N/A | #N/A | 289 | #N/A | #N/A | #N/A | #N/A | #N/A | #N/A | #N/A
|  |  | 0 | 0 | 0 | 0 | 0 | 0 | 0 | 0 | 0 | 0 | 0 | 0 | 0 | 0 | 0 | 0 | 0 | 0 | 0 | 0 | 0 | 0 | 0 | 0 | 0 | 0 | 0 | 0 | 0 | 0 | 0 | 0 | 0 | 0 | 0 | 0 | 0 | 0 | 0 | 0 | 0 | 0 | 0 | 0 | 0 | 0 | 0 | 0 | 0 | 0 | 0 | 0 | 0 | 0 | 0 | 0 | 0 | 0 | 0 | 0 | 0 | 0 |  | 0 | 1.2472 | 1.0068 | 11.5345 | 0 | 7.3309 | 108 | 0 | 0 | 0 | 0 | 0 | 0 | 0 | 0 | 0 | 0 | 0 | 0 | 0 | 0 | 0 |  |  | 290 | #N/A | #N/A | #N/A | #N/A | #N/A | #N/A | 290 | #N/A | #N/A | #N/A | #N/A | #N/A | #N/A | #N/A
|  |  | 0 | 0 | 0 | 0 | 0 | 0 | 0 | 0 | 0 | 0 | 0 | 0 | 0 | 0 | 0 | 0 | 0 | 0 | 0 | 0 | 0 | 0 | 0 | 0 | 0 | 0 | 0 | 0 | 0 | 0 | 0 | 0 | 0 | 0 | 0 | 0 | 0 | 0 | 0 | 0 | 0 | 0 | 0 | 0 | 0 | 0 | 0 | 0 | 0 | 0 | 0 | 0 | 0 | 0 | 0 | 0 | 0 | 0 | 0 | 0 | 0 | 0 |  | 0 | 1.2472 | 1.0068 | 11.5345 | 0 | 7.3309 | 109 | 0 | 0 | 0 | 0 | 0 | 0 | 0 | 0 | 0 | 0 | 0 | 0 | 0 | 0 | 0 |  |  | 291 | #N/A | #N/A | #N/A | #N/A | #N/A | #N/A | 291 | #N/A | #N/A | #N/A | #N/A | #N/A | #N/A | #N/A
|  |  | 0 | 0 | 0 | 0 | 0 | 0 | 0 | 0 | 0 | 0 | 0 | 0 | 0 | 0 | 0 | 0 | 0 | 0 | 0 | 0 | 0 | 0 | 0 | 0 | 0 | 0 | 0 | 0 | 0 | 0 | 0 | 0 | 0 | 0 | 0 | 0 | 0 | 0 | 0 | 0 | 0 | 0 | 0 | 0 | 0 | 0 | 0 | 0 | 0 | 0 | 0 | 0 | 0 | 0 | 0 | 0 | 0 | 0 | 0 | 0 | 0 | 0 |  | 0 | 1.2472 | 1.0068 | 11.5345 | 0 | 7.3309 | 110 | 0 | 0 | 0 | 0 | 0 | 0 | 0 | 0 | 0 | 0 | 0 | 0 | 0 | 0 | 0 |  |  | 292 | #N/A | #N/A | #N/A | #N/A | #N/A | #N/A | 292 | #N/A | #N/A | #N/A | #N/A | #N/A | #N/A | #N/A
|  |  | 0 | 0 | 0 | 0 | 0 | 0 | 0 | 0 | 0 | 0 | 0 | 0 | 0 | 0 | 0 | 0 | 0 | 0 | 0 | 0 | 0 | 0 | 0 | 0 | 0 | 0 | 0 | 0 | 0 | 0 | 0 | 0 | 0 | 0 | 0 | 0 | 0 | 0 | 0 | 0 | 0 | 0 | 0 | 0 | 0 | 0 | 0 | 0 | 0 | 0 | 0 | 0 | 0 | 0 | 0 | 0 | 0 | 0 | 0 | 0 | 0 | 0 |  | 0 | 1.2472 | 1.0068 | 11.5345 | 0 | 7.3309 | 111 | 0 | 0 | 0 | 0 | 0 | 0 | 0 | 0 | 0 | 0 | 0 | 0 | 0 | 0 | 0 |  |  | 293 | #N/A | #N/A | #N/A | #N/A | #N/A | #N/A | 293 | #N/A | #N/A | #N/A | #N/A | #N/A | #N/A | #N/A
|  |  | 0 | 0 | 0 | 0 | 0 | 0 | 0 | 0 | 0 | 0 | 0 | 0 | 0 | 0 | 0 | 0 | 0 | 0 | 0 | 0 | 0 | 0 | 0 | 0 | 0 | 0 | 0 | 0 | 0 | 0 | 0 | 0 | 0 | 0 | 0 | 0 | 0 | 0 | 0 | 0 | 0 | 0 | 0 | 0 | 0 | 0 | 0 | 0 | 0 | 0 | 0 | 0 | 0 | 0 | 0 | 0 | 0 | 0 | 0 | 0 | 0 | 0 |  | 0 | 1.2472 | 1.0068 | 11.5345 | 0 | 7.3309 | 112 | 0 | 0 | 0 | 0 | 0 | 0 | 0 | 0 | 0 | 0 | 0 | 0 | 0 | 0 | 0 |  |  | 294 | #N/A | #N/A | #N/A | #N/A | #N/A | #N/A | 294 | #N/A | #N/A | #N/A | #N/A | #N/A | #N/A | #N/A
|  |  | 0 | 0 | 0 | 0 | 0 | 0 | 0 | 0 | 0 | 0 | 0 | 0 | 0 | 0 | 0 | 0 | 0 | 0 | 0 | 0 | 0 | 0 | 0 | 0 | 0 | 0 | 0 | 0 | 0 | 0 | 0 | 0 | 0 | 0 | 0 | 0 | 0 | 0 | 0 | 0 | 0 | 0 | 0 | 0 | 0 | 0 | 0 | 0 | 0 | 0 | 0 | 0 | 0 | 0 | 0 | 0 | 0 | 0 | 0 | 0 | 0 | 0 |  | 0 | 1.2472 | 1.0068 | 11.5345 | 0 | 7.3309 | 113 | 0 | 0 | 0 | 0 | 0 | 0 | 0 | 0 | 0 | 0 | 0 | 0 | 0 | 0 | 0 |  |  | 295 | #N/A | #N/A | #N/A | #N/A | #N/A | #N/A | 295 | #N/A | #N/A | #N/A | #N/A | #N/A | #N/A | #N/A
|  |  | 0 | 0 | 0 | 0 | 0 | 0 | 0 | 0 | 0 | 0 | 0 | 0 | 0 | 0 | 0 | 0 | 0 | 0 | 0 | 0 | 0 | 0 | 0 | 0 | 0 | 0 | 0 | 0 | 0 | 0 | 0 | 0 | 0 | 0 | 0 | 0 | 0 | 0 | 0 | 0 | 0 | 0 | 0 | 0 | 0 | 0 | 0 | 0 | 0 | 0 | 0 | 0 | 0 | 0 | 0 | 0 | 0 | 0 | 0 | 0 | 0 | 0 |  | 0 | 1.2472 | 1.0068 | 11.5345 | 0 | 7.3309 | 114 | 0 | 0 | 0 | 0 | 0 | 0 | 0 | 0 | 0 | 0 | 0 | 0 | 0 | 0 | 0 |  |  | 296 | #N/A | #N/A | #N/A | #N/A | #N/A | #N/A | 296 | #N/A | #N/A | #N/A | #N/A | #N/A | #N/A | #N/A
|  |  | 0 | 0 | 0 | 0 | 0 | 0 | 0 | 0 | 0 | 0 | 0 | 0 | 0 | 0 | 0 | 0 | 0 | 0 | 0 | 0 | 0 | 0 | 0 | 0 | 0 | 0 | 0 | 0 | 0 | 0 | 0 | 0 | 0 | 0 | 0 | 0 | 0 | 0 | 0 | 0 | 0 | 0 | 0 | 0 | 0 | 0 | 0 | 0 | 0 | 0 | 0 | 0 | 0 | 0 | 0 | 0 | 0 | 0 | 0 | 0 | 0 | 0 |  | 0 | 1.2472 | 1.0068 | 11.5345 | 0 | 7.3309 | 115 | 0 | 0 | 0 | 0 | 0 | 0 | 0 | 0 | 0 | 0 | 0 | 0 | 0 | 0 | 0 |  |  | 297 | #N/A | #N/A | #N/A | #N/A | #N/A | #N/A | 297 | #N/A | #N/A | #N/A | #N/A | #N/A | #N/A | #N/A
|  |  | 0 | 0 | 0 | 0 | 0 | 0 | 0 | 0 | 0 | 0 | 0 | 0 | 0 | 0 | 0 | 0 | 0 | 0 | 0 | 0 | 0 | 0 | 0 | 0 | 0 | 0 | 0 | 0 | 0 | 0 | 0 | 0 | 0 | 0 | 0 | 0 | 0 | 0 | 0 | 0 | 0 | 0 | 0 | 0 | 0 | 0 | 0 | 0 | 0 | 0 | 0 | 0 | 0 | 0 | 0 | 0 | 0 | 0 | 0 | 0 | 0 | 0 |  | 0 | 1.2472 | 1.0068 | 11.5345 | 0 | 7.3309 | 116 | 0 | 0 | 0 | 0 | 0 | 0 | 0 | 0 | 0 | 0 | 0 | 0 | 0 | 0 | 0 |  |  | 298 | #N/A | #N/A | #N/A | #N/A | #N/A | #N/A | 298 | #N/A | #N/A | #N/A | #N/A | #N/A | #N/A | #N/A
|  |  | 0 | 0 | 0 | 0 | 0 | 0 | 0 | 0 | 0 | 0 | 0 | 0 | 0 | 0 | 0 | 0 | 0 | 0 | 0 | 0 | 0 | 0 | 0 | 0 | 0 | 0 | 0 | 0 | 0 | 0 | 0 | 0 | 0 | 0 | 0 | 0 | 0 | 0 | 0 | 0 | 0 | 0 | 0 | 0 | 0 | 0 | 0 | 0 | 0 | 0 | 0 | 0 | 0 | 0 | 0 | 0 | 0 | 0 | 0 | 0 | 0 | 0 |  | 0 | 1.2472 | 1.0068 | 11.5345 | 0 | 7.3309 | 117 | 0 | 0 | 0 | 0 | 0 | 0 | 0 | 0 | 0 | 0 | 0 | 0 | 0 | 0 | 0 |  |  | 299 | #N/A | #N/A | #N/A | #N/A | #N/A | #N/A | 299 | #N/A | #N/A | #N/A | #N/A | #N/A | #N/A | #N/A
|  |  | 0 | 0 | 0 | 0 | 0 | 0 | 0 | 0 | 0 | 0 | 0 | 0 | 0 | 0 | 0 | 0 | 0 | 0 | 0 | 0 | 0 | 0 | 0 | 0 | 0 | 0 | 0 | 0 | 0 | 0 | 0 | 0 | 0 | 0 | 0 | 0 | 0 | 0 | 0 | 0 | 0 | 0 | 0 | 0 | 0 | 0 | 0 | 0 | 0 | 0 | 0 | 0 | 0 | 0 | 0 | 0 | 0 | 0 | 0 | 0 | 0 | 0 |  | 0 | 1.2472 | 1.0068 | 11.5345 | 0 | 7.3309 | 118 | 0 | 0 | 0 | 0 | 0 | 0 | 0 | 0 | 0 | 0 | 0 | 0 | 0 | 0 | 0 |  |  | 300 | #N/A | #N/A | #N/A | #N/A | #N/A | #N/A | 300 | #N/A | #N/A | #N/A | #N/A | #N/A | #N/A | #N/A
|  |  | 0 | 0 | 0 | 0 | 0 | 0 | 0 | 0 | 0 | 0 | 0 | 0 | 0 | 0 | 0 | 0 | 0 | 0 | 0 | 0 | 0 | 0 | 0 | 0 | 0 | 0 | 0 | 0 | 0 | 0 | 0 | 0 | 0 | 0 | 0 | 0 | 0 | 0 | 0 | 0 | 0 | 0 | 0 | 0 | 0 | 0 | 0 | 0 | 0 | 0 | 0 | 0 | 0 | 0 | 0 | 0 | 0 | 0 | 0 | 0 | 0 | 0 |  | 0 | 1.2472 | 1.0068 | 11.5345 | 0 | 7.3309 | 119 | 0 | 0 | 0 | 0 | 0 | 0 | 0 | 0 | 0 | 0 | 0 | 0 | 0 | 0 | 0 |  |  | 301 | #N/A | #N/A | #N/A | #N/A | #N/A | #N/A | 301 | #N/A | #N/A | #N/A | #N/A | #N/A | #N/A | #N/A
|  |  | 0 | 0 | 0 | 0 | 0 | 0 | 0 | 0 | 0 | 0 | 0 | 0 | 0 | 0 | 0 | 0 | 0 | 0 | 0 | 0 | 0 | 0 | 0 | 0 | 0 | 0 | 0 | 0 | 0 | 0 | 0 | 0 | 0 | 0 | 0 | 0 | 0 | 0 | 0 | 0 | 0 | 0 | 0 | 0 | 0 | 0 | 0 | 0 | 0 | 0 | 0 | 0 | 0 | 0 | 0 | 0 | 0 | 0 | 0 | 0 | 0 | 0 |  | 0 | 1.2472 | 1.0068 | 11.5345 | 0 | 7.3309 | 120 | 0 | 0 | 0 | 0 | 0 | 0 | 0 | 0 | 0 | 0 | 0 | 0 | 0 | 0 | 0 |  |  | 302 | #N/A | #N/A | #N/A | #N/A | #N/A | #N/A | 302 | #N/A | #N/A | #N/A | #N/A | #N/A | #N/A | #N/A
|  |  | 0 | 0 | 0 | 0 | 0 | 0 | 0 | 0 | 0 | 0 | 0 | 0 | 0 | 0 | 0 | 0 | 0 | 0 | 0 | 0 | 0 | 0 | 0 | 0 | 0 | 0 | 0 | 0 | 0 | 0 | 0 | 0 | 0 | 0 | 0 | 0 | 0 | 0 | 0 | 0 | 0 | 0 | 0 | 0 | 0 | 0 | 0 | 0 | 0 | 0 | 0 | 0 | 0 | 0 | 0 | 0 | 0 | 0 | 0 | 0 | 0 | 0 |  | 0 | 1.2472 | 1.0068 | 11.5345 | 0 | 7.3309 | 121 | 0 | 0 | 0 | 0 | 0 | 0 | 0 | 0 | 0 | 0 | 0 | 0 | 0 | 0 | 0 |  |  | 303 | #N/A | #N/A | #N/A | #N/A | #N/A | #N/A | 303 | #N/A | #N/A | #N/A | #N/A | #N/A | #N/A | #N/A
|  |  | 0 | 0 | 0 | 0 | 0 | 0 | 0 | 0 | 0 | 0 | 0 | 0 | 0 | 0 | 0 | 0 | 0 | 0 | 0 | 0 | 0 | 0 | 0 | 0 | 0 | 0 | 0 | 0 | 0 | 0 | 0 | 0 | 0 | 0 | 0 | 0 | 0 | 0 | 0 | 0 | 0 | 0 | 0 | 0 | 0 | 0 | 0 | 0 | 0 | 0 | 0 | 0 | 0 | 0 | 0 | 0 | 0 | 0 | 0 | 0 | 0 | 0 |  | 0 | 1.2472 | 1.0068 | 11.5345 | 0 | 7.3309 | 122 | 0 | 0 | 0 | 0 | 0 | 0 | 0 | 0 | 0 | 0 | 0 | 0 | 0 | 0 | 0 |  |  | 304 | #N/A | #N/A | #N/A | #N/A | #N/A | #N/A | 304 | #N/A | #N/A | #N/A | #N/A | #N/A | #N/A | #N/A
|  |  | 0 | 0 | 0 | 0 | 0 | 0 | 0 | 0 | 0 | 0 | 0 | 0 | 0 | 0 | 0 | 0 | 0 | 0 | 0 | 0 | 0 | 0 | 0 | 0 | 0 | 0 | 0 | 0 | 0 | 0 | 0 | 0 | 0 | 0 | 0 | 0 | 0 | 0 | 0 | 0 | 0 | 0 | 0 | 0 | 0 | 0 | 0 | 0 | 0 | 0 | 0 | 0 | 0 | 0 | 0 | 0 | 0 | 0 | 0 | 0 | 0 | 0 |  | 0 | 1.2472 | 1.0068 | 11.5345 | 0 | 7.3309 | 123 | 0 | 0 | 0 | 0 | 0 | 0 | 0 | 0 | 0 | 0 | 0 | 0 | 0 | 0 | 0 |  |  | 305 | #N/A | #N/A | #N/A | #N/A | #N/A | #N/A | 305 | #N/A | #N/A | #N/A | #N/A | #N/A | #N/A | #N/A
|  |  | 0 | 0 | 0 | 0 | 0 | 0 | 0 | 0 | 0 | 0 | 0 | 0 | 0 | 0 | 0 | 0 | 0 | 0 | 0 | 0 | 0 | 0 | 0 | 0 | 0 | 0 | 0 | 0 | 0 | 0 | 0 | 0 | 0 | 0 | 0 | 0 | 0 | 0 | 0 | 0 | 0 | 0 | 0 | 0 | 0 | 0 | 0 | 0 | 0 | 0 | 0 | 0 | 0 | 0 | 0 | 0 | 0 | 0 | 0 | 0 | 0 | 0 |  | 0 | 1.2472 | 1.0068 | 11.5345 | 0 | 7.3309 | 124 | 0 | 0 | 0 | 0 | 0 | 0 | 0 | 0 | 0 | 0 | 0 | 0 | 0 | 0 | 0 |  |  | 306 | #N/A | #N/A | #N/A | #N/A | #N/A | #N/A | 306 | #N/A | #N/A | #N/A | #N/A | #N/A | #N/A | #N/A
|  |  | 0 | 0 | 0 | 0 | 0 | 0 | 0 | 0 | 0 | 0 | 0 | 0 | 0 | 0 | 0 | 0 | 0 | 0 | 0 | 0 | 0 | 0 | 0 | 0 | 0 | 0 | 0 | 0 | 0 | 0 | 0 | 0 | 0 | 0 | 0 | 0 | 0 | 0 | 0 | 0 | 0 | 0 | 0 | 0 | 0 | 0 | 0 | 0 | 0 | 0 | 0 | 0 | 0 | 0 | 0 | 0 | 0 | 0 | 0 | 0 | 0 | 0 |  | 0 | 1.2472 | 1.0068 | 11.5345 | 0 | 7.3309 | 125 | 0 | 0 | 0 | 0 | 0 | 0 | 0 | 0 | 0 | 0 | 0 | 0 | 0 | 0 | 0 |  |  | 307 | #N/A | #N/A | #N/A | #N/A | #N/A | #N/A | 307 | #N/A | #N/A | #N/A | #N/A | #N/A | #N/A | #N/A
|  |  | 0 | 0 | 0 | 0 | 0 | 0 | 0 | 0 | 0 | 0 | 0 | 0 | 0 | 0 | 0 | 0 | 0 | 0 | 0 | 0 | 0 | 0 | 0 | 0 | 0 | 0 | 0 | 0 | 0 | 0 | 0 | 0 | 0 | 0 | 0 | 0 | 0 | 0 | 0 | 0 | 0 | 0 | 0 | 0 | 0 | 0 | 0 | 0 | 0 | 0 | 0 | 0 | 0 | 0 | 0 | 0 | 0 | 0 | 0 | 0 | 0 | 0 |  | 0 | 1.2472 | 1.0068 | 11.5345 | 0 | 7.3309 | 126 | 0 | 0 | 0 | 0 | 0 | 0 | 0 | 0 | 0 | 0 | 0 | 0 | 0 | 0 | 0 |  |  | 308 | #N/A | #N/A | #N/A | #N/A | #N/A | #N/A | 308 | #N/A | #N/A | #N/A | #N/A | #N/A | #N/A | #N/A
|  |  | 0 | 0 | 0 | 0 | 0 | 0 | 0 | 0 | 0 | 0 | 0 | 0 | 0 | 0 | 0 | 0 | 0 | 0 | 0 | 0 | 0 | 0 | 0 | 0 | 0 | 0 | 0 | 0 | 0 | 0 | 0 | 0 | 0 | 0 | 0 | 0 | 0 | 0 | 0 | 0 | 0 | 0 | 0 | 0 | 0 | 0 | 0 | 0 | 0 | 0 | 0 | 0 | 0 | 0 | 0 | 0 | 0 | 0 | 0 | 0 | 0 | 0 |  | 0 | 1.2472 | 1.0068 | 11.5345 | 0 | 7.3309 | 127 | 0 | 0 | 0 | 0 | 0 | 0 | 0 | 0 | 0 | 0 | 0 | 0 | 0 | 0 | 0 |  |  | 309 | #N/A | #N/A | #N/A | #N/A | #N/A | #N/A | 309 | #N/A | #N/A | #N/A | #N/A | #N/A | #N/A | #N/A
|  |  | 0 | 0 | 0 | 0 | 0 | 0 | 0 | 0 | 0 | 0 | 0 | 0 | 0 | 0 | 0 | 0 | 0 | 0 | 0 | 0 | 0 | 0 | 0 | 0 | 0 | 0 | 0 | 0 | 0 | 0 | 0 | 0 | 0 | 0 | 0 | 0 | 0 | 0 | 0 | 0 | 0 | 0 | 0 | 0 | 0 | 0 | 0 | 0 | 0 | 0 | 0 | 0 | 0 | 0 | 0 | 0 | 0 | 0 | 0 | 0 | 0 | 0 |  | 0 | 1.2472 | 1.0068 | 11.5345 | 0 | 7.3309 | 128 | 0 | 0 | 0 | 0 | 0 | 0 | 0 | 0 | 0 | 0 | 0 | 0 | 0 | 0 | 0 |  |  | 310 | #N/A | #N/A | #N/A | #N/A | #N/A | #N/A | 310 | #N/A | #N/A | #N/A | #N/A | #N/A | #N/A | #N/A
|  |  | 0 | 0 | 0 | 0 | 0 | 0 | 0 | 0 | 0 | 0 | 0 | 0 | 0 | 0 | 0 | 0 | 0 | 0 | 0 | 0 | 0 | 0 | 0 | 0 | 0 | 0 | 0 | 0 | 0 | 0 | 0 | 0 | 0 | 0 | 0 | 0 | 0 | 0 | 0 | 0 | 0 | 0 | 0 | 0 | 0 | 0 | 0 | 0 | 0 | 0 | 0 | 0 | 0 | 0 | 0 | 0 | 0 | 0 | 0 | 0 | 0 | 0 |  | 0 | 1.2472 | 1.0068 | 11.5345 | 0 | 7.3309 | 129 | 0 | 0 | 0 | 0 | 0 | 0 | 0 | 0 | 0 | 0 | 0 | 0 | 0 | 0 | 0 |  |  | 311 | #N/A | #N/A | #N/A | #N/A | #N/A | #N/A | 311 | #N/A | #N/A | #N/A | #N/A | #N/A | #N/A | #N/A
|  |  | 0 | 0 | 0 | 0 | 0 | 0 | 0 | 0 | 0 | 0 | 0 | 0 | 0 | 0 | 0 | 0 | 0 | 0 | 0 | 0 | 0 | 0 | 0 | 0 | 0 | 0 | 0 | 0 | 0 | 0 | 0 | 0 | 0 | 0 | 0 | 0 | 0 | 0 | 0 | 0 | 0 | 0 | 0 | 0 | 0 | 0 | 0 | 0 | 0 | 0 | 0 | 0 | 0 | 0 | 0 | 0 | 0 | 0 | 0 | 0 | 0 | 0 |  | 0 | 1.2472 | 1.0068 | 11.5345 | 0 | 7.3309 | 130 | 0 | 0 | 0 | 0 | 0 | 0 | 0 | 0 | 0 | 0 | 0 | 0 | 0 | 0 | 0 |  |  | 312 | #N/A | #N/A | #N/A | #N/A | #N/A | #N/A | 312 | #N/A | #N/A | #N/A | #N/A | #N/A | #N/A | #N/A
|  |  | 0 | 0 | 0 | 0 | 0 | 0 | 0 | 0 | 0 | 0 | 0 | 0 | 0 | 0 | 0 | 0 | 0 | 0 | 0 | 0 | 0 | 0 | 0 | 0 | 0 | 0 | 0 | 0 | 0 | 0 | 0 | 0 | 0 | 0 | 0 | 0 | 0 | 0 | 0 | 0 | 0 | 0 | 0 | 0 | 0 | 0 | 0 | 0 | 0 | 0 | 0 | 0 | 0 | 0 | 0 | 0 | 0 | 0 | 0 | 0 | 0 | 0 |  | 0 | 1.2472 | 1.0068 | 11.5345 | 0 | 7.3309 | 131 | 0 | 0 | 0 | 0 | 0 | 0 | 0 | 0 | 0 | 0 | 0 | 0 | 0 | 0 | 0 |  |  | 313 | #N/A | #N/A | #N/A | #N/A | #N/A | #N/A | 313 | #N/A | #N/A | #N/A | #N/A | #N/A | #N/A | #N/A
|  |  | 0 | 0 | 0 | 0 | 0 | 0 | 0 | 0 | 0 | 0 | 0 | 0 | 0 | 0 | 0 | 0 | 0 | 0 | 0 | 0 | 0 | 0 | 0 | 0 | 0 | 0 | 0 | 0 | 0 | 0 | 0 | 0 | 0 | 0 | 0 | 0 | 0 | 0 | 0 | 0 | 0 | 0 | 0 | 0 | 0 | 0 | 0 | 0 | 0 | 0 | 0 | 0 | 0 | 0 | 0 | 0 | 0 | 0 | 0 | 0 | 0 | 0 |  | 0 | 1.2472 | 1.0068 | 11.5345 | 0 | 7.3309 | 132 | 0 | 0 | 0 | 0 | 0 | 0 | 0 | 0 | 0 | 0 | 0 | 0 | 0 | 0 | 0 |  |  | 314 | #N/A | #N/A | #N/A | #N/A | #N/A | #N/A | 314 | #N/A | #N/A | #N/A | #N/A | #N/A | #N/A | #N/A
|  |  | 0 | 0 | 0 | 0 | 0 | 0 | 0 | 0 | 0 | 0 | 0 | 0 | 0 | 0 | 0 | 0 | 0 | 0 | 0 | 0 | 0 | 0 | 0 | 0 | 0 | 0 | 0 | 0 | 0 | 0 | 0 | 0 | 0 | 0 | 0 | 0 | 0 | 0 | 0 | 0 | 0 | 0 | 0 | 0 | 0 | 0 | 0 | 0 | 0 | 0 | 0 | 0 | 0 | 0 | 0 | 0 | 0 | 0 | 0 | 0 | 0 | 0 |  | 0 | 1.2472 | 1.0068 | 11.5345 | 0 | 7.3309 | 133 | 0 | 0 | 0 | 0 | 0 | 0 | 0 | 0 | 0 | 0 | 0 | 0 | 0 | 0 | 0 |  |  | 315 | #N/A | #N/A | #N/A | #N/A | #N/A | #N/A | 315 | #N/A | #N/A | #N/A | #N/A | #N/A | #N/A | #N/A
|  |  | 0 | 0 | 0 | 0 | 0 | 0 | 0 | 0 | 0 | 0 | 0 | 0 | 0 | 0 | 0 | 0 | 0 | 0 | 0 | 0 | 0 | 0 | 0 | 0 | 0 | 0 | 0 | 0 | 0 | 0 | 0 | 0 | 0 | 0 | 0 | 0 | 0 | 0 | 0 | 0 | 0 | 0 | 0 | 0 | 0 | 0 | 0 | 0 | 0 | 0 | 0 | 0 | 0 | 0 | 0 | 0 | 0 | 0 | 0 | 0 | 0 | 0 |  | 0 | 1.2472 | 1.0068 | 11.5345 | 0 | 7.3309 | 134 | 0 | 0 | 0 | 0 | 0 | 0 | 0 | 0 | 0 | 0 | 0 | 0 | 0 | 0 | 0 |  |  | 316 | #N/A | #N/A | #N/A | #N/A | #N/A | #N/A | 316 | #N/A | #N/A | #N/A | #N/A | #N/A | #N/A | #N/A
|  |  | 0 | 0 | 0 | 0 | 0 | 0 | 0 | 0 | 0 | 0 | 0 | 0 | 0 | 0 | 0 | 0 | 0 | 0 | 0 | 0 | 0 | 0 | 0 | 0 | 0 | 0 | 0 | 0 | 0 | 0 | 0 | 0 | 0 | 0 | 0 | 0 | 0 | 0 | 0 | 0 | 0 | 0 | 0 | 0 | 0 | 0 | 0 | 0 | 0 | 0 | 0 | 0 | 0 | 0 | 0 | 0 | 0 | 0 | 0 | 0 | 0 | 0 |  | 0 | 1.2472 | 1.0068 | 11.5345 | 0 | 7.3309 | 135 | 0 | 0 | 0 | 0 | 0 | 0 | 0 | 0 | 0 | 0 | 0 | 0 | 0 | 0 | 0 |  |  | 317 | #N/A | #N/A | #N/A | #N/A | #N/A | #N/A | 317 | #N/A | #N/A | #N/A | #N/A | #N/A | #N/A | #N/A
|  |  | 0 | 0 | 0 | 0 | 0 | 0 | 0 | 0 | 0 | 0 | 0 | 0 | 0 | 0 | 0 | 0 | 0 | 0 | 0 | 0 | 0 | 0 | 0 | 0 | 0 | 0 | 0 | 0 | 0 | 0 | 0 | 0 | 0 | 0 | 0 | 0 | 0 | 0 | 0 | 0 | 0 | 0 | 0 | 0 | 0 | 0 | 0 | 0 | 0 | 0 | 0 | 0 | 0 | 0 | 0 | 0 | 0 | 0 | 0 | 0 | 0 | 0 |  | 0 | 1.2472 | 1.0068 | 11.5345 | 0 | 7.3309 | 136 | 0 | 0 | 0 | 0 | 0 | 0 | 0 | 0 | 0 | 0 | 0 | 0 | 0 | 0 | 0 |  |  | 318 | #N/A | #N/A | #N/A | #N/A | #N/A | #N/A | 318 | #N/A | #N/A | #N/A | #N/A | #N/A | #N/A | #N/A
|  |  | 0 | 0 | 0 | 0 | 0 | 0 | 0 | 0 | 0 | 0 | 0 | 0 | 0 | 0 | 0 | 0 | 0 | 0 | 0 | 0 | 0 | 0 | 0 | 0 | 0 | 0 | 0 | 0 | 0 | 0 | 0 | 0 | 0 | 0 | 0 | 0 | 0 | 0 | 0 | 0 | 0 | 0 | 0 | 0 | 0 | 0 | 0 | 0 | 0 | 0 | 0 | 0 | 0 | 0 | 0 | 0 | 0 | 0 | 0 | 0 | 0 | 0 |  | 0 | 1.2472 | 1.0068 | 11.5345 | 0 | 7.3309 | 137 | 0 | 0 | 0 | 0 | 0 | 0 | 0 | 0 | 0 | 0 | 0 | 0 | 0 | 0 | 0 |  |  | 319 | #N/A | #N/A | #N/A | #N/A | #N/A | #N/A | 319 | #N/A | #N/A | #N/A | #N/A | #N/A | #N/A | #N/A
|  |  | 0 | 0 | 0 | 0 | 0 | 0 | 0 | 0 | 0 | 0 | 0 | 0 | 0 | 0 | 0 | 0 | 0 | 0 | 0 | 0 | 0 | 0 | 0 | 0 | 0 | 0 | 0 | 0 | 0 | 0 | 0 | 0 | 0 | 0 | 0 | 0 | 0 | 0 | 0 | 0 | 0 | 0 | 0 | 0 | 0 | 0 | 0 | 0 | 0 | 0 | 0 | 0 | 0 | 0 | 0 | 0 | 0 | 0 | 0 | 0 | 0 | 0 |  | 0 | 1.2472 | 1.0068 | 11.5345 | 0 | 7.3309 | 138 | 0 | 0 | 0 | 0 | 0 | 0 | 0 | 0 | 0 | 0 | 0 | 0 | 0 | 0 | 0 |  |  | 320 | #N/A | #N/A | #N/A | #N/A | #N/A | #N/A | 320 | #N/A | #N/A | #N/A | #N/A | #N/A | #N/A | #N/A
|  |  | 0 | 0 | 0 | 0 | 0 | 0 | 0 | 0 | 0 | 0 | 0 | 0 | 0 | 0 | 0 | 0 | 0 | 0 | 0 | 0 | 0 | 0 | 0 | 0 | 0 | 0 | 0 | 0 | 0 | 0 | 0 | 0 | 0 | 0 | 0 | 0 | 0 | 0 | 0 | 0 | 0 | 0 | 0 | 0 | 0 | 0 | 0 | 0 | 0 | 0 | 0 | 0 | 0 | 0 | 0 | 0 | 0 | 0 | 0 | 0 | 0 | 0 |  | 0 | 1.2472 | 1.0068 | 11.5345 | 0 | 7.3309 | 139 | 0 | 0 | 0 | 0 | 0 | 0 | 0 | 0 | 0 | 0 | 0 | 0 | 0 | 0 | 0 |  |  | 321 | #N/A | #N/A | #N/A | #N/A | #N/A | #N/A | 321 | #N/A | #N/A | #N/A | #N/A | #N/A | #N/A | #N/A
|  |  | 0 | 0 | 0 | 0 | 0 | 0 | 0 | 0 | 0 | 0 | 0 | 0 | 0 | 0 | 0 | 0 | 0 | 0 | 0 | 0 | 0 | 0 | 0 | 0 | 0 | 0 | 0 | 0 | 0 | 0 | 0 | 0 | 0 | 0 | 0 | 0 | 0 | 0 | 0 | 0 | 0 | 0 | 0 | 0 | 0 | 0 | 0 | 0 | 0 | 0 | 0 | 0 | 0 | 0 | 0 | 0 | 0 | 0 | 0 | 0 | 0 | 0 |  | 0 | 1.2472 | 1.0068 | 11.5345 | 0 | 7.3309 | 140 | 0 | 0 | 0 | 0 | 0 | 0 | 0 | 0 | 0 | 0 | 0 | 0 | 0 | 0 | 0 |  |  | 322 | #N/A | #N/A | #N/A | #N/A | #N/A | #N/A | 322 | #N/A | #N/A | #N/A | #N/A | #N/A | #N/A | #N/A
|  |  | 0 | 0 | 0 | 0 | 0 | 0 | 0 | 0 | 0 | 0 | 0 | 0 | 0 | 0 | 0 | 0 | 0 | 0 | 0 | 0 | 0 | 0 | 0 | 0 | 0 | 0 | 0 | 0 | 0 | 0 | 0 | 0 | 0 | 0 | 0 | 0 | 0 | 0 | 0 | 0 | 0 | 0 | 0 | 0 | 0 | 0 | 0 | 0 | 0 | 0 | 0 | 0 | 0 | 0 | 0 | 0 | 0 | 0 | 0 | 0 | 0 | 0 |  | 0 | 1.2472 | 1.0068 | 11.5345 | 0 | 7.3309 | 141 | 0 | 0 | 0 | 0 | 0 | 0 | 0 | 0 | 0 | 0 | 0 | 0 | 0 | 0 | 0 |  |  | 323 | #N/A | #N/A | #N/A | #N/A | #N/A | #N/A | 323 | #N/A | #N/A | #N/A | #N/A | #N/A | #N/A | #N/A
|  |  | 0 | 0 | 0 | 0 | 0 | 0 | 0 | 0 | 0 | 0 | 0 | 0 | 0 | 0 | 0 | 0 | 0 | 0 | 0 | 0 | 0 | 0 | 0 | 0 | 0 | 0 | 0 | 0 | 0 | 0 | 0 | 0 | 0 | 0 | 0 | 0 | 0 | 0 | 0 | 0 | 0 | 0 | 0 | 0 | 0 | 0 | 0 | 0 | 0 | 0 | 0 | 0 | 0 | 0 | 0 | 0 | 0 | 0 | 0 | 0 | 0 | 0 |  | 0 | 1.2472 | 1.0068 | 11.5345 | 0 | 7.3309 | 142 | 0 | 0 | 0 | 0 | 0 | 0 | 0 | 0 | 0 | 0 | 0 | 0 | 0 | 0 | 0 |  |  | 324 | #N/A | #N/A | #N/A | #N/A | #N/A | #N/A | 324 | #N/A | #N/A | #N/A | #N/A | #N/A | #N/A | #N/A
|  |  | 0 | 0 | 0 | 0 | 0 | 0 | 0 | 0 | 0 | 0 | 0 | 0 | 0 | 0 | 0 | 0 | 0 | 0 | 0 | 0 | 0 | 0 | 0 | 0 | 0 | 0 | 0 | 0 | 0 | 0 | 0 | 0 | 0 | 0 | 0 | 0 | 0 | 0 | 0 | 0 | 0 | 0 | 0 | 0 | 0 | 0 | 0 | 0 | 0 | 0 | 0 | 0 | 0 | 0 | 0 | 0 | 0 | 0 | 0 | 0 | 0 | 0 |  | 0 | 1.2472 | 1.0068 | 11.5345 | 0 | 7.3309 | 143 | 0 | 0 | 0 | 0 | 0 | 0 | 0 | 0 | 0 | 0 | 0 | 0 | 0 | 0 | 0 |  |  | 325 | #N/A | #N/A | #N/A | #N/A | #N/A | #N/A | 325 | #N/A | #N/A | #N/A | #N/A | #N/A | #N/A | #N/A
|  |  | 0 | 0 | 0 | 0 | 0 | 0 | 0 | 0 | 0 | 0 | 0 | 0 | 0 | 0 | 0 | 0 | 0 | 0 | 0 | 0 | 0 | 0 | 0 | 0 | 0 | 0 | 0 | 0 | 0 | 0 | 0 | 0 | 0 | 0 | 0 | 0 | 0 | 0 | 0 | 0 | 0 | 0 | 0 | 0 | 0 | 0 | 0 | 0 | 0 | 0 | 0 | 0 | 0 | 0 | 0 | 0 | 0 | 0 | 0 | 0 | 0 | 0 |  | 0 | 1.2472 | 1.0068 | 11.5345 | 0 | 7.3309 | 144 | 0 | 0 | 0 | 0 | 0 | 0 | 0 | 0 | 0 | 0 | 0 | 0 | 0 | 0 | 0 |  |  | 326 | #N/A | #N/A | #N/A | #N/A | #N/A | #N/A | 326 | #N/A | #N/A | #N/A | #N/A | #N/A | #N/A | #N/A
|  |  | 0 | 0 | 0 | 0 | 0 | 0 | 0 | 0 | 0 | 0 | 0 | 0 | 0 | 0 | 0 | 0 | 0 | 0 | 0 | 0 | 0 | 0 | 0 | 0 | 0 | 0 | 0 | 0 | 0 | 0 | 0 | 0 | 0 | 0 | 0 | 0 | 0 | 0 | 0 | 0 | 0 | 0 | 0 | 0 | 0 | 0 | 0 | 0 | 0 | 0 | 0 | 0 | 0 | 0 | 0 | 0 | 0 | 0 | 0 | 0 | 0 | 0 |  | 0 | 1.2472 | 1.0068 | 11.5345 | 0 | 7.3309 | 145 | 0 | 0 | 0 | 0 | 0 | 0 | 0 | 0 | 0 | 0 | 0 | 0 | 0 | 0 | 0 |  |  | 327 | #N/A | #N/A | #N/A | #N/A | #N/A | #N/A | 327 | #N/A | #N/A | #N/A | #N/A | #N/A | #N/A | #N/A
|  |  | 0 | 0 | 0 | 0 | 0 | 0 | 0 | 0 | 0 | 0 | 0 | 0 | 0 | 0 | 0 | 0 | 0 | 0 | 0 | 0 | 0 | 0 | 0 | 0 | 0 | 0 | 0 | 0 | 0 | 0 | 0 | 0 | 0 | 0 | 0 | 0 | 0 | 0 | 0 | 0 | 0 | 0 | 0 | 0 | 0 | 0 | 0 | 0 | 0 | 0 | 0 | 0 | 0 | 0 | 0 | 0 | 0 | 0 | 0 | 0 | 0 | 0 |  | 0 | 1.2472 | 1.0068 | 11.5345 | 0 | 7.3309 | 146 | 0 | 0 | 0 | 0 | 0 | 0 | 0 | 0 | 0 | 0 | 0 | 0 | 0 | 0 | 0 |  |  | 328 | #N/A | #N/A | #N/A | #N/A | #N/A | #N/A | 328 | #N/A | #N/A | #N/A | #N/A | #N/A | #N/A | #N/A
|  |  | 0 | 0 | 0 | 0 | 0 | 0 | 0 | 0 | 0 | 0 | 0 | 0 | 0 | 0 | 0 | 0 | 0 | 0 | 0 | 0 | 0 | 0 | 0 | 0 | 0 | 0 | 0 | 0 | 0 | 0 | 0 | 0 | 0 | 0 | 0 | 0 | 0 | 0 | 0 | 0 | 0 | 0 | 0 | 0 | 0 | 0 | 0 | 0 | 0 | 0 | 0 | 0 | 0 | 0 | 0 | 0 | 0 | 0 | 0 | 0 | 0 | 0 |  | 0 | 1.2472 | 1.0068 | 11.5345 | 0 | 7.3309 | 147 | 0 | 0 | 0 | 0 | 0 | 0 | 0 | 0 | 0 | 0 | 0 | 0 | 0 | 0 | 0 |  |  | 329 | #N/A | #N/A | #N/A | #N/A | #N/A | #N/A | 329 | #N/A | #N/A | #N/A | #N/A | #N/A | #N/A | #N/A
|  |  | 0 | 0 | 0 | 0 | 0 | 0 | 0 | 0 | 0 | 0 | 0 | 0 | 0 | 0 | 0 | 0 | 0 | 0 | 0 | 0 | 0 | 0 | 0 | 0 | 0 | 0 | 0 | 0 | 0 | 0 | 0 | 0 | 0 | 0 | 0 | 0 | 0 | 0 | 0 | 0 | 0 | 0 | 0 | 0 | 0 | 0 | 0 | 0 | 0 | 0 | 0 | 0 | 0 | 0 | 0 | 0 | 0 | 0 | 0 | 0 | 0 | 0 |  | 0 | 1.2472 | 1.0068 | 11.5345 | 0 | 7.3309 | 148 | 0 | 0 | 0 | 0 | 0 | 0 | 0 | 0 | 0 | 0 | 0 | 0 | 0 | 0 | 0 |  |  | 330 | #N/A | #N/A | #N/A | #N/A | #N/A | #N/A | 330 | #N/A | #N/A | #N/A | #N/A | #N/A | #N/A | #N/A

## botswana_CSP
OBJECTID | GroupVal | SUM_InstalledCapacity_6h | SUM_ElectGen_0h | SUM_InstalledCapacity_0h | SUM_ElectGen_6h | SUM_ScWater | FIRST_SUM_Area | Shape_Length | Shape_Area | GroupVal_1 | FREQUENCY | SUM_zNEAR_Trans | SUM_zNEAR_Sub | SUM_zNEAR_Road | SUM_zNEAR_CSP | SUM_zNEAR_geothermal | SUM_zNEAR_allRE | SUM_zNEAR_Load | SUM_zNEAR_water | SUM_zRQ_Wm2 | SUM_zSLOPE | SUM_zPOPDEN | SUM_zLULC | SUM_zHumanFootprint | SUM_zcoloc_PV | SUM_zcoloc_wind | SUM_zCF_0h | SUM_zCF_6h | SUM_zTransCost_6h | SUM_zSubCost_6h | SUM_zRoadCost_6h | SUM_zLCOEgen_0h | SUM_zLCOEgen_6h | SUM_zLCOEtotTrans_0h | SUM_zLCOEtotTrans_6h | SUM_zLCOEtotSub_0h | SUM_zLCOEtotSub_6h | SUM_zScSlope | SUM_zScPop | SUM_zScLULC | SUM_zScREloc | SUM_zScREloc_geo | SUM_zScREloc_all | SUM_zScColoc | SUM_zScLoad | SUM_zScRoad | SUM_zScSub | SUM_zScTrans | SUM_zScHumanFootprint | zoneIdentification
1 | 10 | 425 | 1784247.1215 | 750 | 1779716.5337 | 0 | 250 | 624000.0006 | 250000000.45 | 10 | 36 | 0 | 82926.6789 | 5871.3147 | 187899.3511 | 0 | 187899.3511 | 101455.7331 | 40356.4069 | 301.5593 | 0.6162 | 9.4735 | 2.3519 | 23.952 | 0.992 | 0.951 | 0.27157 | 0.47803 | 0 | 4.0268 | 1.2617 | 196.3669 | 210.628 | 0 | 0 | 205.6769 | 215.9165 | 0.87676 | 0.90526 | 0.54936 | 0 | 0 | 0 | 0.9715 | 0.026728 | 0.94129 | 0.17744 | 0 | 0.76048 | A
2 | 1000.0 | 76659.4458 | 324296384.8957 | 135281.375 | 323118699.3932 | 0 | 45093.7917 | 1765749.8087 | 45093791667.6681 | 1000.0 | 1880 | 0 | 253556.897 | 26303.5897 | 394799.3236 | 0 | 394799.3236 | 484191.9342 | 270017.0244 | 304.4627 | 0.22624 | 0.09164 | 2.9442 | 5.2741 | 1 | 0.043166 | 0.27365 | 0.48116 | 0 | 8.4074 | 5.5832 | 194.9602 | 209.3265 | 0 | 0 | 219.5544 | 223.3172 | 0.95475 | 0.99908 | 0.35193 | 0 | 0 | 0 | 0.52158 | 0 | 0.73699 | 0 | 0 | 0.94726 | B
3 | 1001.0 | 67329.5187 | 273345992.4385 | 118816.7976 | 273992384.2267 | 41 | 39605.5992 | 2854615.446 | 39605599201.7101 | 1001.0 | 1649 | 0 | 213315.3353 | 14923.7812 | 196417.2686 | 0 | 196417.2686 | 269400.6602 | 120569.6706 | 289.6647 | 0.16459 | 0.32237 | 2.9922 | 7.4579 | 1 | 0.20177 | 0.26262 | 0.46455 | 0 | 7.6402 | 3.2943 | 202.9531 | 216.6487 | 0 | 0 | 222.2974 | 227.5832 | 0.96708 | 0.99678 | 0.33595 | 0 | 0 | 0 | 0.60088 | 0 | 0.85076 | 0 | 0 | 0.92542 | C
4 | 1002.0 | 4951.8404 | 21165620.5006 | 8738.5419 | 21057694.3212 | 86 | 2912.8473 | 1228713.4334 | 2912847311.9093 | 1002.0 | 144 | 0 | 155370.3095 | 2186.2044 | 114771.6654 | 0 | 114771.6654 | 182670.1336 | 9986.8261 | 308.3223 | 0.28615 | 1.0189 | 2.9697 | 17.43 | 1 | 0 | 0.2765 | 0.48545 | 0 | 5.8251 | 0.46137 | 192.945 | 207.4743 | 0 | 0 | 203.9826 | 213.7607 | 0.94277 | 0.98981 | 0.34343 | 0 | 0 | 0 | 0.5 | 0 | 0.97814 | 0 | 0 | 0.8257 | D
5 | 1003.0 | 18992.4 | 77059251.1134 | 33516 | 77248400.3746 | 0 | 11172 | 3509000.0018 | 11172000000.35 | 1003.0 | 528 | 0 | 158016.4835 | 22499.762 | 114268.6343 | 0 | 113921.4594 | 174724.0668 | 144489.8624 | 289.4597 | 0.20628 | 0.64092 | 2.8363 | 5.7598 | 1 | 0.19023 | 0.26246 | 0.46431 | 0 | 6.1638 | 4.987 | 203.0757 | 216.7599 | 0 | 0 | 222.8116 | 227.9107 | 0.95874 | 0.99359 | 0.38791 | 0 | 0 | 0 | 0.59512 | 7.0943e-06 | 0.775 | 0 | 0 | 0.9424 | E
6 | 1004.0 | 3746.375 | 14854385.6676 | 6611.25 | 14942354.5735 | 0 | 2203.75 | 887000.0004 | 2203750003.5 | 1004.0 | 121 | 0 | 148555.4342 | 11429.9553 | 146324.8155 | 0 | 146324.8155 | 490513.1316 | 50125.1535 | 281.7332 | 0.52556 | 0.33919 | 2.5887 | 8.0909 | 1 | 0 | 0.25649 | 0.45531 | 0 | 6.0235 | 2.5719 | 207.6752 | 220.9364 | 0 | 0 | 222.934 | 229.5318 | 0.89489 | 0.99661 | 0.47045 | 0 | 0 | 0 | 0.5 | 0 | 0.8857 | 0 | 0 | 0.91909 | F
7 | 1005.0 | 3864.95 | 15427507.9856 | 6820.5 | 15503187.367 | 0 | 2273.5 | 3859000.0005 | 2273499999.725 | 1005.0 | 259 | 0 | 272105.3312 | 16851.589 | 212054.4658 | 0 | 212054.4658 | 645036.2955 | 106418.5065 | 283.9328 | 0.53685 | 0.70359 | 2.9198 | 7.4507 | 0.99648 | 0 | 0.25821 | 0.4579 | 0 | 9.3481 | 3.7729 | 206.3191 | 219.709 | 0 | 0 | 229.589 | 232.83 | 0.89263 | 0.99296 | 0.36007 | 0 | 0 | 0 | 0.49824 | 0 | 0.83148 | 0 | 0 | 0.92549 | G
8 | 1006.0 | 734.8243 | 2943892.0902 | 1296.7487 | 2956709.2552 | 16 | 432.2496 | 486006.1868 | 432249576.1933 | 1006.0 | 39 | 0 | 293843.2239 | 27392.0304 | 223953.6522 | 0 | 223953.6522 | 471432.1812 | 11781.0256 | 285.1453 | 0.11464 | 0.18707 | 2.7312 | 7.4842 | 1 | 0 | 0.25916 | 0.45933 | 0 | 9.9072 | 6.1177 | 205.5823 | 219.0413 | 0 | 0 | 233.9881 | 235.0661 | 0.97707 | 0.99813 | 0.42295 | 0 | 0 | 0 | 0.5 | 0 | 0.72608 | 0 | 0 | 0.92516 | H
9 | 1007.0 | 10048.7907 | 44392415.7606 | 17733.1601 | 43962466.92 | 96 | 5911.0534 | 499575.171 | 5911053377.1561 | 1007.0 | 262 | 0 | 178093.0516 | 26539.6313 | 416018.8119 | 0 | 416018.8119 | 496926.0205 | 23847.9974 | 321.4838 | 0.3151 | 0.016358 | 2.3279 | 7.5211 | 1 | 0.99148 | 0.28577 | 0.49942 | 0 | 6.2261 | 5.4636 | 186.8128 | 201.7821 | 0 | 0 | 207.248 | 213.4717 | 0.93698 | 0.99984 | 0.55736 | 0 | 0 | 0 | 0.99574 | 0 | 0.7346 | 0 | 0 | 0.92479 | I
10 | 11 | 425 | 1784247.1215 | 750 | 1779716.5337 | 0 | 250 | 624000.0006 | 250000000.45 | 11 | 36 | 0 | 82926.6789 | 5871.3147 | 187899.3511 | 0 | 187899.3511 | 101455.7331 | 40356.4069 | 301.5593 | 0.6162 | 9.4735 | 2.3519 | 23.952 | 0.992 | 0.951 | 0.27157 | 0.47803 | 0 | 4.0268 | 1.2617 | 196.3669 | 210.628 | 0 | 0 | 205.6769 | 215.9165 | 0.87676 | 0.90526 | 0.54936 | 0 | 0 | 0 | 0.9715 | 0.026728 | 0.94129 | 0.17744 | 0 | 0.76048 | J
11 | 14 | 69.275 | 284569.5243 | 122.25 | 284747.824 | 0 | 40.75 | 131000.0004 | 40749999.6 | 14 | 7 | 0 | 85462.8974 | 6579.228 | 191740.0064 | 0 | 191740.0064 | 159768.5636 | 40727.3594 | 293.7085 | 0.18737 | 0.44785 | 2.681 | 11.0736 | 1 | 0 | 0.26573 | 0.46922 | 0 | 4.1708 | 1.4354 | 200.5931 | 214.5015 | 0 | 0 | 210.4925 | 220.1077 | 0.96253 | 0.99552 | 0.43967 | 0 | 0 | 0 | 0.5 | 0 | 0.93421 | 0.14903 | 0 | 0.88926 | K
12 | 15 | 69.275 | 284569.5243 | 122.25 | 284747.824 | 0 | 40.75 | 131000.0004 | 40749999.6 | 15 | 7 | 0 | 85462.8974 | 6579.228 | 191740.0064 | 0 | 191740.0064 | 159768.5636 | 40727.3594 | 293.7085 | 0.18737 | 0.44785 | 2.681 | 11.0736 | 1 | 0 | 0.26573 | 0.46922 | 0 | 4.1708 | 1.4354 | 200.5931 | 214.5015 | 0 | 0 | 210.4925 | 220.1077 | 0.96253 | 0.99552 | 0.43967 | 0 | 0 | 0 | 0.5 | 0 | 0.93421 | 0.14903 | 0 | 0.88926 | L
13 | 18 | 282.625 | 1137120.1547 | 498.75 | 1141339.4435 | 0 | 166.25 | 449000.0004 | 166250000.3 | 18 | 26 | 0 | 313112.5728 | 5014.4506 | 244902.2865 | 0 | 244902.2865 | 679442.3134 | 141902.2836 | 286.572 | 0.4766 | 1.3429 | 2.6443 | 12.4527 | 1 | 0 | 0.26027 | 0.461 | 0 | 10.3929 | 1.1119 | 204.7179 | 218.2576 | 0 | 0 | 225.0952 | 229.7624 | 0.90468 | 0.98657 | 0.4519 | 0 | 0 | 0 | 0.5 | 0 | 0.94986 | 0 | 0 | 0.87547 | M
14 | 22 | 89.25 | 357652.9931 | 157.5 | 359195.8439 | 0 | 52.5 | 155000.0004 | 52500000.35 | 22 | 9 | 0 | 321612.8274 | 5586.3102 | 249533.6894 | 0 | 249533.6894 | 684306.9529 | 111971.9548 | 285.2286 | 0.22815 | 0.56667 | 2.9381 | 12.4762 | 1 | 0 | 0.25923 | 0.45943 | 0 | 10.6592 | 1.2446 | 205.5236 | 218.9887 | 0 | 0 | 226.6209 | 230.8926 | 0.95437 | 0.99433 | 0.35397 | 0 | 0 | 0 | 0.5 | 0 | 0.94414 | 0 | 0 | 0.87524 | N
15 | 24 | 55.25 | 221039.3194 | 97.5 | 222047.8362 | 0 | 32.5 | 106999.9986 | 32499999.95 | 24 | 7 | 0 | 352808.2614 | 3898.2638 | 273372.1728 | 0 | 273372.1728 | 706722.4845 | 104193.0387 | 284.6821 | 0.45733 | 0.64615 | 2.7538 | 11.3077 | 0.93846 | 0 | 0.2588 | 0.45879 | 0 | 11.5206 | 0.86832 | 205.8584 | 219.292 | 0 | 0 | 227.8204 | 231.6808 | 0.90853 | 0.99354 | 0.41538 | 0 | 0 | 0 | 0.46923 | 0 | 0.96102 | 0 | 0 | 0.88692 | O
16 | 28 | 141.95 | 563879.9841 | 250.5 | 567059.7238 | 0 | 83.5 | 211000.0002 | 83500000.3 | 28 | 16 | 0 | 341984.7283 | 30635.6735 | 264762.8199 | 0 | 264762.8199 | 694025.225 | 71455.9621 | 282.3407 | 0.47192 | 0.23054 | 2.9731 | 1.4611 | 1 | 0 | 0.25697 | 0.45603 | 0 | 11.2951 | 6.8799 | 207.2973 | 220.5947 | 0 | 0 | 239.5525 | 238.7696 | 0.90562 | 0.99769 | 0.34232 | 0 | 0 | 0 | 0.5 | 0 | 0.69364 | 0 | 0 | 0.98539 | P
17 | 3.1.1 | 324.026 | 1387144.4769 | 571.8105 | 1379765.7461 | 0 | 190.6035 | 390623.6725 | 190603513.1474 | 3.1.1 | 25 | 0 | 87031.5821 | 13910.8938 | 155011.9415 | 0 | 155011.9415 | 67111.5548 | 73034.2399 | 308.9138 | 1.0501 | 20.5013 | 2.8925 | 26.5814 | 1 | 1 | 0.27693 | 0.4861 | 0 | 4.0663 | 2.9322 | 192.6436 | 207.1966 | 0 | 0 | 204.9291 | 214.1951 | 0.78999 | 0.79499 | 0.36917 | 0 | 0 | 0 | 1 | 0.32888 | 0.86089 | 0.12968 | 0 | 0.73419 | Q
18 | 3.1.11 | 570.775 | 2326899.6182 | 1007.25 | 2330966.1378 | 0 | 335.75 | 503999.9991 | 335749999.525 | 3.1.11 | 27 | 0 | 36438.3958 | 3062.136 | 49128.6167 | 0 | 49128.6167 | 123431.9501 | 73247.7492 | 291.06 | 0.6663 | 5.1675 | 2.1459 | 20.1303 | 1 | 0 | 0.26372 | 0.46619 | 0 | 2.8879 | 0.67213 | 202.093 | 215.87 | 0 | 0 | 208.386 | 219.4299 | 0.86674 | 0.94832 | 0.61802 | 0 | 0 | 0 | 0.5 | 0 | 0.96938 | 0.63562 | 0 | 0.7987 | R
19 | 3.1.19 | 631.125 | 2537174.3037 | 1113.75 | 2546905.0612 | 11 | 371.25 | 371999.9988 | 371249999.1 | 3.1.19 | 25 | 0 | 110284.1858 | 1677.8572 | 113439.6113 | 0 | 113439.6113 | 110407.3822 | 11407.2273 | 286.2924 | 0.68865 | 4.1128 | 2.4223 | 21.1179 | 1 | 0 | 0.26005 | 0.46067 | 0 | 4.9189 | 0.37262 | 204.8841 | 218.4086 | 0 | 0 | 214.2578 | 223.7001 | 0.86227 | 0.95887 | 0.5259 | 0 | 0 | 0 | 0.5 | 0.0055478 | 0.98322 | 0.007598 | 0 | 0.78882 | S
20 | 3.1.2 | 666.4 | 2719717.9894 | 1176 | 2724029.505 | 0 | 392 | 523999.9992 | 391999999.95 | 3.1.2 | 34 | 0 | 57834.9461 | 10925.5071 | 46108.1921 | 0 | 46108.1921 | 100712.0218 | 84368.1867 | 291.4394 | 0.67317 | 1.3501 | 2.3852 | 8.9018 | 1 | 0.15051 | 0.26401 | 0.46663 | 0 | 3.4561 | 2.3975 | 201.8756 | 215.6719 | 0 | 0 | 212.2219 | 221.5255 | 0.86537 | 0.9865 | 0.53827 | 0.019202 | 0 | 0.019202 | 0.57526 | 0.060077 | 0.89074 | 0.42165 | 0 | 0.91098 | T
21 | 3.1.22 | 433.0908 | 1735240.9576 | 764.278 | 1742770.342 | 0 | 254.7593 | 543581.4369 | 254759320.4468 | 3.1.22 | 30 | 0 | 53503.1358 | 4073.1156 | 43508.7443 | 0 | 43508.7443 | 45211.0026 | 48935.213 | 285.1758 | 1.0252 | 2.6143 | 2.1411 | 15.3474 | 1 | 0 | 0.25918 | 0.45936 | 0 | 3.394 | 0.90681 | 205.5606 | 219.0218 | 0 | 0 | 213.183 | 223.3227 | 0.79496 | 0.97386 | 0.61964 | 0.00035195 | 0 | 0.00035195 | 0.5 | 0.54789 | 0.95927 | 0.46497 | 0 | 0.84653 | U
22 | 3.1.23 | 401.7883 | 1667844.3118 | 709.0382 | 1666335.8968 | 0 | 236.3461 | 424582.0695 | 236346056.9345 | 3.1.23 | 26 | 0 | 15465.8344 | 3661.9013 | 98127.8483 | 0 | 98127.8483 | 13052.9541 | 24513.1282 | 297.4339 | 0.73814 | 4.298 | 2.2783 | 18.4261 | 0.99154 | 0 | 0.26852 | 0.47344 | 0 | 2.2926 | 0.79279 | 198.5468 | 212.6294 | 0 | 0 | 203.9869 | 215.7148 | 0.85237 | 0.95702 | 0.57389 | 0 | 0 | 0 | 0.49577 | 0.86947 | 0.96338 | 0.84534 | 0 | 0.81574 | V
23 | 3.1.24 | 749.275 | 3101358.546 | 1322.25 | 3099851.5457 | 0 | 440.75 | 881000.0025 | 440750001.5 | 3.1.24 | 46 | 0 | 55940.2012 | 18425.185 | 113577.785 | 0 | 113577.785 | 96360.703 | 87109.9691 | 296.4068 | 0.57871 | 0.65887 | 2.1788 | 4.9621 | 0.99546 | 0.94385 | 0.26775 | 0.47228 | 0 | 3.3651 | 3.9949 | 199.1095 | 213.1444 | 0 | 0 | 212.0918 | 220.5044 | 0.88426 | 0.99341 | 0.60707 | 0 | 0 | 0 | 0.96965 | 0.05998 | 0.81575 | 0.4406 | 0 | 0.95038 | W
24 | 3.1.26 | 1039.975 | 4157537.7232 | 1835.25 | 4176975.2563 | 0 | 611.75 | 215999.9996 | 611749998.9 | 3.1.26 | 31 | 0 | 25358.6269 | 529.0196 | 22009.3426 | 0 | 22009.3426 | 195391.943 | 59772.4392 | 284.4398 | 0.45695 | 0.28484 | 2.49 | 13.3408 | 1 | 0 | 0.2586 | 0.4585 | 0 | 2.6366 | 0.11833 | 206.0145 | 219.4326 | 0 | 0 | 210.899 | 222.1875 | 0.90861 | 0.99715 | 0.50334 | 0.19897 | 0 | 0.19897 | 0.5 | 0 | 0.99471 | 0.74641 | 0 | 0.86659 | X
25 | 3.1.29 | 931.175 | 3782909.275 | 1643.25 | 3791482.5853 | 0 | 547.75 | 1039000.001 | 547750001.75 | 3.1.29 | 58 | 0 | 33635.5769 | 1751.7917 | 53961.4085 | 0 | 53961.4085 | 75378.8825 | 82754.1694 | 289.8565 | 0.93201 | 1.5842 | 2.2634 | 15.0201 | 0.99635 | 0.2241 | 0.2628 | 0.46481 | 0 | 2.8223 | 0.38554 | 202.7875 | 216.5025 | 0 | 0 | 208.4613 | 219.7104 | 0.8136 | 0.98416 | 0.57888 | 0 | 0 | 0 | 0.61022 | 0.24644 | 0.98248 | 0.66364 | 0 | 0.8498 | Y
26 | 3.1.31 | 687.225 | 2819661.8012 | 1212.75 | 2821919.1814 | 0 | 404.25 | 177000 | 404250000.6 | 3.1.31 | 17 | 0 | 99564.305 | 9619.0112 | 63944.9843 | 0 | 63944.9843 | 208532.9803 | 112712.262 | 293.2943 | 0.16992 | 0.11936 | 2.9375 | 8.18 | 1 | 0 | 0.26541 | 0.46875 | 0 | 4.5502 | 2.1009 | 200.827 | 214.715 | 0 | 0 | 212.574 | 221.3661 | 0.96602 | 0.99881 | 0.35415 | 0 | 0 | 0 | 0.5 | 0 | 0.90381 | 0.063486 | 0 | 0.9182 | Z
27 | 3.1.32 | 529.55 | 2113857.4184 | 934.5 | 2124214.526 | 0 | 311.5 | 133999.9998 | 311499998.6 | 3.1.32 | 13 | 0 | 114598.7497 | 41636.7364 | 84783.6047 | 0 | 84783.6047 | 250287.008 | 96249.4717 | 283.942 | 0.13525 | 0.017657 | 2.8997 | 1.0353 | 1 | 0 | 0.25822 | 0.45792 | 0 | 5.0657 | 9.3104 | 206.3075 | 219.6991 | 0 | 0 | 231.8021 | 234.0752 | 0.97295 | 0.99982 | 0.36677 | 0 | 0 | 0 | 0.5 | 0 | 0.58363 | 0 | 0 | 0.98965 | AA
28 | 3.1.33 | 302.175 | 1255356.2516 | 533.25 | 1254073.672 | 0 | 177.75 | 411999.9983 | 177749999.325 | 3.1.33 | 24 | 0 | 95432.9844 | 2634.9454 | 85148.2184 | 0 | 85148.2184 | 111840.8779 | 98098.4797 | 297.7239 | 0.51924 | 2.0102 | 2.1997 | 14.1059 | 1 | 1 | 0.26874 | 0.47376 | 0 | 4.3926 | 0.56956 | 198.3896 | 212.4854 | 0 | 0 | 207.1375 | 217.4476 | 0.89615 | 0.9799 | 0.6001 | 0 | 0 | 0 | 1 | 0.0045702 | 0.97365 | 0.078042 | 0 | 0.85894 | AB
29 | 3.1.35 | 384.2 | 1554706.5323 | 678 | 1559138.3425 | 0 | 226 | 357000 | 225999999.8 | 3.1.35 | 20 | 0 | 85602.7796 | 1986.2126 | 97523.5873 | 0 | 97523.5873 | 96947.4639 | 30719.9485 | 288.5154 | 0.67936 | 4.8993 | 2.2113 | 18.5642 | 1 | 0 | 0.26177 | 0.46326 | 0 | 4.2284 | 0.43959 | 203.5683 | 217.213 | 0 | 0 | 211.8296 | 221.8809 | 0.86413 | 0.95101 | 0.59624 | 0 | 0 | 0 | 0.5 | 0.039414 | 0.98014 | 0.14397 | 0 | 0.81436 | AC
30 | 3.1.36 | 297.075 | 1243935.6285 | 524.25 | 1241244.9604 | 2 | 174.75 | 412999.9999 | 174749999.625 | 3.1.36 | 28 | 0 | 37035.0414 | 2336.1214 | 109452.5677 | 0 | 109452.5677 | 28410.279 | 22259.7352 | 300.591 | 0.70208 | 7.5308 | 2.2798 | 19.2536 | 1 | 0 | 0.27087 | 0.47697 | 0 | 2.839 | 0.50155 | 196.8636 | 211.0853 | 0 | 0 | 202.7462 | 214.4259 | 0.85958 | 0.92469 | 0.57339 | 0 | 0 | 0 | 0.5 | 0.7159 | 0.97664 | 0.62965 | 0 | 0.80746 | AD
31 | 3.1.37 | 459.7346 | 1835633.0266 | 811.2963 | 1844556.6331 | 10 | 270.4321 | 253978.4583 | 270432112.2247 | 3.1.37 | 16 | 0 | 118423.3668 | 1193.3714 | 105528.3095 | 0 | 105528.3095 | 100504.9543 | 7948.9337 | 284.0259 | 0.67167 | 2.4417 | 2.2673 | 22.1175 | 1 | 0 | 0.25829 | 0.45802 | 0 | 5.1689 | 0.26696 | 206.2566 | 219.6529 | 0 | 0 | 215.896 | 225.0887 | 0.86567 | 0.97558 | 0.57756 | 0 | 0 | 0 | 0.5 | 0.026911 | 0.98807 | 0 | 0 | 0.77882 | AE
32 | 3.1.38 | 430.7467 | 1720570.3607 | 760.1412 | 1728831.6649 | 0 | 253.3804 | 637995.3643 | 253380388.9471 | 3.1.38 | 37 | 0 | 17907.7798 | 1285.5819 | 14662.0262 | 0 | 14662.0262 | 18116.5497 | 65632.2015 | 284.1647 | 1.0237 | 3.993 | 2.4213 | 17.4807 | 1 | 0 | 0.25839 | 0.45817 | 0 | 2.4367 | 0.28795 | 206.1849 | 219.5868 | 0 | 0 | 211.0168 | 222.3115 | 0.79526 | 0.96007 | 0.52624 | 0.47989 | 0 | 0.47989 | 0.5 | 0.81883 | 0.98714 | 0.82092 | 0 | 0.82519 | AF
33 | 3.1.5 | 661.3 | 2740692.5188 | 1167 | 2738853.7134 | 22 | 389 | 923999.9984 | 388999998.9 | 3.1.5 | 57 | 0 | 34870.8001 | 14241.2126 | 91005.0456 | 0 | 91005.0456 | 27684.8219 | 13483.2064 | 296.8578 | 0.72749 | 3.4608 | 2.2796 | 11.2249 | 1 | 0 | 0.26809 | 0.47279 | 0 | 2.8074 | 3.0868 | 198.859 | 212.9154 | 0 | 0 | 209.2547 | 218.8096 | 0.8545 | 0.96539 | 0.57348 | 0 | 0 | 0 | 0.5 | 0.72315 | 0.85759 | 0.65129 | 0 | 0.88775 | AG
34 | 3.1.6 | 1157.7 | 4793747.8005 | 2043 | 4791147.2693 | 0 | 681 | 323000 | 681000003.05 | 3.1.6 | 32 | 0 | 103732.7826 | 4309.283 | 87694.3854 | 0 | 87694.3854 | 100441.9 | 79222.0096 | 296.5412 | 0.37212 | 0.35807 | 2.2 | 11.266 | 1 | 0.17254 | 0.26786 | 0.47243 | 0 | 4.6237 | 0.93396 | 199.03 | 213.0721 | 0 | 0 | 208.8323 | 218.6297 | 0.92558 | 0.99642 | 0.59999 | 0 | 0 | 0 | 0.58627 | 0.043876 | 0.95691 | 0.035629 | 0 | 0.88734 | AH
35 | 3.1.7 | 966.025 | 3914959.4487 | 1704.75 | 3925248.4491 | 0 | 568.25 | 380000.0004 | 568250000.95 | 3.1.7 | 32 | 0 | 46106.1663 | 2394.1636 | 26434.5248 | 0 | 26434.5248 | 176447.3127 | 78934.6137 | 289.0313 | 0.43068 | 0 | 2.3779 | 11.4496 | 1 | 0 | 0.26216 | 0.46385 | 0 | 3.1627 | 0.53118 | 203.2782 | 216.9482 | 0 | 0 | 209.8149 | 220.642 | 0.91386 | 1 | 0.5407 | 0.18785 | 0 | 0.18785 | 0.5 | 0 | 0.97606 | 0.53894 | 0 | 0.8855 | AI
36 | 3.1.8 | 504.475 | 2034382.5856 | 890.25 | 2041230.8362 | 0 | 296.75 | 631999.9998 | 296749999.85 | 3.1.8 | 36 | 0 | 47236.0036 | 6698.0402 | 95320.5868 | 0 | 95320.5868 | 125168.6792 | 112312.3054 | 287.3665 | 0.53694 | 0.4498 | 2.3198 | 10.9574 | 1 | 0.12384 | 0.26087 | 0.4619 | 0 | 3.2052 | 1.4749 | 204.2789 | 217.856 | 0 | 0 | 212.5624 | 222.5361 | 0.89261 | 0.9955 | 0.56006 | 0 | 0 | 0 | 0.56192 | 0 | 0.93302 | 0.52764 | 0 | 0.89043 | AJ
37 | 3.1.9 | 947.75 | 3857743.9451 | 1672.5 | 3865372.1716 | 0 | 557.5 | 1206000.0006 | 557500000.2 | 3.1.9 | 58 | 0 | 38657.7335 | 7823.7999 | 46709.0405 | 0 | 46709.0405 | 36303.882 | 33292.5296 | 290.5265 | 0.80225 | 2.7376 | 2.3756 | 13.8795 | 1 | 0 | 0.26331 | 0.46558 | 0 | 2.9518 | 1.7215 | 202.4018 | 216.1512 | 0 | 0 | 210.6656 | 220.8245 | 0.83955 | 0.97262 | 0.54145 | 0.011317 | 0 | 0.011317 | 0.5 | 0.63696 | 0.92176 | 0.61342 | 0 | 0.86121 | AK
38 | 3_1.2.1 | 310.3335 | 1256883.9907 | 547.6473 | 1260304.7322 | 15 | 182.5491 | 187684.8395 | 182549113.447 | 3_1.2.1 | 15 | 0 | 119528.8758 | 3553.0734 | 124239.0632 | 0 | 124239.0632 | 130590.456 | 2597.0178 | 288.8088 | 0.50824 | 3.1026 | 2.3706 | 21.4329 | 1 | 0 | 0.26199 | 0.4636 | 0 | 5.1362 | 0.78515 | 203.3947 | 217.0553 | 0 | 0 | 213.8729 | 222.9767 | 0.89835 | 0.96897 | 0.54312 | 0 | 0 | 0 | 0.5 | 0 | 0.96447 | 0 | 0 | 0.78567 | AL
39 | 3_2.2.1 | 958.7409 | 4032923.5139 | 1691.8957 | 4021545.2097 | 0 | 563.9652 | 1262414.9181 | 563965246.8267 | 3_2.2.1 | 69 | 0 | 55109.2872 | 4438.4993 | 130089.1934 | 0 | 130089.1934 | 42480.1488 | 50850.948 | 302.2791 | 0.92536 | 8.7053 | 2.5191 | 19.8792 | 0.99645 | 0.51371 | 0.27211 | 0.47884 | 0 | 3.2974 | 0.94909 | 195.9842 | 210.2769 | 0 | 0 | 203.4569 | 214.5234 | 0.81493 | 0.91295 | 0.49364 | 0 | 0 | 0 | 0.75508 | 0.5752 | 0.95562 | 0.44891 | 0 | 0.80121 | AM
40 | 3_2.2.10 | 1007.675 | 4150249.9943 | 1778.25 | 4151248.1962 | 0 | 592.75 | 502000.0003 | 592750000.025 | 3_2.2.10 | 36 | 0 | 80683.2944 | 1123.1401 | 52795.8799 | 0 | 52795.8799 | 143856.3643 | 106733.8145 | 294.6407 | 0.77239 | 0.11092 | 2.405 | 12.6221 | 1 | 0.41291 | 0.26643 | 0.47028 | 0 | 4.0347 | 0.24532 | 200.0813 | 214.0333 | 0 | 0 | 207.6364 | 218.3134 | 0.84552 | 0.99889 | 0.53167 | 0 | 0 | 0 | 0.70645 | 0 | 0.98877 | 0.19489 | 0 | 0.87378 | AN
41 | 3_2.2.11 | 1714.45 | 6993145.0623 | 3025.5 | 7004805.9536 | 0 | 1008.5 | 510999.999 | 1008499997 | 3_2.2.11 | 46 | 0 | 55331.9177 | 10263.832 | 37410.94 | 0 | 37410.94 | 220061.2548 | 74788.736 | 291.248 | 0.23005 | 0.0014874 | 2.6376 | 7.593 | 1 | 0 | 0.26386 | 0.46641 | 0 | 3.3909 | 2.2531 | 201.9865 | 215.7728 | 0 | 0 | 211.9631 | 221.4169 | 0.95399 | 0.99999 | 0.45414 | 0.057443 | 0 | 0.057443 | 0.5 | 0 | 0.89736 | 0.44668 | 0 | 0.92407 | AO
42 | 3_2.2.12 | 4573.5103 | 18814982.9555 | 8070.9005 | 18822683.7547 | 9 | 2690.3002 | 2625210.0564 | 2690300168.1852 | 3_2.2.12 | 178 | 0 | 69873.3428 | 5142.8459 | 69881.0176 | 0 | 69881.0176 | 82047.1712 | 61275.2683 | 294.2302 | 0.53871 | 1.5892 | 2.2367 | 12.5445 | 0.99926 | 0.05873 | 0.26612 | 0.46982 | 0 | 3.7518 | 1.1209 | 200.3032 | 214.2366 | 0 | 0 | 208.9055 | 219.1093 | 0.89226 | 0.98411 | 0.58777 | 0 | 0 | 0 | 0.52899 | 0.25389 | 0.94857 | 0.32271 | 0 | 0.87456 | AP
43 | 3_2.2.13 | 1447.975 | 5804397.9942 | 2555.25 | 5829150.1875 | 0 | 851.75 | 1625999.9957 | 851749999.675 | 3_2.2.13 | 79 | 0 | 45634.0536 | 3984.0283 | 45917.7105 | 0 | 45917.7105 | 44612.7447 | 71920.515 | 285.3394 | 0.90164 | 1.7635 | 2.1413 | 13.677 | 1 | 0.014089 | 0.25931 | 0.45956 | 0 | 3.1792 | 0.88779 | 205.459 | 218.93 | 0 | 0 | 212.6667 | 222.997 | 0.81967 | 0.98236 | 0.61957 | 0.028381 | 0 | 0.028381 | 0.50704 | 0.55387 | 0.96016 | 0.54366 | 0 | 0.86323 | AQ
44 | 3_2.2.14 | 2061.25 | 8470227.4506 | 3637.5 | 8475097.2412 | 0 | 1212.5 | 1307999.9992 | 1212499999.35 | 3_2.2.14 | 76 | 0 | 74127.1306 | 3337.5292 | 56056.2711 | 0 | 56056.2711 | 156404.5504 | 87171.255 | 293.8339 | 1.1455 | 4.4329 | 2.1742 | 16.903 | 1 | 0.42763 | 0.26582 | 0.46936 | 0 | 3.8683 | 0.72837 | 200.5257 | 214.4398 | 0 | 0 | 208.6422 | 219.0365 | 0.77089 | 0.95567 | 0.60861 | 0 | 0 | 0 | 0.71381 | 0 | 0.96662 | 0.25873 | 0 | 0.83097 | AR
45 | 3_2.2.15 | 1606.075 | 6530907.2272 | 2834.25 | 6544785.4305 | 0 | 944.75 | 1363000.0018 | 944750000.45 | 3_2.2.15 | 75 | 0 | 60162.8066 | 1247.4086 | 76032.3438 | 0 | 76032.3438 | 117297.6114 | 46385.0435 | 290.1839 | 0.72351 | 3.6563 | 2.1974 | 17.2553 | 0.99788 | 0 | 0.26305 | 0.46518 | 0 | 3.5286 | 0.27442 | 202.5991 | 216.3309 | 0 | 0 | 209.3243 | 220.1339 | 0.8553 | 0.96344 | 0.60087 | 0 | 0 | 0 | 0.49894 | 0.0011695 | 0.98753 | 0.39869 | 0 | 0.82745 | AS
46 | 3_2.2.16 | 2426.75 | 9831328.5881 | 4282.5 | 9857678.4596 | 0 | 1427.5 | 1652000.0018 | 1427499999.5 | 3_2.2.16 | 95 | 0 | 36011.9945 | 2739.8806 | 24319.0927 | 0 | 24319.0927 | 121257.7307 | 106799.7797 | 288.9044 | 0.76297 | 4.8674 | 2.1925 | 17.4518 | 1 | 0 | 0.26207 | 0.46371 | 0 | 2.8921 | 0.60508 | 203.3403 | 217.0056 | 0 | 0 | 209.5282 | 220.5028 | 0.84741 | 0.95133 | 0.60251 | 0.18736 | 0 | 0.18736 | 0.5 | 0.019904 | 0.9726 | 0.63988 | 0 | 0.82548 | AT
47 | 3_2.2.17 | 2609.5 | 10347654.6538 | 4605 | 10408784.8987 | 0 | 1535 | 697999.9996 | 1534999997.5 | 3_2.2.17 | 85 | 0 | 70858.6346 | 32295.9139 | 65354.7584 | 0 | 65354.7584 | 256160.9919 | 49802.0019 | 281.7652 | 0.23265 | 0.064658 | 2.6787 | 4.9713 | 1 | 0 | 0.25651 | 0.45534 | 0 | 3.8993 | 7.264 | 207.6572 | 220.9199 | 0 | 0 | 227.4746 | 232.0832 | 0.95347 | 0.99935 | 0.44045 | 0 | 0 | 0 | 0.5 | 0 | 0.67704 | 0.32388 | 0 | 0.95029 | AU
48 | 3_2.2.18 | 982.175 | 3974334.8758 | 1733.25 | 3985685.1663 | 0 | 577.75 | 1169999.9998 | 577750000.4 | 3_2.2.18 | 64 | 0 | 21984.9689 | 3610.0421 | 46392.9846 | 0 | 46392.9846 | 57960.7609 | 73030.5404 | 288.5033 | 0.7525 | 2.7561 | 2.2046 | 14.8911 | 1 | 0.053224 | 0.26176 | 0.46324 | 0 | 2.5188 | 0.79839 | 203.5755 | 217.2195 | 0 | 0 | 209.4464 | 220.5367 | 0.8495 | 0.97244 | 0.59846 | 0.0022403 | 0 | 0.0022403 | 0.52661 | 0.42039 | 0.9639 | 0.78015 | 0 | 0.85109 | AV
49 | 3_2.2.19 | 974.1 | 4042279.3083 | 1719 | 4038806.8743 | 0 | 573 | 200000.0002 | 572999998.85 | 3_2.2.19 | 24 | 0 | 65934.4491 | 4942.1496 | 33206.5358 | 0 | 33206.5358 | 182972.578 | 100064.6115 | 297.3208 | 0.25803 | 0.24564 | 2.732 | 10.178 | 1 | 0 | 0.26844 | 0.47331 | 0 | 3.6207 | 1.068 | 198.6067 | 212.6844 | 0 | 0 | 206.8734 | 217.3731 | 0.94839 | 0.99754 | 0.42268 | 0.046311 | 0 | 0.046311 | 0.5 | 0 | 0.95058 | 0.34066 | 0 | 0.89822 | AW
50 | 3_2.2.2 | 712.725 | 2944526.2303 | 1257.75 | 2943904.6802 | 0 | 419.25 | 275000.0016 | 419250000.9 | 3_2.2.2 | 20 | 0 | 80238.3914 | 5668.99 | 47135.1543 | 0 | 47135.1543 | 196695.8996 | 104157.2953 | 295.7304 | 0.21997 | 0.47108 | 2.7657 | 9.7776 | 1 | 0 | 0.26725 | 0.47152 | 0 | 4.0125 | 1.2313 | 199.4727 | 213.4773 | 0 | 0 | 208.7246 | 218.7211 | 0.95601 | 0.99529 | 0.41145 | 0 | 0 | 0 | 0.5 | 0 | 0.94331 | 0.20109 | 0 | 0.90222 | AX
51 | 3_2.2.20 | 1547 | 6366489.7789 | 2730 | 6368760.8247 | 0 | 910 | 563000 | 910000004.75 | 3_2.2.20 | 44 | 0 | 40016.0165 | 1246.3445 | 16510.8111 | 0 | 16510.8111 | 194136.1164 | 79038.905 | 294.3589 | 0.28491 | 0.55 | 2.4849 | 12.706 | 1 | 0 | 0.26622 | 0.46996 | 0 | 2.9595 | 0.2714 | 200.235 | 214.174 | 0 | 0 | 205.9383 | 217.4049 | 0.94302 | 0.9945 | 0.50504 | 0.39658 | 0 | 0.39658 | 0.5 | 0 | 0.98754 | 0.59984 | 0 | 0.87294 | AY
52 | 3_2.2.21 | 1790.1 | 7491796.8627 | 3159 | 7476147.1004 | 0 | 1053 | 1184000.0002 | 1053000002.3 | 3_2.2.21 | 71 | 0 | 106748.0423 | 3620.4751 | 78254.3643 | 0 | 78254.3643 | 173201.5533 | 86396.7315 | 300.4031 | 1.3909 | 6.1927 | 2.4224 | 19.3937 | 1 | 0.70418 | 0.27073 | 0.47676 | 0 | 4.6605 | 0.77723 | 196.9631 | 211.1766 | 0 | 0 | 206.539 | 216.6144 | 0.72182 | 0.93807 | 0.52588 | 0 | 0 | 0 | 0.85209 | 0 | 0.9638 | 0.017023 | 0 | 0.80606 | AZ
53 | 3_2.2.22 | 3503.7 | 14487220.4418 | 6183 | 14482384.6963 | 0 | 2061 | 845999.9994 | 2060999992.9 | 3_2.2.22 | 90 | 0 | 109005.8472 | 8822.3757 | 57445.6518 | 0 | 57445.6518 | 172048.2417 | 140448.7909 | 296.0305 | 0.34408 | 1.3187 | 2.5364 | 10.2591 | 1 | 0.96288 | 0.26747 | 0.47186 | 0 | 4.7685 | 1.9149 | 199.3093 | 213.3277 | 0 | 0 | 211.0999 | 220.0111 | 0.93118 | 0.98681 | 0.48787 | 0 | 0 | 0 | 0.98144 | 0 | 0.91178 | 0.017897 | 0 | 0.89741 | BA
54 | 3_2.2.23 | 2839.85 | 11777135.0997 | 5011.5 | 11768117.7149 | 0 | 1670.5 | 627000.0012 | 1670500003.85 | 3_2.2.23 | 72 | 0 | 113499.3387 | 5726.0052 | 63447.1278 | 0 | 63447.1278 | 171685.4926 | 131854.0733 | 297.0918 | 0.2272 | 1.1188 | 2.6428 | 11.1987 | 1 | 0.70398 | 0.26827 | 0.47305 | 0 | 4.8748 | 1.2408 | 198.7329 | 212.7998 | 0 | 0 | 209.5176 | 218.9155 | 0.95456 | 0.98881 | 0.45241 | 0 | 0 | 0 | 0.85199 | 0 | 0.94274 | 0.0070168 | 0 | 0.88801 | BB
55 | 3_2.2.24 | 4825.025 | 20187371.1687 | 8514.75 | 20146063.3888 | 0 | 2838.25 | 439999.9978 | 2838249995.85 | 3_2.2.24 | 116 | 0 | 104297.2432 | 6584.5537 | 60674.7073 | 0 | 60674.7073 | 151355.9165 | 119461.9391 | 300.2949 | 0.20805 | 0.29394 | 2.6664 | 10.1086 | 1 | 0.87889 | 0.27065 | 0.47664 | 0 | 4.5979 | 1.4143 | 197.0204 | 211.2292 | 0 | 0 | 207.6086 | 217.2415 | 0.95839 | 0.99706 | 0.44455 | 0 | 0 | 0 | 0.93944 | 0 | 0.93415 | 0.0706 | 0 | 0.89891 | BC
56 | 3_2.2.25 | 564.4 | 2313114.0402 | 996 | 2315348.6896 | 0 | 332 | 346000.0002 | 332000001 | 3_2.2.25 | 21 | 0 | 35913.6274 | 12366.4982 | 65187.6109 | 0 | 65187.6109 | 74477.4146 | 51292.8554 | 292.8994 | 0.40679 | 1.1145 | 2.1077 | 8.1265 | 1 | 0 | 0.26511 | 0.4683 | 0 | 2.8615 | 2.703 | 201.0471 | 214.9161 | 0 | 0 | 210.8761 | 220.4806 | 0.91864 | 0.98886 | 0.63077 | 0 | 0 | 0 | 0.5 | 0.25523 | 0.87634 | 0.64086 | 0 | 0.91873 | BD
57 | 3_2.2.26 | 1492.6 | 5981537.0638 | 2634 | 6007307.6977 | 0 | 878 | 352000.0002 | 877999997.5001 | 3_2.2.26 | 38 | 0 | 71660.1676 | 35592.7919 | 59847.0094 | 0 | 59847.0094 | 249846.8854 | 60548.0448 | 285.2425 | 0.17248 | 0 | 2.7708 | 1.672 | 1 | 0 | 0.25923 | 0.45944 | 0 | 3.8854 | 7.9317 | 205.5182 | 218.9836 | 0 | 0 | 226.4621 | 230.8007 | 0.9655 | 1 | 0.40974 | 0 | 0 | 0 | 0.5 | 0 | 0.64407 | 0.28418 | 0 | 0.98328 | BE
58 | 3_2.2.27 | 693.6 | 2920807.8875 | 1224 | 2912108.6944 | 0 | 408 | 1047999.9979 | 408000000.125 | 3_2.2.27 | 58 | 0 | 61581.646 | 7707.5601 | 139519.9886 | 0 | 139519.9886 | 63339.2781 | 57586.4235 | 302.6933 | 0.67662 | 6.6029 | 2.4173 | 18.174 | 1 | 0.69853 | 0.27241 | 0.47929 | 0 | 3.4603 | 1.6429 | 195.7812 | 210.0892 | 0 | 0 | 204.7583 | 215.1924 | 0.86468 | 0.93397 | 0.52757 | 0 | 0 | 0 | 0.84926 | 0.37094 | 0.92292 | 0.38418 | 0 | 0.81826 | BF
59 | 3_2.2.28 | 801.125 | 3299084.5904 | 1413.75 | 3299945.5833 | 0 | 471.25 | 566999.998 | 471249998.25 | 3_2.2.28 | 33 | 0 | 84633.2894 | 1913.2961 | 85903.3453 | 0 | 85903.3453 | 148658.2861 | 39098.7152 | 294.5894 | 0.6208 | 6.4473 | 2.1066 | 19.367 | 1 | 0 | 0.26639 | 0.47022 | 0 | 4.1397 | 0.41669 | 200.1068 | 214.0569 | 0 | 0 | 208.1497 | 218.6133 | 0.87584 | 0.93553 | 0.63115 | 0 | 0 | 0 | 0.5 | 0 | 0.98087 | 0.15372 | 0 | 0.80633 | BG
60 | 3_2.2.29 | 528.275 | 2145273.8257 | 932.25 | 2150261.9999 | 0 | 310.75 | 119999.9998 | 310749999.3 | 3_2.2.29 | 13 | 0 | 115647.2127 | 4336.6141 | 77784.7999 | 0 | 77784.7999 | 220428.8691 | 118367.0223 | 289.7194 | 0.14552 | 0.25664 | 2.9863 | 10.9131 | 1 | 0 | 0.26269 | 0.46465 | 0 | 5.0207 | 0.95515 | 202.865 | 216.5732 | 0 | 0 | 213.435 | 222.549 | 0.9709 | 0.99743 | 0.33789 | 0 | 0 | 0 | 0.5 | 0 | 0.95663 | 0.00076649 | 0 | 0.89087 | BH
61 | 3_2.2.3 | 739.5 | 2975199.2303 | 1305 | 2986257.133 | 0 | 435 | 746999.9977 | 435000000.225 | 3_2.2.3 | 37 | 0 | 32444.9403 | 7778.9659 | 22207.1034 | 0 | 22207.1034 | 93502.6636 | 108003.0724 | 286.5573 | 1.0435 | 2.1969 | 2.3337 | 11.703 | 1 | 0 | 0.26026 | 0.46098 | 0 | 2.8133 | 1.7273 | 204.7253 | 218.2645 | 0 | 0 | 212.7681 | 222.8052 | 0.7913 | 0.97803 | 0.55544 | 0.2472 | 0 | 0.2472 | 0.5 | 0.088881 | 0.92221 | 0.67555 | 0 | 0.88297 | BI
62 | 3_2.2.4 | 2500.7 | 10102647.4671 | 4413 | 10133938.6248 | 0 | 1471 | 533000 | 1471000002.05 | 3_2.2.4 | 63 | 0 | 68965.9087 | 18494.7176 | 52628.6205 | 0 | 52628.6205 | 233193.4002 | 75831.8308 | 287.9549 | 0.18626 | 0.079198 | 2.7587 | 5.033 | 1 | 0 | 0.26133 | 0.46261 | 0 | 3.7869 | 4.0912 | 203.8989 | 217.5135 | 0 | 0 | 217.8443 | 225.3916 | 0.96275 | 0.99921 | 0.41378 | 0.051753 | 0 | 0.051753 | 0.5 | 0 | 0.81505 | 0.35392 | 0 | 0.94967 | BJ
63 | 3_2.2.5 | 1554.65 | 6375725.1664 | 2743.5 | 6381264.1505 | 0 | 914.5 | 796000.0012 | 914500001.5 | 3_2.2.5 | 53 | 0 | 72254.5866 | 2461.3647 | 25402.0955 | 0 | 25402.0955 | 133569.3374 | 125089.0702 | 293.1324 | 0.50625 | 2.8584 | 2.4261 | 14.7197 | 1 | 0.64188 | 0.26529 | 0.46857 | 0 | 3.825 | 0.53673 | 200.9185 | 214.7985 | 0 | 0 | 208.6219 | 219.1603 | 0.89875 | 0.97142 | 0.52462 | 0.12539 | 0 | 0.12539 | 0.82094 | 0 | 0.97539 | 0.27745 | 0 | 0.8528 | BK
64 | 3_2.2.6 | 551.65 | 2294695.3701 | 973.5 | 2291926.4726 | 0 | 324.5 | 307999.999 | 324499999.1001 | 3_2.2.6 | 17 | 0 | 128805.321 | 1043.29 | 89483.6119 | 0 | 89483.6119 | 164822.9491 | 101224.9857 | 298.1832 | 1.0001 | 2.4746 | 2.4654 | 15.1784 | 1 | 0.48536 | 0.26908 | 0.47428 | 0 | 5.2641 | 0.22505 | 198.1419 | 212.2584 | 0 | 0 | 207.8169 | 217.7476 | 0.79999 | 0.97525 | 0.51152 | 0 | 0 | 0 | 0.74268 | 0 | 0.98957 | 0 | 0 | 0.84822 | BL
65 | 3_2.2.7 | 2082.6102 | 8260899.4507 | 3675.1944 | 8309311.6646 | 13 | 1225.0648 | 1899176.7544 | 1225064799.5445 | 3_2.2.7 | 102 | 0 | 81140.5354 | 4748.8844 | 65880.8404 | 0 | 65880.8404 | 61252.7569 | 36131.9376 | 281.8656 | 0.67286 | 1.7543 | 2.131 | 15.0838 | 1 | 0 | 0.25659 | 0.45546 | 0 | 4.1787 | 1.0687 | 207.5932 | 220.8622 | 0 | 0 | 216.9082 | 226.1097 | 0.86543 | 0.98246 | 0.62301 | 0.031067 | 0 | 0.031067 | 0.5 | 0.38806 | 0.95251 | 0.24294 | 0 | 0.84916 | BM
66 | 3_2.2.9 | 2496.875 | 10417154.2032 | 4406.25 | 10400095.7267 | 0 | 1468.75 | 1896999.9987 | 1468750001.7751 | 3_2.2.9 | 114 | 0 | 100579.2809 | 3953.1623 | 90014.5149 | 0 | 90014.5149 | 104855.0647 | 85336.1939 | 299.2617 | 0.29097 | 0.55414 | 2.3342 | 11.5795 | 1 | 0.91285 | 0.26988 | 0.47548 | 0 | 4.5116 | 0.85104 | 197.566 | 211.7302 | 0 | 0 | 207.014 | 217.0928 | 0.94181 | 0.99446 | 0.55526 | 0 | 0 | 0 | 0.95643 | 0.088589 | 0.96047 | 0.07051 | 0 | 0.8842 | BN
67 | 4 | 73.95 | 299971.5395 | 130.5 | 300718.4449 | 0 | 43.5 | 121000.0002 | 43499999.95 | 4 | 7 | 0 | 13439.3244 | 4356.0988 | 141081.9502 | 0 | 141081.9502 | 125108.9351 | 76397.2635 | 289.3468 | 0.38759 | 0.86782 | 2.3563 | 11.7816 | 1 | 0 | 0.2624 | 0.46421 | 0 | 2.2834 | 0.95773 | 203.0917 | 216.7787 | 0 | 0 | 208.8245 | 220.0198 | 0.92248 | 0.99132 | 0.54789 | 0 | 0 | 0 | 0.5 | 0 | 0.95644 | 0.86561 | 0 | 0.88218 | BO
68 | 5 | 73.95 | 299971.5395 | 130.5 | 300718.4449 | 0 | 43.5 | 121000.0002 | 43499999.95 | 5 | 7 | 0 | 13439.3244 | 4356.0988 | 141081.9502 | 0 | 141081.9502 | 125108.9351 | 76397.2635 | 289.3468 | 0.38759 | 0.86782 | 2.3563 | 11.7816 | 1 | 0 | 0.2624 | 0.46421 | 0 | 2.2834 | 0.95773 | 203.0917 | 216.7787 | 0 | 0 | 208.8245 | 220.0198 | 0.92248 | 0.99132 | 0.54789 | 0 | 0 | 0 | 0.5 | 0 | 0.95644 | 0.86561 | 0 | 0.88218 | BP
69 | 500.1.1 | 1020 | 4192408.7209 | 1800 | 4194678.5751 | 0 | 600 | 160000.0004 | 600000002.5 | 500.1.1 | 24 | 0 | 96422.3347 | 27854.8559 | 330901.417 | 0 | 330901.417 | 465956.2569 | 232833.166 | 293.9124 | 0.31869 | 0 | 3 | 2.4331 | 1 | 0 | 0.26588 | 0.46946 | 0 | 4.4596 | 6.0737 | 200.4792 | 214.3975 | 0 | 0 | 219.0774 | 224.9308 | 0.93626 | 1 | 0.33333 | 0 | 0 | 0 | 0.5 | 0 | 0.72145 | 0.10271 | 0 | 0.97567 | BQ
70 | 500.1.11 | 756.8714 | 3133670.6928 | 1335.6555 | 3132021.1507 | 0 | 445.2185 | 170204.8987 | 445218495.9035 | 500.1.11 | 19 | 0 | 80743.3413 | 5656.7575 | 321343.2336 | 0 | 321343.2336 | 532679.5863 | 217822.8275 | 296.5014 | 0.26211 | 0.037775 | 2.9862 | 10.2353 | 1 | 0 | 0.26783 | 0.47239 | 0 | 4.0182 | 1.2257 | 199.0512 | 213.0915 | 0 | 0 | 208.3003 | 218.3355 | 0.94758 | 0.99962 | 0.33792 | 0 | 0 | 0 | 0.5 | 0 | 0.94343 | 0.19257 | 0 | 0.89765 | BR
71 | 500.1.12 | 403.75 | 1695749.4842 | 712.5 | 1691340.8021 | 0 | 237.5 | 95000.0002 | 237500001.5 | 500.1.12 | 11 | 0 | 121786.6768 | 2480.7999 | 358033.092 | 0 | 358033.092 | 542453.3105 | 254465.2984 | 301.7068 | 0.20145 | 0.15998 | 2.9905 | 10.8842 | 1 | 0 | 0.27169 | 0.47821 | 0 | 5.0381 | 0.53167 | 196.2788 | 210.548 | 0 | 0 | 206.0824 | 216.1177 | 0.95971 | 0.9984 | 0.33649 | 0 | 0 | 0 | 0.5 | 0 | 0.97519 | 0 | 0 | 0.89116 | BS
72 | 500.1.17 | 637.5 | 2626995.6028 | 1125 | 2627427.5887 | 0 | 375 | 100000 | 374999999.5 | 500.1.17 | 15 | 0 | 80087.2328 | 13285.0524 | 327603.2283 | 0 | 327603.2283 | 492783.2939 | 226573.4819 | 294.8192 | 0.36192 | 0.0053333 | 2.9947 | 6.0773 | 1 | 0 | 0.26656 | 0.47049 | 0 | 4.0173 | 2.8908 | 199.9748 | 213.9366 | 0 | 0 | 212.1676 | 220.8446 | 0.92762 | 0.99995 | 0.33511 | 0 | 0 | 0 | 0.5 | 0 | 0.86715 | 0.19913 | 0 | 0.93923 | BT
73 | 500.1.3 | 1126.25 | 4671886.4875 | 1987.5 | 4668132.0271 | 0 | 662.5 | 185000 | 662500000.25 | 500.1.3 | 27 | 0 | 104420.4866 | 18370.157 | 347026.1921 | 0 | 347026.1921 | 506457.8311 | 245286.9789 | 297.184 | 0.27131 | 0.0045283 | 2.9751 | 6.4355 | 1 | 0 | 0.26834 | 0.47316 | 0 | 4.6346 | 3.9728 | 198.6808 | 212.7523 | 0 | 0 | 213.8575 | 221.3596 | 0.94574 | 0.99995 | 0.34163 | 0 | 0 | 0 | 0.5 | 0 | 0.8163 | 0.023911 | 0 | 0.93565 | BU
74 | 500_1.2.1 | 1239.3 | 5067374.5888 | 2187 | 5073997.3721 | 0 | 729 | 155000.0004 | 729000002.25 | 500_1.2.1 | 30 | 0 | 105661.013 | 14109.7836 | 327090.9281 | 0 | 327090.9281 | 446195.1266 | 231676.4455 | 292.093 | 0.33282 | 0.005144 | 2.9952 | 5.5824 | 1 | 0 | 0.2645 | 0.46738 | 0 | 4.7252 | 3.0895 | 201.503 | 215.3321 | 0 | 0 | 215.3113 | 223.1468 | 0.93344 | 0.99995 | 0.33493 | 0 | 0 | 0 | 0.5 | 0 | 0.8589 | 0.038755 | 0 | 0.94418 | BV
75 | 500_1.2.10 | 1642.2 | 6595810.4762 | 2898 | 6622003.7869 | 0 | 966 | 180999.9998 | 966000000.25 | 500_1.2.10 | 39 | 0 | 30076.0922 | 4487.9838 | 244120.2987 | 0 | 244120.2987 | 480365.9778 | 143804.205 | 285.989 | 0.20948 | 0.085263 | 2.7765 | 10.6243 | 1 | 0 | 0.25982 | 0.46032 | 0 | 2.7534 | 0.99748 | 205.0657 | 218.5734 | 0 | 0 | 211.7109 | 222.3242 | 0.9581 | 0.99915 | 0.40783 | 0 | 0 | 0 | 0.5 | 0 | 0.95512 | 0.69924 | 0 | 0.89376 | BW
76 | 500_1.2.11 | 1375.3 | 5457577.9619 | 2427 | 5489211.2397 | 0 | 809 | 337999.9996 | 808999999.45 | 500_1.2.11 | 41 | 0 | 119741.138 | 16872.5495 | 175681.8534 | 0 | 175681.8534 | 466124.2236 | 81932.3233 | 282.0021 | 0.29573 | 0.16007 | 2.5964 | 5.3554 | 1 | 0 | 0.2567 | 0.45563 | 0 | 5.232 | 3.792 | 207.5063 | 220.7839 | 0 | 0 | 223.5237 | 229.8078 | 0.94085 | 0.9984 | 0.46786 | 0 | 0 | 0 | 0.5 | 0 | 0.83127 | 0 | 0 | 0.94645 | BX
77 | 500_1.2.12 | 1694.05 | 6787676.8843 | 2989.5 | 6817095.9715 | 0 | 996.5 | 226999.9996 | 996500002.7499 | 500_1.2.12 | 42 | 0 | 64718.9473 | 6518.2141 | 226553.3483 | 0 | 226553.3483 | 456920.9679 | 130971.267 | 285.1842 | 0.24752 | 0.025075 | 2.8007 | 9.2546 | 1 | 0 | 0.25919 | 0.45938 | 0 | 3.6982 | 1.4516 | 205.5514 | 219.0139 | 0 | 0 | 214.6785 | 224.1637 | 0.9505 | 0.99975 | 0.39978 | 0 | 0 | 0 | 0.5 | 0 | 0.93482 | 0.35281 | 0 | 0.90745 | BY
78 | 500_1.2.13 | 1679.175 | 6904861.0137 | 2963.25 | 6908142.7624 | 0 | 987.75 | 339000.0002 | 987749999.5001 | 500_1.2.13 | 42 | 0 | 60397.618 | 10881.6806 | 301536.0018 | 0 | 301536.0018 | 531660.8235 | 197797.2557 | 294.0726 | 0.22281 | 0.014174 | 2.9339 | 7.5508 | 1 | 0 | 0.266 | 0.46964 | 0 | 3.5019 | 2.3706 | 200.3923 | 214.3179 | 0 | 0 | 210.7599 | 220.1904 | 0.95544 | 0.99986 | 0.35536 | 0 | 0 | 0 | 0.5 | 0 | 0.89118 | 0.39602 | 0 | 0.92449 | BZ
79 | 500_1.2.14 | 1364.25 | 5421036.8763 | 2407.5 | 5451346.135 | 0 | 802.5 | 194000 | 802499999.6 | 500_1.2.14 | 36 | 0 | 113504.9207 | 15980.7696 | 177093.836 | 0 | 177093.836 | 508031.704 | 73711.0028 | 282.4433 | 0.46809 | 0.32413 | 2.7916 | 5.8395 | 1 | 0 | 0.25705 | 0.45615 | 0 | 5.0562 | 3.5862 | 207.2325 | 220.5362 | 0 | 0 | 222.5691 | 229.1785 | 0.90638 | 0.99676 | 0.40281 | 0 | 0 | 0 | 0.5 | 0 | 0.84019 | 0.002184 | 0 | 0.9416 | CA
80 | 500_1.2.15 | 1615 | 6603847.902 | 2850 | 6612438.4015 | 0 | 950 | 190000.0006 | 950000000.5 | 500_1.2.15 | 38 | 0 | 46184.7191 | 13568.0511 | 298780.3242 | 0 | 298780.3242 | 485149.8088 | 198151.2834 | 292.1078 | 0.31617 | 0.092105 | 2.9858 | 6.7826 | 1 | 0 | 0.26451 | 0.4674 | 0 | 3.1404 | 2.9698 | 201.4952 | 215.325 | 0 | 0 | 212.2912 | 221.4351 | 0.93677 | 0.99908 | 0.33807 | 0 | 0 | 0 | 0.5 | 0 | 0.86432 | 0.53815 | 0 | 0.93217 | CB
81 | 500_1.2.2 | 1417.8 | 5725763.3085 | 2502 | 5743803.7398 | 0 | 834 | 202999.9998 | 834000000.25 | 500_1.2.2 | 38 | 0 | 16081.6641 | 9668.7521 | 257707.0617 | 0 | 257707.0617 | 499746.8083 | 155293.8942 | 287.8319 | 0.19395 | 0.60937 | 2.8477 | 8.6218 | 1 | 0 | 0.26124 | 0.46247 | 0 | 2.3636 | 2.1394 | 203.9685 | 217.577 | 0 | 0 | 211.94 | 222.0801 | 0.96121 | 0.99391 | 0.3841 | 0 | 0 | 0 | 0.5 | 0 | 0.90331 | 0.83918 | 0 | 0.91378 | CC
82 | 500_1.2.3 | 1402.5 | 5797316.9377 | 2475 | 5795643.0893 | 0 | 825 | 160000.0002 | 825000004.5 | 500_1.2.3 | 33 | 0 | 109796.7203 | 33418.2758 | 345596.1845 | 0 | 345596.1845 | 477126.1288 | 246456.1815 | 295.9202 | 0.32426 | 0 | 2.9861 | 1.4509 | 1 | 0 | 0.26739 | 0.47173 | 0 | 4.7906 | 7.2507 | 199.3693 | 213.3826 | 0 | 0 | 220.6121 | 225.424 | 0.93515 | 1 | 0.33798 | 0 | 0 | 0 | 0.5 | 0 | 0.66582 | 0.015074 | 0 | 0.98549 | CD
83 | 500_1.2.4 | 1681.3 | 6696036.5567 | 2967 | 6731170.7909 | 0 | 989 | 296999.9998 | 988999998.25 | 500_1.2.4 | 42 | 0 | 80572.4682 | 4333.5753 | 202300.9237 | 0 | 202300.9237 | 473581.2382 | 104167.4506 | 283.1863 | 0.21453 | 0.19925 | 2.7148 | 10.7906 | 1 | 0 | 0.25763 | 0.45703 | 0 | 4.1495 | 0.97214 | 206.7723 | 220.1198 | 0 | 0 | 215.8585 | 225.2414 | 0.95709 | 0.99801 | 0.42839 | 0 | 0 | 0 | 0.5 | 0 | 0.95666 | 0.20047 | 0 | 0.89209 | CE
84 | 500_1.2.5 | 1339.6 | 5591205.8694 | 2364 | 5581718.3194 | 0 | 788 | 185999.9998 | 787999997.75 | 500_1.2.5 | 33 | 0 | 115930.007 | 17322.579 | 356048.6349 | 0 | 356048.6349 | 519594.2035 | 253595.7569 | 299.4103 | 0.33455 | 0.70907 | 2.9841 | 5.7722 | 1 | 0 | 0.26999 | 0.47565 | 0 | 4.9117 | 3.7282 | 197.4861 | 211.6569 | 0 | 0 | 212.7069 | 220.2967 | 0.93309 | 0.99291 | 0.33862 | 0 | 0 | 0 | 0.5 | 0 | 0.82677 | 1.0727e-05 | 0 | 0.94228 | CF
85 | 500_1.2.6 | 1929.5 | 7846470.6734 | 3405 | 7863085.7506 | 0 | 1135 | 237000.0002 | 1135000002.65 | 500_1.2.6 | 51 | 0 | 64840.6343 | 6369.9063 | 297646.8876 | 0 | 297646.8876 | 457454.3934 | 200503.7723 | 290.1991 | 0.29733 | 0.011454 | 2.9568 | 9.1339 | 1 | 0 | 0.26306 | 0.4652 | 0 | 3.6549 | 1.4004 | 202.587 | 216.3201 | 0 | 0 | 211.5266 | 221.3754 | 0.94053 | 0.99989 | 0.34772 | 0 | 0 | 0 | 0.5 | 0 | 0.9363 | 0.35865 | 0 | 0.90866 | CG
86 | 500_1.2.7 | 2386.375 | 9705964.8312 | 4211.25 | 9726283.6289 | 0 | 1403.75 | 270999.9992 | 1403749999.65 | 500_1.2.7 | 63 | 0 | 32600.9489 | 13737.221 | 277384.89 | 0 | 277384.89 | 517401.0717 | 174101.1448 | 290.2568 | 0.2012 | 0.059127 | 2.9494 | 7.3241 | 1 | 0 | 0.2631 | 0.46527 | 0 | 2.7905 | 3.0175 | 202.5566 | 216.2922 | 0 | 0 | 212.8258 | 222.1003 | 0.95976 | 0.99941 | 0.35019 | 0 | 0 | 0 | 0.5 | 0 | 0.86263 | 0.67399 | 0 | 0.92676 | CH
87 | 500_1.2.8 | 2234.65 | 8950321.0654 | 3943.5 | 8989628.6694 | 0 | 1314.5 | 189000 | 1314499999.3 | 500_1.2.8 | 59 | 0 | 72422.8098 | 12847.0114 | 207690.6508 | 0 | 207690.6508 | 500763.6873 | 104976.0706 | 285.0576 | 0.21258 | 0.011411 | 2.9194 | 6.733 | 1 | 0 | 0.25909 | 0.45923 | 0 | 3.9086 | 2.8637 | 205.6289 | 219.0841 | 0 | 0 | 217.6327 | 225.8564 | 0.95748 | 0.99989 | 0.36021 | 0 | 0 | 0 | 0.5 | 0 | 0.87153 | 0.27577 | 0 | 0.93267 | CI
88 | 500_1.2.9 | 1212.1 | 4978945.8629 | 2139 | 4982087.2197 | 0 | 713 | 195000.0002 | 712999997.45 | 500_1.2.9 | 29 | 0 | 61356.8946 | 6962.2558 | 313897.0798 | 0 | 313897.0798 | 504369.3877 | 211757.2983 | 293.6978 | 0.27467 | 0.044881 | 2.9611 | 9.2006 | 1 | 0 | 0.26572 | 0.46921 | 0 | 3.5311 | 1.5189 | 200.5986 | 214.5067 | 0 | 0 | 209.5159 | 219.5566 | 0.94507 | 0.99955 | 0.34631 | 0 | 0 | 0 | 0.5 | 0 | 0.93038 | 0.38643 | 0 | 0.90799 | CJ
89 | 501.1.11 | 650.5026 | 2831108.7271 | 1147.9457 | 2809513.5277 | 11 | 382.6486 | 95598.0762 | 382648561.9531 | 501.1.11 | 17 | 0 | 61176.0048 | 9168.2179 | 327090.7557 | 0 | 327090.7557 | 406418.0753 | 7219.8639 | 315.3935 | 0.20923 | 0 | 2.9811 | 13.3426 | 1 | 1 | 0.28153 | 0.49304 | 0 | 3.3555 | 1.9049 | 189.5564 | 204.3363 | 0 | 0 | 198.769 | 209.5967 | 0.95815 | 1 | 0.33965 | 0 | 0 | 0 | 1 | 0 | 0.90832 | 0.38824 | 0 | 0.86657 | CK
90 | 501.1.13 | 637.5 | 2690617.9427 | 1125 | 2681736.4467 | 0 | 375 | 80000 | 375000000 | 501.1.13 | 15 | 0 | 50540.0319 | 24956.0704 | 293289 | 0 | 293289 | 375502.1639 | 53528.1 | 303.5227 | 0.15178 | 0.0013333 | 2.9527 | 2.2133 | 1 | 1 | 0.27302 | 0.48021 | 0 | 3.1701 | 5.3195 | 195.3419 | 209.686 | 0 | 0 | 210.274 | 218.1756 | 0.96964 | 0.99999 | 0.34911 | 0 | 0 | 0 | 1 | 0 | 0.75044 | 0.4946 | 0 | 0.97787 | CL
91 | 501.1.14 | 452.625 | 1911027.9162 | 798.75 | 1904621.1698 | 0 | 266.25 | 80000.0002 | 266250000.55 | 501.1.14 | 11 | 0 | 101314.6721 | 68809.2795 | 326525.8556 | 0 | 326525.8556 | 409343.3041 | 84986.0937 | 303.6567 | 0.16993 | 0 | 2.9174 | 1 | 1 | 1 | 0.27312 | 0.48036 | 0 | 4.4846 | 14.6614 | 195.2723 | 209.6219 | 0 | 0 | 228.9453 | 228.768 | 0.96601 | 1 | 0.36085 | 0 | 0 | 0 | 1 | 0 | 0.31191 | 0.03258 | 0 | 0.99 | CM
92 | 501.1.16 | 680 | 2838503.4068 | 1200 | 2833639.4012 | 0 | 400 | 89999.9998 | 399999998.5 | 501.1.16 | 16 | 0 | 73082.2548 | 13956.2021 | 255638.7992 | 0 | 255638.7992 | 338381.879 | 42073.1679 | 299.4524 | 0.12105 | 0 | 2.9987 | 5.7775 | 1 | 1 | 0.27003 | 0.4757 | 0 | 3.79 | 3.0039 | 197.4637 | 211.6364 | 0 | 0 | 209.4326 | 218.4303 | 0.97579 | 1 | 0.33375 | 0 | 0 | 0 | 1 | 0 | 0.86044 | 0.26918 | 0 | 0.94223 | CN
93 | 501.1.8 | 765 | 3259419.0065 | 1350 | 3244270.4304 | 0 | 450 | 100000.0004 | 450000002 | 501.1.8 | 18 | 0 | 37851.6203 | 27725.7142 | 299541.4314 | 0 | 299541.4314 | 381062.169 | 38006.2017 | 307.0916 | 0.16184 | 0.0011111 | 2.9622 | 2.2333 | 1 | 1 | 0.27561 | 0.48412 | 0 | 2.818 | 5.8624 | 193.5412 | 208.0259 | 0 | 0 | 208.7883 | 216.7063 | 0.96763 | 0.99999 | 0.34592 | 0 | 0 | 0 | 1 | 0 | 0.72274 | 0.62148 | 0 | 0.97767 | CO
94 | 501_1.2.1 | 2252.7528 | 9928223.176 | 3975.4461 | 9835311.0125 | 33 | 1325.1487 | 240967.5069 | 1325148707.8945 | 501_1.2.1 | 59 | 0 | 106118.5219 | 16211.8767 | 362082.9185 | 0 | 362082.9185 | 441594.9004 | 12565.3032 | 320.4863 | 0.35296 | 0.1348 | 2.6399 | 10.2358 | 1 | 1 | 0.28509 | 0.49839 | 0 | 4.4421 | 3.3308 | 187.2416 | 202.1829 | 0 | 0 | 200.8302 | 209.9558 | 0.92941 | 0.99865 | 0.45338 | 0 | 0 | 0 | 1 | 0 | 0.83788 | 0.034521 | 0 | 0.89764 | CP
95 | 501_1.2.10 | 1471.0797 | 6194698.6722 | 2596.0231 | 6176269.0077 | 31 | 865.341 | 159713.4169 | 865341021.3107 | 501_1.2.10 | 38 | 0 | 90986.4477 | 5256.028 | 214964.9882 | 0 | 214964.9882 | 297303.1643 | 5262.316 | 302.6761 | 0.2067 | 1.0775 | 2.9983 | 17.7613 | 1 | 1 | 0.2724 | 0.47928 | 0 | 4.2272 | 1.1253 | 195.7782 | 210.0874 | 0 | 0 | 205.1967 | 215.44 | 0.95866 | 0.98922 | 0.33391 | 0 | 0 | 0 | 1 | 0 | 0.94744 | 0.12332 | 0 | 0.82239 | CQ
96 | 501_1.2.11 | 2121.6 | 8798363.5975 | 3744 | 8791644.2417 | 3 | 1248 | 236999.9996 | 1247999999 | 501_1.2.11 | 50 | 0 | 106379.9151 | 24358.4278 | 231216.4911 | 0 | 231216.4911 | 314181.7482 | 34368.2276 | 297.0878 | 0.12358 | 0 | 2.9962 | 3.4383 | 1 | 1 | 0.26826 | 0.47305 | 0 | 4.6874 | 5.2757 | 198.7363 | 212.8028 | 0 | 0 | 216.306 | 222.7659 | 0.97528 | 1 | 0.3346 | 0 | 0 | 0 | 1 | 0 | 0.75642 | 0.014177 | 0 | 0.96562 | CR
97 | 501_1.2.12 | 1863.2 | 7755870.2982 | 3288 | 7745709.1335 | 0 | 1096 | 214000.0004 | 1096000005.1 | 501_1.2.12 | 46 | 0 | 78639.1687 | 12169.1655 | 273361.692 | 0 | 273361.692 | 356186.2837 | 58853.8737 | 298.4431 | 0.12749 | 0 | 2.9884 | 6.9968 | 1 | 1 | 0.26927 | 0.47457 | 0 | 3.9455 | 2.6241 | 198.0053 | 212.1329 | 0 | 0 | 209.5836 | 218.7026 | 0.9745 | 1 | 0.33721 | 0 | 0 | 0 | 1 | 0 | 0.87831 | 0.21395 | 0 | 0.93003 | CS
98 | 501_1.2.13 | 1572.0694 | 6787838.0797 | 2774.2401 | 6743568.7497 | 37 | 924.7467 | 214296.2419 | 924746688.7726 | 501_1.2.13 | 43 | 0 | 22881.0109 | 1592.6534 | 290651.1382 | 0 | 290651.1382 | 370109.0537 | 4729.3962 | 312.2445 | 0.22253 | 0.4569 | 2.9038 | 18.7497 | 1 | 1 | 0.27931 | 0.48968 | 0 | 2.4048 | 0.33314 | 191.0346 | 205.7076 | 0 | 0 | 195.8346 | 208.4455 | 0.95549 | 0.99543 | 0.3654 | 0 | 0 | 0 | 1 | 0 | 0.98407 | 0.77119 | 0 | 0.8125 | CT
99 | 501_1.2.14 | 1666 | 7157833.0513 | 2940 | 7116126.5244 | 1 | 980 | 234000 | 979999997.95 | 501_1.2.14 | 40 | 0 | 37808.525 | 25156.9286 | 307399.5544 | 0 | 307399.5544 | 388194.18 | 25996.3991 | 310.3065 | 0.2426 | 0.21276 | 2.9179 | 4.7143 | 1 | 1 | 0.27793 | 0.4876 | 0 | 2.7966 | 5.2825 | 191.9638 | 206.5681 | 0 | 0 | 206.1382 | 214.6472 | 0.95148 | 0.99787 | 0.36071 | 0 | 0 | 0 | 1 | 0 | 0.74843 | 0.62191 | 0 | 0.95286 | CU
100 | 501_1.2.15 | 1229.1 | 5240330.2147 | 2169 | 5215474.7013 | 0 | 723 | 137999.9998 | 722999999.55 | 501_1.2.15 | 31 | 0 | 101236.5974 | 82664.751 | 338610.1925 | 0 | 338610.1925 | 421134.4704 | 76340.6229 | 307.3497 | 0.17401 | 0 | 2.7773 | 1 | 1 | 1 | 0.2758 | 0.4844 | 0 | 4.4455 | 17.4682 | 193.4142 | 207.9086 | 0 | 0 | 231.9015 | 229.8222 | 0.9652 | 1 | 0.40756 | 0 | 0 | 0 | 1 | 0 | 0.17335 | 0.046526 | 0 | 0.99 | CV
101 | 501_1.2.2 | 1279.7914 | 5437039.5961 | 2258.4554 | 5414001.2075 | 17 | 752.8185 | 298752.1985 | 752818457.5641 | 501_1.2.2 | 36 | 0 | 42697.9149 | 1849.9079 | 249466.7349 | 0 | 249466.7349 | 330815.8511 | 14359.7374 | 305.992 | 0.35782 | 0.338 | 2.9612 | 15.3999 | 1 | 1 | 0.27482 | 0.48292 | 0 | 2.95 | 0.39243 | 194.0894 | 208.5318 | 0 | 0 | 199.9629 | 211.8742 | 0.92844 | 0.99662 | 0.34628 | 0 | 0 | 0 | 1 | 0 | 0.9815 | 0.57302 | 0 | 0.846 | CW
102 | 501_1.2.3 | 2167.5 | 9362730.6889 | 3825 | 9301114.6002 | 0 | 1275 | 209999.9994 | 1274999996.0001 | 501_1.2.3 | 51 | 0 | 101952.4043 | 72311.5918 | 351149.8974 | 0 | 351149.8974 | 433000.1003 | 58905.7778 | 312.4132 | 0.15599 | 0.00039216 | 2.5529 | 1.0008 | 1 | 1 | 0.27943 | 0.48986 | 0 | 4.4139 | 15.1143 | 190.9574 | 205.6358 | 0 | 0 | 225.1928 | 225.164 | 0.9688 | 1 | 0.48235 | 0 | 0 | 0 | 1 | 0 | 0.27688 | 0.079059 | 0 | 0.98999 | CX
103 | 501_1.2.4 | 1685.55 | 7041077.9191 | 2974.5 | 7028269.1828 | 0 | 991.5 | 153000 | 991499998.1501 | 501_1.2.4 | 46 | 0 | 97849.0169 | 40524.2306 | 305976.5048 | 0 | 305976.5048 | 388907.2661 | 86941.8444 | 299.7216 | 0.15455 | 0 | 2.9849 | 1.0666 | 1 | 1 | 0.27022 | 0.476 | 0 | 4.4354 | 8.7066 | 197.3252 | 211.5089 | 0 | 0 | 220.4721 | 224.6509 | 0.96909 | 1 | 0.33838 | 0 | 0 | 0 | 1 | 0 | 0.59476 | 0.058531 | 0 | 0.98933 | CY
104 | 501_1.2.5 | 1360 | 5773220.2632 | 2400 | 5749407.8477 | 0 | 800 | 150000 | 799999998.5 | 501_1.2.5 | 32 | 0 | 69835.7452 | 53179.8947 | 315652.671 | 0 | 315652.671 | 397867.3355 | 58848.936 | 305.6972 | 0.15569 | 0.000625 | 2.9575 | 1.0013 | 1 | 1 | 0.2746 | 0.48259 | 0 | 3.6523 | 11.2769 | 194.2442 | 208.6741 | 0 | 0 | 220.4803 | 223.6033 | 0.96886 | 0.99999 | 0.34751 | 0 | 0 | 0 | 1 | 0 | 0.4682 | 0.30164 | 0 | 0.98999 | CZ
105 | 501_1.2.6 | 2252.5 | 9827106.7077 | 3975 | 9748844.0122 | 0 | 1325 | 210000 | 1324999999.5 | 501_1.2.6 | 53 | 0 | 90673.4007 | 42221.0195 | 350056.7284 | 0 | 350056.7284 | 430705.3429 | 32847.049 | 316.3673 | 0.1613 | 0.00037736 | 2.4679 | 1.1366 | 1 | 1 | 0.28222 | 0.49407 | 0 | 4.0915 | 8.7495 | 189.1075 | 203.9191 | 0 | 0 | 211.5877 | 216.7601 | 0.96774 | 1 | 0.51071 | 0 | 0 | 0 | 1 | 0 | 0.57779 | 0.13378 | 0 | 0.98863 | DA
106 | 501_1.2.7 | 1693.2663 | 7225560.4453 | 2988.117 | 7190405.802 | 15 | 996.039 | 248896.5763 | 996039013.373 | 501_1.2.7 | 43 | 0 | 25237.7588 | 4117.2166 | 266743.2066 | 0 | 266743.2066 | 347557.6203 | 19949.8545 | 307.6792 | 0.2784 | 0.062455 | 2.9056 | 13.1051 | 1 | 1 | 0.27604 | 0.48476 | 0 | 2.4906 | 0.86936 | 193.2504 | 207.7574 | 0 | 0 | 199.1511 | 211.1174 | 0.94432 | 0.99938 | 0.36479 | 0 | 0 | 0 | 1 | 0 | 0.95883 | 0.74762 | 0 | 0.86895 | DB
107 | 501_1.2.8 | 1306.025 | 5373701.9878 | 2304.75 | 5375778.0347 | 0 | 768.25 | 151999.9998 | 768249995.05 | 501_1.2.8 | 31 | 0 | 120212.1522 | 32150.648 | 240742.7426 | 0 | 240742.7426 | 323698.4936 | 51839.7311 | 294.2853 | 0.1314 | 0 | 2.9958 | 2.3746 | 1 | 1 | 0.26616 | 0.46988 | 0 | 5.0858 | 7.0065 | 200.2724 | 214.2085 | 0 | 0 | 221.6207 | 226.3008 | 0.97372 | 1 | 0.33474 | 0 | 0 | 0 | 1 | 0 | 0.67849 | 0 | 0 | 0.97625 | DC
108 | 501_1.2.9 | 1254.6 | 5272867.8628 | 2214 | 5258648.8647 | 0 | 738 | 157000.0006 | 738000005.15 | 501_1.2.9 | 30 | 0 | 61518.8793 | 13302.3803 | 249175.166 | 0 | 249175.166 | 331525.0916 | 28254.9935 | 301.958 | 0.114 | 0 | 2.9987 | 6.2561 | 1 | 1 | 0.27187 | 0.47848 | 0 | 3.4676 | 2.85 | 196.1513 | 210.4305 | 0 | 0 | 207.2713 | 216.7481 | 0.9772 | 1 | 0.33378 | 0 | 0 | 0 | 1 | 0 | 0.86698 | 0.38481 | 0 | 0.93744 | DD
109 | 502.1.1 | 1125.4 | 4723995.6884 | 1986 | 4712099.7961 | 0 | 662 | 1054000.001 | 661999999.55 | 502.1.1 | 62 | 0 | 55689.1714 | 15827.1958 | 135400.7308 | 0 | 68288.8576 | 60339.9998 | 51883.974 | 301.4976 | 0.69176 | 1.9178 | 2.5668 | 8.8262 | 1 | 0 | 0.27154 | 0.47797 | 0 | 3.3191 | 3.3885 | 196.3883 | 210.6486 | 0 | 0 | 208.1951 | 217.3562 | 0.86165 | 0.98082 | 0.47774 | 0 | 0 | 0 | 0.5 | 0.3966 | 0.84173 | 0.44311 | 0 | 0.91174 | DE
110 | 502.1.10 | 734.8387 | 3016056.8702 | 1296.7741 | 3018318.7292 | 46 | 432.258 | 902883.27 | 432258031.1564 | 502.1.10 | 53 | 0 | 69660.5453 | 7289.1213 | 190206.9778 | 0 | 90043.7825 | 99657.106 | 3382.4203 | 293.4162 | 0.70465 | 1.0326 | 2.1226 | 17.8061 | 1 | 0 | 0.2655 | 0.46889 | 0 | 3.7534 | 1.5878 | 200.7603 | 214.654 | 0 | 0 | 210.1916 | 219.9951 | 0.85907 | 0.98967 | 0.62578 | 0 | 0 | 0 | 0.5 | 0.082153 | 0.92711 | 0.30483 | 0 | 0.82194 | DF
111 | 502.1.19 | 675.75 | 2856249.2636 | 1192.5 | 2846220.8941 | 0 | 397.5 | 707999.999 | 397499998.75 | 502.1.19 | 37 | 0 | 32588.0964 | 3788.9795 | 112183.3969 | 0 | 38963.7087 | 30430.0123 | 35590.8107 | 304.072 | 0.98703 | 6.6981 | 2.3679 | 18.4792 | 1 | 0 | 0.27342 | 0.48082 | 0 | 2.7012 | 0.8061 | 195.0607 | 209.427 | 0 | 0 | 201.2281 | 212.9343 | 0.80259 | 0.93302 | 0.54403 | 0 | 0 | 0.045044 | 0.5 | 0.6957 | 0.96211 | 0.67412 | 0 | 0.81521 | DG
112 | 502.1.2 | 957.95 | 4077816.8155 | 1690.5 | 4059389.0744 | 0 | 563.5 | 484000.0004 | 563499999.1 | 502.1.2 | 29 | 0 | 111690.3524 | 1837.9297 | 77317.3398 | 0 | 77317.3398 | 142999.8132 | 40785.487 | 306.746 | 0.38366 | 1.5075 | 2.8204 | 13.7012 | 1 | 0.055457 | 0.27536 | 0.48374 | 0 | 4.7211 | 0.38906 | 193.7132 | 208.1846 | 0 | 0 | 202.6904 | 213.2947 | 0.92327 | 0.98492 | 0.39319 | 0 | 0 | 0 | 0.52773 | 0 | 0.98162 | 0.025236 | 0 | 0.86299 | DH
113 | 502.1.21 | 417.5917 | 1774559.7807 | 736.9265 | 1766973.3624 | 18 | 245.6422 | 616691.4013 | 245642162.0864 | 502.1.21 | 38 | 0 | 21700.0865 | 2443.46 | 107226.8212 | 0 | 34535.34 | 24959.0448 | 9371.9137 | 306.0953 | 1.4583 | 12.4174 | 2.4199 | 26.6483 | 1 | 0 | 0.27489 | 0.48303 | 0 | 2.4081 | 0.51761 | 194.0409 | 208.4868 | 0 | 0 | 199.1818 | 211.4125 | 0.70834 | 0.87583 | 0.5267 | 0 | 0 | 0.030663 | 0.5 | 0.75041 | 0.97557 | 0.783 | 0 | 0.73352 | DI
114 | 502.1.23 | 789.8516 | 3211120.1249 | 1393.8558 | 3218049.9074 | 23 | 464.6186 | 454376.7211 | 464618593.9805 | 502.1.23 | 30 | 0 | 120488.987 | 3388.235 | 120689.3734 | 0 | 120689.3734 | 152598.0021 | 4848.722 | 290.1061 | 0.51501 | 2.3416 | 2.3361 | 21.0012 | 1 | 0 | 0.26299 | 0.4651 | 0 | 5.1456 | 0.74676 | 202.6421 | 216.3702 | 0 | 0 | 213.0632 | 222.2625 | 0.897 | 0.97658 | 0.55464 | 0 | 0 | 0 | 0.5 | 0 | 0.96612 | 0 | 0 | 0.78999 | DJ
115 | 502.1.26 | 752.0367 | 3294568.0685 | 1327.1236 | 3266445.5282 | 10 | 442.3745 | 792406.302 | 442374545.2486 | 502.1.26 | 48 | 0 | 39747.9723 | 937.9551 | 119288.7553 | 0 | 105621.4696 | 95671.3997 | 17969.2099 | 318.0405 | 0.74871 | 19.5147 | 2.7496 | 30.1834 | 0.99548 | 1 | 0.28339 | 0.49583 | 0 | 2.7981 | 0.19379 | 188.3419 | 203.2073 | 0 | 0 | 193.5765 | 206.1993 | 0.85026 | 0.80485 | 0.4168 | 0 | 0 | 0 | 0.99774 | 0.075862 | 0.99062 | 0.60252 | 0 | 0.69817 | DK
116 | 502.1.29 | 1153.875 | 4830401.8749 | 2036.25 | 4820125.7249 | 0 | 678.75 | 276999.9992 | 678750000.85 | 502.1.29 | 30 | 0 | 44437.3923 | 9128.489 | 33619.3959 | 0 | 33619.3959 | 114316.6918 | 95042.0331 | 300.5 | 0.22395 | 0.011418 | 2.9145 | 7.7794 | 1 | 0.96317 | 0.2708 | 0.47687 | 0 | 3.0327 | 1.9601 | 196.911 | 211.1288 | 0 | 0 | 205.7031 | 216.1216 | 0.95521 | 0.99989 | 0.36182 | 0.02731 | 0 | 0.02731 | 0.98158 | 0.0031193 | 0.90872 | 0.55563 | 0 | 0.92221 | DL
117 | 502.1.3 | 857.225 | 3490075.5516 | 1512.75 | 3496857.0737 | 0 | 504.25 | 518999.998 | 504250001.8 | 502.1.3 | 30 | 0 | 102741.9231 | 5419.7265 | 88403.0288 | 0 | 88403.0288 | 101951.5122 | 137826.1213 | 290.6072 | 0.30351 | 3.1884 | 2.7481 | 13.5285 | 1 | 0 | 0.26337 | 0.46567 | 0 | 4.6649 | 1.19 | 202.3569 | 216.1101 | 0 | 0 | 212.7088 | 221.965 | 0.9393 | 0.96812 | 0.41729 | 0 | 0 | 0 | 0.5 | 0.026851 | 0.9458 | 0.022288 | 0 | 0.86471 | DM
118 | 502.1.30 | 718.25 | 2994507.9292 | 1267.5 | 2989906.2902 | 0 | 422.5 | 277000.0002 | 422500001 | 502.1.30 | 20 | 0 | 52919.3394 | 2265.1928 | 49868.9397 | 0 | 49868.9397 | 73752.9629 | 99032.3731 | 299.0084 | 0.24614 | 2.8203 | 2.7527 | 14.1897 | 1 | 0 | 0.2697 | 0.4752 | 0 | 3.2656 | 0.48762 | 197.7008 | 211.8539 | 0 | 0 | 204.3139 | 215.6071 | 0.95077 | 0.9718 | 0.41578 | 0 | 0 | 0 | 0.5 | 0.26247 | 0.97735 | 0.47081 | 0 | 0.8581 | DN
119 | 502.1.31 | 670.225 | 2881933.4979 | 1182.75 | 2864808.7118 | 0 | 394.25 | 579999.9999 | 394250001.475 | 502.1.31 | 33 | 0 | 39479.4649 | 2316.6777 | 52190.468 | 0 | 52190.468 | 78377.9164 | 28316.4206 | 310.6263 | 0.57108 | 4.494 | 2.2372 | 17.2575 | 1 | 1 | 0.27816 | 0.48795 | 0 | 2.8375 | 0.4863 | 191.8096 | 206.4254 | 0 | 0 | 197.6404 | 209.7492 | 0.88578 | 0.95506 | 0.58761 | 0 | 0 | 0 | 1 | 0.21636 | 0.97683 | 0.60521 | 0 | 0.82743 | DO
120 | 502.1.32 | 910.35 | 3733014.6233 | 1606.5 | 3736315.5229 | 0 | 535.5 | 394000.0012 | 535500002.3 | 502.1.32 | 29 | 0 | 120999.3065 | 32499.1467 | 122560.5935 | 0 | 121587.719 | 92113.0119 | 124600.2403 | 293.0976 | 0.1791 | 1.0037 | 2.8791 | 2.9683 | 1 | 0 | 0.26526 | 0.46852 | 0 | 5.1219 | 7.1058 | 200.9412 | 214.819 | 0 | 0 | 222.5402 | 227.0466 | 0.96418 | 0.98996 | 0.37364 | 0 | 0 | 0 | 0.5 | 0.080764 | 0.67501 | 0 | 0 | 0.97032 | DP
121 | 502.1.34 | 545.275 | 2312984.2075 | 962.25 | 2303688.1635 | 0 | 320.75 | 469000.002 | 320750001.5 | 502.1.34 | 23 | 0 | 57987.6631 | 6745.7521 | 36752.7632 | 0 | 36752.7632 | 112957.5492 | 75360.0826 | 305.4128 | 0.2546 | 1.3487 | 2.8924 | 11.5437 | 1 | 0.52065 | 0.2744 | 0.48229 | 0 | 3.3487 | 1.4339 | 194.3821 | 208.8016 | 0 | 0 | 202.7889 | 213.5843 | 0.94908 | 0.98651 | 0.3692 | 0.0041448 | 0 | 0.0041448 | 0.76033 | 0.0048071 | 0.93254 | 0.42012 | 0 | 0.88456 | DQ
122 | 502.1.36 | 480.675 | 1977427.4062 | 848.25 | 1978240.1942 | 0 | 282.75 | 212999.9998 | 282749997.5 | 502.1.36 | 14 | 0 | 133258.3688 | 7315.0304 | 150554.6304 | 0 | 134009.3425 | 113674.4549 | 111310.9853 | 294.2258 | 0.36399 | 1.6622 | 2.4739 | 11.0584 | 1 | 0 | 0.26612 | 0.46981 | 0 | 5.4324 | 1.5966 | 200.3053 | 214.2386 | 0 | 0 | 212.7153 | 221.2675 | 0.9272 | 0.98338 | 0.50869 | 0 | 0 | 0 | 0.5 | 0 | 0.92685 | 0 | 0 | 0.88942 | DR
123 | 502.1.38 | 549.525 | 2323299.7079 | 969.75 | 2315060.2099 | 0 | 323.25 | 411000.0002 | 323250001.15 | 502.1.38 | 22 | 0 | 40246.3 | 2585.6604 | 79717.0836 | 0 | 71821.6154 | 28635.0051 | 74309.1141 | 304.1646 | 0.32967 | 1.7664 | 2.8113 | 13.826 | 1 | 0 | 0.27349 | 0.48092 | 0 | 2.8989 | 0.54984 | 195.013 | 209.3831 | 0 | 0 | 201.0772 | 212.8318 | 0.93407 | 0.98234 | 0.39624 | 0 | 0 | 0 | 0.5 | 0.71365 | 0.97414 | 0.59754 | 0 | 0.86174 | DS
124 | 502.1.39 | 872.1 | 3595458.8089 | 1539 | 3595796.6901 | 0 | 513 | 181000.0006 | 513000000.5 | 502.1.39 | 21 | 0 | 77880.4014 | 3530.6203 | 61426.2085 | 0 | 61426.2085 | 139757.3741 | 104674.8648 | 294.991 | 0.13534 | 0.20029 | 2.9907 | 10.7485 | 1 | 0.66862 | 0.26669 | 0.47068 | 0 | 3.9573 | 0.76688 | 199.8818 | 213.8514 | 0 | 0 | 208.2192 | 218.5756 | 0.97293 | 0.998 | 0.33642 | 0 | 0 | 0 | 0.83431 | 0 | 0.96469 | 0.2212 | 0 | 0.89251 | DT
125 | 502.1.40 | 743.0783 | 3116145.5815 | 1311.3147 | 3108731.7279 | 36 | 437.1049 | 827449.0963 | 437104885.0375 | 502.1.40 | 49 | 0 | 17904.1431 | 3930.2393 | 137202.2139 | 0 | 14533.0459 | 21997.3897 | 5951.5494 | 301.1435 | 0.86977 | 9.707 | 2.3579 | 27.2322 | 0.99542 | 0 | 0.27127 | 0.47758 | 0 | 2.3368 | 0.84336 | 196.5757 | 210.8206 | 0 | 0 | 202.1749 | 214.0008 | 0.82605 | 0.90293 | 0.54736 | 0 | 0 | 0.42592 | 0.49771 | 0.78003 | 0.9607 | 0.82096 | 0 | 0.72768 | DU
126 | 502.1.5 | 765.85 | 3205194.2995 | 1351.5 | 3198496.835 | 0 | 450.5 | 365999.9998 | 450500003.25 | 502.1.5 | 22 | 0 | 98744.0113 | 12203.0269 | 70980.1059 | 0 | 70980.1059 | 152546.8789 | 61870.0498 | 300.4032 | 0.2657 | 0.052719 | 2.9533 | 6.4529 | 1 | 0 | 0.27073 | 0.47676 | 0 | 4.4517 | 2.619 | 196.9609 | 211.1748 | 0 | 0 | 209.4121 | 218.2454 | 0.94686 | 0.99947 | 0.34889 | 0 | 0 | 0 | 0.5 | 0 | 0.87797 | 0.055527 | 0 | 0.93547 | DV
127 | 502.1.8 | 713.15 | 3098011.8106 | 1258.5 | 3075178.6263 | 0 | 419.5 | 501999.9993 | 419499998.675 | 502.1.8 | 33 | 0 | 38849.5908 | 2273.4573 | 93267.9522 | 0 | 89656.4025 | 87739.5347 | 32898.1282 | 314.652 | 1.0844 | 5.124 | 2.733 | 18.143 | 1 | 1 | 0.28101 | 0.49225 | 0 | 2.7967 | 0.47313 | 189.9 | 204.6554 | 0 | 0 | 195.6278 | 207.9252 | 0.78312 | 0.94876 | 0.42233 | 0 | 0 | 0 | 1 | 0.13367 | 0.97727 | 0.6115 | 0 | 0.81857 | DW
128 | 502_2.2.1 | 2180.675 | 9300949.3118 | 3848.25 | 9256333.6788 | 0 | 1282.75 | 2360000.0027 | 1282750003.2999 | 502_2.2.1 | 129 | 0 | 28653.1185 | 1976.9005 | 57193.3381 | 0 | 46051.2023 | 28946.5796 | 48644.5407 | 307.4938 | 0.63612 | 5.9162 | 2.4968 | 18.8308 | 0.99844 | 0.083025 | 0.27591 | 0.48456 | 0 | 2.579 | 0.41795 | 193.3415 | 207.8415 | 0 | 0 | 198.6049 | 210.8385 | 0.87278 | 0.94084 | 0.50107 | 0.030465 | 0 | 0.030465 | 0.54073 | 0.71053 | 0.98023 | 0.71347 | 0 | 0.81169 | DX
129 | 502_2.2.10 | 1997.075 | 8251009.9528 | 3524.25 | 8249214.6762 | 0 | 1174.75 | 339999.9992 | 1174749999.85 | 502_2.2.10 | 49 | 0 | 55386.7545 | 3464.9928 | 49905.0561 | 0 | 49905.0561 | 108861.2496 | 117067.1759 | 295.7506 | 0.13269 | 1.0079 | 2.8827 | 12.3339 | 1 | 0.20983 | 0.26726 | 0.47154 | 0 | 3.3573 | 0.75148 | 199.468 | 213.4725 | 0 | 0 | 206.7174 | 217.5813 | 0.97346 | 0.98992 | 0.37242 | 0 | 0 | 0 | 0.60492 | 0.024997 | 0.96535 | 0.44613 | 0 | 0.87666 | DY
130 | 502_2.2.11 | 1567.4416 | 6803042.7739 | 2766.0734 | 6753752.9429 | 25 | 922.0245 | 917898.1933 | 922024478.112 | 502_2.2.11 | 65 | 0 | 99518.6356 | 1481.2823 | 109983.1423 | 0 | 109983.1423 | 137943.2188 | 13460.7408 | 314.295 | 0.33627 | 3.0337 | 2.8114 | 20.4338 | 1 | 0.55638 | 0.28076 | 0.49187 | 0 | 4.3349 | 0.30875 | 190.0677 | 204.811 | 0 | 0 | 198.2032 | 209.4546 | 0.93275 | 0.96966 | 0.39621 | 0 | 0 | 0 | 0.77819 | 0 | 0.98519 | 0.069379 | 0 | 0.79566 | DZ
131 | 502_2.2.12 | 2003.45 | 8480937.546 | 3535.5 | 8449333.7568 | 0 | 1178.5 | 815000.0016 | 1178499996.95 | 502_2.2.12 | 60 | 0 | 25836.4708 | 3924.0525 | 21451.3655 | 0 | 21451.3655 | 70637.3116 | 71128.3154 | 304.6396 | 0.29262 | 3.308 | 2.6589 | 14.7662 | 1 | 0.54476 | 0.27383 | 0.48144 | 0 | 2.5227 | 0.83504 | 194.7737 | 209.1625 | 0 | 0 | 200.6772 | 212.5202 | 0.94148 | 0.96692 | 0.44704 | 0.35444 | 0 | 0.35444 | 0.77238 | 0.30037 | 0.96076 | 0.74164 | 0 | 0.85234 | EA
132 | 502_2.2.13 | 1509.6 | 6091407.3575 | 2664 | 6111360.8072 | 0 | 888 | 313999.9994 | 887999998.75 | 502_2.2.13 | 38 | 0 | 114091.5912 | 4115.7289 | 93168.7071 | 0 | 93168.7071 | 157542.6088 | 133237.8028 | 287.5495 | 0.13482 | 0.92998 | 2.9668 | 11.3499 | 1 | 0 | 0.26102 | 0.46214 | 0 | 5.0061 | 0.91135 | 204.1359 | 217.729 | 0 | 0 | 214.6126 | 223.6465 | 0.97304 | 0.9907 | 0.34441 | 0 | 0 | 0 | 0.5 | 0 | 0.95884 | 0.0053261 | 0 | 0.8865 | EB
133 | 502_2.2.14 | 1293.275 | 5310587.3838 | 2282.25 | 5314202.7948 | 0 | 760.75 | 246999.9996 | 760749999.8 | 502_2.2.14 | 32 | 0 | 107025.9907 | 2371.5939 | 82497.4614 | 0 | 82497.4614 | 163102.0872 | 83336.7649 | 293.5804 | 0.17316 | 0.42286 | 2.9944 | 12.6736 | 1 | 0 | 0.26563 | 0.46908 | 0 | 4.7445 | 0.51692 | 200.667 | 214.5689 | 0 | 0 | 209.958 | 219.8303 | 0.96537 | 0.99577 | 0.33519 | 0 | 0 | 0 | 0.5 | 0 | 0.97628 | 0.02097 | 0 | 0.87326 | EC
134 | 502_2.2.15 | 2056.575 | 8586919.6184 | 3629.25 | 8571883.9318 | 23 | 1209.75 | 1194000.0001 | 1209749999.2 | 502_2.2.15 | 81 | 0 | 22032.5619 | 10509.887 | 157311.7073 | 0 | 58821.9805 | 68375.8631 | 21457.7041 | 299.547 | 0.4901 | 1.9305 | 2.4774 | 12.6701 | 1 | 0 | 0.27009 | 0.4758 | 0 | 2.453 | 2.2589 | 197.414 | 211.5907 | 0 | 0 | 205.7137 | 216.3026 | 0.90198 | 0.9807 | 0.50752 | 0 | 0 | 0 | 0.5 | 0.31771 | 0.8949 | 0.77967 | 0 | 0.8733 | ED
135 | 502_2.2.16 | 2268.225 | 9528227.0333 | 4002.75 | 9503212.8558 | 0 | 1334.25 | 1081000 | 1334250000.9 | 502_2.2.16 | 72 | 0 | 97262.5886 | 3877.7903 | 122947.5223 | 0 | 107870.7599 | 136119.1714 | 53360.9158 | 301.7726 | 0.68402 | 1.3119 | 2.4051 | 12.7708 | 1 | 0 | 0.27174 | 0.47828 | 0 | 4.3984 | 0.8295 | 196.2451 | 210.517 | 0 | 0 | 205.4463 | 215.7449 | 0.8632 | 0.98688 | 0.53165 | 0 | 0 | 0 | 0.5 | 0 | 0.96122 | 0.11751 | 0 | 0.87229 | EE
136 | 502_2.2.17 | 2002.6 | 8544684.869 | 3534 | 8503235.9819 | 0 | 1178 | 1673000.0003 | 1177999999.375 | 502_2.2.17 | 94 | 0 | 65877.4226 | 6370.8817 | 43679.0863 | 0 | 43679.0863 | 102060.7631 | 52126.6299 | 307.6403 | 0.31599 | 2.2139 | 2.6419 | 12.4678 | 1 | 0.57407 | 0.27601 | 0.48471 | 0 | 3.5359 | 1.3482 | 193.2701 | 207.7754 | 0 | 0 | 201.8485 | 212.6595 | 0.9368 | 0.97786 | 0.45268 | 0.072058 | 0 | 0.072058 | 0.78703 | 0.10728 | 0.93629 | 0.34795 | 0 | 0.87532 | EF
137 | 502_2.2.18 | 1613.725 | 6544350.3534 | 2847.75 | 6560880.5415 | 0 | 949.25 | 325000.001 | 949250002.2 | 502_2.2.18 | 40 | 0 | 105572.389 | 3649.9488 | 84697.3818 | 0 | 84697.3818 | 157172.6301 | 114236.2668 | 289.2578 | 0.13213 | 0.33211 | 2.9884 | 10.4162 | 1 | 0 | 0.26234 | 0.46412 | 0 | 4.7561 | 0.80533 | 203.1335 | 216.8176 | 0 | 0 | 212.9727 | 222.379 | 0.97357 | 0.99668 | 0.33719 | 0 | 0 | 0 | 0.5 | 0 | 0.9635 | 0.018462 | 0 | 0.89584 | EG
138 | 502_2.2.19 | 1751.85 | 7278258.3691 | 3091.5 | 7270768.4586 | 0 | 1030.5 | 322999.9996 | 1030499999.5 | 502_2.2.19 | 43 | 0 | 62595.4156 | 10028.1265 | 48736.3805 | 0 | 48736.3805 | 128300.4693 | 99898.0405 | 297.7421 | 0.16444 | 0.10771 | 2.9352 | 7.4857 | 1 | 0.74454 | 0.26875 | 0.47378 | 0 | 3.5298 | 2.1656 | 198.3796 | 212.4763 | 0 | 0 | 208.4197 | 218.1717 | 0.96711 | 0.99892 | 0.35492 | 0 | 0 | 0 | 0.87227 | 0.00048847 | 0.89972 | 0.37405 | 0 | 0.92514 | EH
139 | 502_2.2.2 | 1538.075 | 6460193.5351 | 2714.25 | 6443357.7062 | 0 | 904.75 | 463000.002 | 904750001.3 | 502_2.2.2 | 41 | 0 | 22342.4085 | 2001.2867 | 25238.9799 | 0 | 25238.9799 | 76823.4254 | 84094.6542 | 301.7251 | 0.26592 | 2.353 | 2.6572 | 13.8746 | 1 | 0.2777 | 0.2717 | 0.47822 | 0 | 2.4489 | 0.4286 | 196.2723 | 210.5418 | 0 | 0 | 201.3372 | 213.4193 | 0.94682 | 0.97647 | 0.44762 | 0.14319 | 0 | 0.14319 | 0.63885 | 0.23177 | 0.97999 | 0.77658 | 0 | 0.86125 | EI
140 | 502_2.2.20 | 1343 | 5574699.9293 | 2370 | 5569681.9162 | 0 | 790 | 535000.0005 | 790000001.45 | 502_2.2.20 | 40 | 0 | 79831.1572 | 3299.2505 | 75759.0868 | 0 | 75614.5389 | 68677.7089 | 108492.8648 | 297.4258 | 0.44292 | 3.3671 | 2.7861 | 14.3329 | 1 | 0 | 0.26852 | 0.47342 | 0 | 3.9859 | 0.71441 | 198.5547 | 212.6364 | 0 | 0 | 206.8423 | 217.3367 | 0.91142 | 0.96633 | 0.40464 | 0 | 0 | 0 | 0.5 | 0.31322 | 0.96701 | 0.20169 | 0 | 0.85667 | EJ
141 | 502_2.2.21 | 1218.9 | 5005684.979 | 2151 | 5009018.6347 | 0 | 717 | 298000 | 716999998.15 | 502_2.2.21 | 31 | 0 | 75127.2194 | 3022.7492 | 67034.3257 | 0 | 67034.3257 | 97445.5391 | 123268.1819 | 293.6156 | 0.18577 | 3.0463 | 2.8623 | 14.1008 | 1 | 0 | 0.26566 | 0.46912 | 0 | 3.8978 | 0.66087 | 200.647 | 214.5507 | 0 | 0 | 208.6976 | 219.1093 | 0.96285 | 0.96954 | 0.37924 | 0 | 0 | 0 | 0.5 | 0.046929 | 0.96977 | 0.24873 | 0 | 0.85899 | EK
142 | 502_2.2.22 | 2476.1268 | 10269138.4247 | 4369.6356 | 10261217.5779 | 72 | 1456.5452 | 1638611.6921 | 1456545186.4402 | 502_2.2.22 | 93 | 0 | 41102.0598 | 4873.9929 | 175559.9463 | 0 | 66294.8929 | 76160.1137 | 4576.9941 | 297.1059 | 0.5027 | 2.3989 | 2.1761 | 20.5489 | 1 | 0 | 0.26828 | 0.47307 | 0 | 2.9697 | 1.056 | 198.7255 | 212.793 | 0 | 0 | 205.8246 | 216.8187 | 0.89946 | 0.97601 | 0.60797 | 0 | 0 | 0.0021339 | 0.5 | 0.2545 | 0.95126 | 0.58898 | 0 | 0.79451 | EL
143 | 502_2.2.23 | 2050.8166 | 8849843.1036 | 3619.0882 | 8792841.3229 | 14 | 1206.3627 | 1715193.0273 | 1206362722.827 | 502_2.2.23 | 98 | 0 | 30070.2357 | 2258.9784 | 83453.7098 | 0 | 73875.7684 | 80044.0645 | 26327.0554 | 312.021 | 1.0917 | 10.0662 | 2.5611 | 19.6259 | 1 | 0.74261 | 0.27915 | 0.48944 | 0 | 2.5887 | 0.47312 | 191.1454 | 205.8099 | 0 | 0 | 196.5139 | 208.8718 | 0.78166 | 0.89934 | 0.47964 | 0 | 0 | 0 | 0.87131 | 0.21205 | 0.97741 | 0.6993 | 0 | 0.80374 | EM
144 | 502_2.2.24 | 1634.975 | 6572481.7167 | 2885.25 | 6597726.8364 | 0 | 961.75 | 308999.9998 | 961749998.5 | 502_2.2.24 | 43 | 0 | 115172.8744 | 10662.9146 | 96644.0832 | 0 | 96644.0832 | 142291.218 | 158548.5125 | 286.2806 | 0.14523 | 1.0393 | 2.9717 | 8.6465 | 1 | 0 | 0.26004 | 0.46066 | 0 | 5.0517 | 2.3734 | 204.8929 | 218.4164 | 0 | 0 | 218.0478 | 225.8416 | 0.97095 | 0.98961 | 0.34277 | 0 | 0 | 0 | 0.5 | 0 | 0.89337 | 0.0020169 | 0 | 0.91353 | EN
145 | 502_2.2.25 | 1378.275 | 5772701.9154 | 2432.25 | 5760001.7638 | 0 | 810.75 | 663999.9998 | 810750000.25 | 502_2.2.25 | 40 | 0 | 107623.1477 | 3125.7265 | 122021.3607 | 0 | 117587.3143 | 131246.4115 | 74905.2177 | 300.6845 | 0.35119 | 0.80186 | 2.3656 | 12.3031 | 1 | 0 | 0.27094 | 0.47707 | 0 | 4.6806 | 0.67074 | 196.8135 | 211.0394 | 0 | 0 | 206.2364 | 216.3907 | 0.92976 | 0.99198 | 0.54481 | 0 | 0 | 0 | 0.5 | 0 | 0.96874 | 0.021184 | 0 | 0.87697 | EO
146 | 502_2.2.26 | 1229.525 | 5087167.2062 | 2169.75 | 5084989.4259 | 0 | 723.25 | 750000.0005 | 723249997.325 | 502_2.2.26 | 50 | 0 | 99997.5444 | 8294.6908 | 107779.1523 | 0 | 102633.0344 | 75981.7533 | 110976.5979 | 296.2616 | 0.31723 | 1.9468 | 2.777 | 11.2724 | 1 | 0 | 0.26765 | 0.47212 | 0 | 4.5287 | 1.7993 | 199.1837 | 213.2127 | 0 | 0 | 210.3464 | 219.5407 | 0.93655 | 0.98053 | 0.40765 | 0 | 0 | 0 | 0.5 | 0.24018 | 0.91705 | 0.035015 | 0 | 0.88728 | EP
147 | 502_2.2.27 | 2292.025 | 9504782.0407 | 4044.75 | 9497572.8631 | 0 | 1348.25 | 689999.9994 | 1348250003.7 | 502_2.2.27 | 63 | 0 | 105597.0463 | 3180.1146 | 140992.8411 | 0 | 109399.5031 | 86764.2499 | 94091.3574 | 297.0733 | 0.30608 | 1.6644 | 2.7387 | 13.4105 | 1 | 0 | 0.26825 | 0.47303 | 0 | 4.6676 | 0.68936 | 198.7418 | 212.8081 | 0 | 0 | 208.1886 | 218.1651 | 0.93878 | 0.98336 | 0.42042 | 0 | 0 | 0 | 0.5 | 0.14384 | 0.9682 | 0.042623 | 0 | 0.86589 | EQ
148 | 502_2.2.28 | 1904.85 | 7679090.901 | 3361.5 | 7705321.919 | 0 | 1120.5 | 576000.0014 | 1120500002.45 | 502_2.2.28 | 54 | 0 | 120527.208 | 13033.1539 | 102941.5843 | 0 | 102941.5843 | 115816.1425 | 151432.6722 | 287.2393 | 0.20314 | 2.0705 | 2.8519 | 9.1656 | 1 | 0 | 0.26078 | 0.46177 | 0 | 5.1841 | 2.882 | 204.3296 | 217.9042 | 0 | 0 | 218.6106 | 225.9704 | 0.95937 | 0.97929 | 0.38272 | 0 | 0 | 0 | 0.5 | 0.0063858 | 0.86967 | 0.0055749 | 0 | 0.90834 | ER
149 | 502_2.2.29 | 1453.5 | 6045699.6039 | 2565 | 6038464.9624 | 0 | 855 | 467000.002 | 855000003.65 | 502_2.2.29 | 43 | 0 | 116480.104 | 2303.034 | 108891.0562 | 0 | 108818.0128 | 162050.3042 | 34768.4035 | 298.1586 | 0.603 | 2.2791 | 2.1731 | 15.4942 | 1 | 0 | 0.26906 | 0.47425 | 0 | 4.9408 | 0.49738 | 198.1555 | 212.2709 | 0 | 0 | 207.7408 | 217.709 | 0.8794 | 0.97721 | 0.60895 | 0 | 0 | 0 | 0.5 | 0 | 0.97697 | 0 | 0 | 0.84506 | ES
150 | 502_2.2.3 | 1255.45 | 5117779.852 | 2215.5 | 5126777.0387 | 0 | 738.5 | 292000.0004 | 738500000.65 | 502_2.2.3 | 32 | 0 | 83532.0805 | 3205.6644 | 70921.2638 | 0 | 70921.2638 | 129515.0409 | 132633.8925 | 291.0356 | 0.14958 | 1.3129 | 2.9793 | 12.3337 | 1 | 0.033852 | 0.2637 | 0.46617 | 0 | 4.1468 | 0.70447 | 202.1068 | 215.8826 | 0 | 0 | 210.6831 | 220.7338 | 0.97008 | 0.98687 | 0.34022 | 0 | 0 | 0 | 0.51693 | 0 | 0.96794 | 0.16468 | 0 | 0.87666 | ET
151 | 502_2.2.30 | 1192.125 | 4962905.9172 | 2103.75 | 4956332.2938 | 6 | 701.25 | 742999.9998 | 701250001.3 | 502_2.2.30 | 44 | 0 | 42246.8405 | 1239.3907 | 167841.7368 | 0 | 84500.7172 | 95171.872 | 20008.024 | 298.4775 | 0.58934 | 2.1098 | 2.4123 | 17.831 | 1 | 0 | 0.2693 | 0.47461 | 0 | 2.9894 | 0.26735 | 197.9845 | 212.1141 | 0 | 0 | 203.724 | 215.3708 | 0.88213 | 0.9789 | 0.52925 | 0 | 0 | 0 | 0.5 | 0.067145 | 0.98761 | 0.57753 | 0 | 0.82169 | EU
152 | 502_2.2.31 | 1006.825 | 4177920.6191 | 1776.75 | 4174354.8842 | 0 | 592.25 | 455000.001 | 592250002.1 | 502_2.2.31 | 29 | 0 | 116995.0682 | 1477.3845 | 135197.7201 | 0 | 125825.586 | 120086.919 | 93221.0576 | 297.3079 | 0.29493 | 2.3398 | 2.2634 | 15.0127 | 1 | 0 | 0.26843 | 0.47329 | 0 | 4.9646 | 0.31924 | 198.615 | 212.6918 | 0 | 0 | 207.9314 | 217.9757 | 0.94101 | 0.9766 | 0.57887 | 0 | 0 | 0 | 0.5 | 0 | 0.98523 | 0 | 0 | 0.84987 | EV
153 | 502_2.2.32 | 1286.05 | 5336012.9947 | 2269.5 | 5331543.2045 | 0 | 756.5 | 372999.9996 | 756499998.5 | 502_2.2.32 | 36 | 0 | 113089.965 | 7811.3861 | 84019.6844 | 0 | 84019.6844 | 166696.1576 | 60474.4626 | 297.2701 | 0.11847 | 0.053206 | 2.935 | 8.8272 | 1 | 0 | 0.2684 | 0.47325 | 0 | 4.8621 | 1.692 | 198.6372 | 212.712 | 0 | 0 | 210.1943 | 219.2662 | 0.97631 | 0.99947 | 0.355 | 0 | 0 | 0 | 0.5 | 0 | 0.92189 | 0.0050408 | 0 | 0.91173 | EW
154 | 502_2.2.4 | 2371.075 | 10191073.1533 | 4184.25 | 10131138.6416 | 0 | 1394.75 | 954000 | 1394750000.5 | 502_2.2.4 | 73 | 0 | 108788.5164 | 4865.0499 | 90187.2622 | 0 | 90187.2622 | 139384.974 | 31736.2224 | 310.4592 | 0.3313 | 1.3863 | 2.8105 | 13.4598 | 1 | 0.30651 | 0.27803 | 0.48776 | 0 | 4.6076 | 1.0198 | 191.8928 | 206.5021 | 0 | 0 | 201.7647 | 212.1295 | 0.93374 | 0.98614 | 0.3965 | 0 | 0 | 0 | 0.65325 | 0 | 0.95135 | 0.031627 | 0 | 0.8654 | EX
155 | 502_2.2.5 | 1849.175 | 7768749.4205 | 3263.25 | 7748233.1354 | 0 | 1087.75 | 1246999.995 | 1087749996.6 | 502_2.2.5 | 68 | 0 | 60278.0258 | 1516.9237 | 77603.0757 | 0 | 70884.9032 | 46701.4899 | 84686.2743 | 301.8125 | 0.4963 | 3.8342 | 2.6937 | 16.3432 | 1 | 0 | 0.27177 | 0.47832 | 0 | 3.436 | 0.32424 | 196.2242 | 210.4977 | 0 | 0 | 202.8423 | 214.2579 | 0.90074 | 0.96166 | 0.43543 | 0 | 0 | 0 | 0.5 | 0.53299 | 0.98483 | 0.39722 | 0 | 0.83657 | EY
156 | 502_2.2.6 | 1960.1 | 8266600.9515 | 3459 | 8240193.9354 | 0 | 1153 | 658999.9984 | 1152999998.6001 | 502_2.2.6 | 53 | 0 | 100918.2914 | 12762.7303 | 70818.1464 | 0 | 70818.1464 | 148349.3286 | 53331.8484 | 303.2457 | 0.21644 | 0.70707 | 2.9491 | 7.6802 | 1 | 0 | 0.27282 | 0.4799 | 0 | 4.4792 | 2.7215 | 195.4848 | 209.8174 | 0 | 0 | 208.1511 | 217.0181 | 0.95671 | 0.99293 | 0.3503 | 0 | 0 | 0 | 0.5 | 0 | 0.87237 | 0.078463 | 0 | 0.9232 | EZ
157 | 502_2.2.7 | 1728.475 | 7217028.7716 | 3050.25 | 7204385.7805 | 0 | 1016.75 | 653000.001 | 1016749998.6 | 502_2.2.7 | 49 | 0 | 82625.7821 | 3785.453 | 149883.0455 | 0 | 100745.7444 | 92588.6378 | 70326.5755 | 299.5494 | 0.56445 | 1.7603 | 2.524 | 13.6956 | 1 | 0 | 0.2701 | 0.47581 | 0 | 4.039 | 0.81365 | 197.4132 | 211.5899 | 0 | 0 | 205.9616 | 216.4426 | 0.88711 | 0.9824 | 0.49199 | 0 | 0 | 0 | 0.5 | 0.095233 | 0.96215 | 0.17441 | 0 | 0.86304 | FA
158 | 502_2.2.8 | 1945.53 | 8011494.8864 | 3433.2883 | 8013633.1909 | 24 | 1144.4294 | 1080955.8197 | 1144429430.8858 | 502_2.2.8 | 66 | 0 | 119026.0164 | 1942.6656 | 114108.253 | 0 | 114108.253 | 165195.5309 | 14746.836 | 294.575 | 0.5483 | 3.2486 | 2.1308 | 19.3675 | 1 | 0 | 0.26638 | 0.47021 | 0 | 5.0504 | 0.42296 | 200.1147 | 214.0641 | 0 | 0 | 209.7761 | 219.5375 | 0.89034 | 0.96751 | 0.62306 | 0 | 0 | 0 | 0.5 | 0 | 0.98057 | 0.002217 | 0 | 0.80632 | FB
159 | 502_2.2.9 | 1742.5 | 7271403.5009 | 3075 | 7259270.5355 | 26 | 1025 | 1249999.997 | 1024999996.65 | 502_2.2.9 | 64 | 0 | 89914.1766 | 2151.8944 | 142291.4638 | 0 | 117280.6392 | 131906.7635 | 17505.6382 | 299.3424 | 0.77705 | 1.9749 | 2.3002 | 18.0036 | 1 | 0 | 0.26994 | 0.47557 | 0 | 4.2321 | 0.46285 | 197.5267 | 211.6939 | 0 | 0 | 205.7982 | 216.3888 | 0.84459 | 0.98025 | 0.56661 | 0 | 0 | 0 | 0.5 | 0 | 0.97848 | 0.13062 | 0 | 0.81996 | FC
160 | 503.1.2 | 463.25 | 1871467.2847 | 817.5 | 1877268.1992 | 0 | 272.5 | 361000 | 272500001.45 | 503.1.2 | 26 | 0 | 74616.2889 | 9688.6927 | 169335.9281 | 0 | 169335.9281 | 175200.7615 | 75090.9598 | 287.9571 | 0.15492 | 0.70642 | 2.7862 | 8.956 | 1 | 0 | 0.26133 | 0.4626 | 0 | 3.9363 | 2.1424 | 203.9094 | 217.5221 | 0 | 0 | 214.6687 | 223.6008 | 0.96902 | 0.99294 | 0.40459 | 0 | 0 | 0 | 0.5 | 0 | 0.90311 | 0.26534 | 0 | 0.91044 | FD
161 | 503.1.3 | 274.975 | 1102571.753 | 485.25 | 1107228.5987 | 0 | 161.75 | 143999.9996 | 161749999.85 | 503.1.3 | 10 | 0 | 90801.7415 | 1989.6032 | 176624.0371 | 0 | 176624.0371 | 199918.6676 | 94105.9709 | 285.4324 | 0.17855 | 0.34003 | 2.5781 | 11.442 | 1 | 0 | 0.25938 | 0.45966 | 0 | 4.4015 | 0.44391 | 205.4073 | 218.8827 | 0 | 0 | 213.9943 | 223.7281 | 0.96429 | 0.9966 | 0.47398 | 0 | 0 | 0 | 0.5 | 0 | 0.9801 | 0.091997 | 0 | 0.88558 | FE
162 | 503_1.2.1 | 669.375 | 2668803.9242 | 1181.25 | 2682365.2173 | 0 | 393.75 | 414999.9994 | 393750000.75 | 503_1.2.1 | 31 | 0 | 53267.4917 | 1037.9665 | 150832.5698 | 0 | 150832.5698 | 170608.7981 | 87891.19 | 283.5498 | 0.18517 | 1.4324 | 2.7156 | 14.1314 | 1 | 0 | 0.25791 | 0.45745 | 0 | 3.4016 | 0.23122 | 206.5549 | 219.9225 | 0 | 0 | 212.9979 | 223.5552 | 0.96297 | 0.98568 | 0.42815 | 0 | 0 | 0 | 0.5 | 0 | 0.98962 | 0.46733 | 0 | 0.85869 | FF
163 | 503_1.2.2 | 656.2 | 2607377.3536 | 1158 | 2621974.236 | 0 | 386 | 289000.001 | 385999999.4 | 503_1.2.2 | 24 | 0 | 92990.9539 | 6331.1855 | 175474.4768 | 0 | 175474.4768 | 208865.5975 | 105767.1982 | 282.4309 | 0.19181 | 0.31282 | 2.5376 | 10.1231 | 1 | 0 | 0.25703 | 0.45613 | 0 | 4.495 | 1.4223 | 207.2456 | 220.5475 | 0 | 0 | 217.7465 | 226.4648 | 0.96164 | 0.99687 | 0.48748 | 0 | 0 | 0 | 0.5 | 0 | 0.93669 | 0.097646 | 0 | 0.89877 | FG

## PV_Data_Calc
Change PV, CSP co-location fields
List used for criteria in Scoring criteria worksheet
Country | botswana_PV | [21 empty] | SUM_zLCOEtotSub
SUM_zLCOEtotTrans
SUM_zLCOEgen
SUM_zSubCost
SUM_zTransCost
SUM_zRoadCost
'
[23 empty] | Max | 3 | 30.3004 | 1 | 1 | 0.24958 | 0 | 10.2735 | 22.968 | 133.4415 | 0 | 159.7171 | 0.97747 | 1 | 0.63428 | 0.16934 | 0 | 0.49583 | 1 | 0.82213 | 0.99637 | 0.87306 | [15 empty] | 0 | 0 | 0
[63 empty] | SUM_ScWater |  |  | SUM_zTransCost | SUM_zSubCost | SUM_zRoadCost | SUM_zLCOEgen | SUM_zLCOEtotTrans | SUM_zLCOEtotSub | 0 | [11 empty] | SUM_zLCOEtotSub |  |  |  |  | Based on | Zone ranking based on zone score | [6 empty] | Zone ranking based on total LCOE
[23 empty] | Min | 2.0972 | 1 | 0.059789 | 0.021455 | 0.23127 | 0 | 4.3636 | 0.10215 | 123.6469 | 0 | 131.7139 | 0.64348 | 0.78267 | 0.33333 | 0.0001346 | 0 | 0.0001346 | 0.014494 | 0.0012765 | 0.18706 | 6.434e-05 | [15 empty] | 0 | 0 | 0 | [21 empty] | SUM_zLCOEtotTrans | SUM_ElectGen |  |  |  | substation
|  | Number of Zones | 174 | [59 empty] | 0.012616
|  |  | 14 | [61 empty] | Weights | 0 | 0 | 0 | 0 | 0.4 | 0.4 | 0 | 0.15 | 0.1 | 0.05 | 0 | 0.05 | 0.05 | 0.05 | 0.05 | 0.05 | 0.05 | [22 empty] | Electricity Demand in 2030 |  |  | List of countries corresponding to worksheet names and scenario 2 resource thresholds in W/m2
|  | 3 | OBJECTID | GroupVal | SUM_InstalledCapacity | SUM_ScWater | SUM_ElectGen | FIRST_SUM_Area | Shape_Length | Shape_Area | GroupVal_1 | FREQUENCY | SUM_zNEAR_Trans | SUM_zNEAR_Sub | SUM_zNEAR_Road | SUM_zNEAR_PV | SUM_zNEAR_geothermal | SUM_zNEAR_allRE | SUM_zNEAR_Load | SUM_zNEAR_water | SUM_zRQ_Wm2 | SUM_zSLOPE | SUM_zPOPDEN | SUM_zLULC | SUM_zHumanFootprint | SUM_zcoloc_CSP | SUM_zcoloc_wind | SUM_zCF | SUM_zTransCost | SUM_zSubCost | SUM_zRoadCost | SUM_zLCOEgen | SUM_zLCOEtotTrans | SUM_zLCOEtotSub | SUM_zScSlope | SUM_zScPop | SUM_zScLULC | SUM_zScREloc | SUM_zScREloc_geo | SUM_zScREloc_all | SUM_zScColoc | SUM_zScLoad | SUM_zScRoad | SUM_zScSub | SUM_zScTrans | SUM_zScHumanFootprint | zoneIdentification | 0 | 0 | 0 | 0 | 0 | 0 | 0 | 0 | 0 | 0 | 0 | 0 | 0 | 0 | 0 | Omit below threshold for # projects within 10km of water | Omit if 1 |  | SUM_zScTransCost | SUM_zScSubCost | SUM_zScRoadCost | SUM_zScLCOEgen | SUM_zScLCOEtotTrans | SUM_zScLCOEtotSub | SUM_zScCapVal | SUM_zScLoad | SUM_zScREloc | SUM_zScREloc_geo | SUM_zScREloc_all | SUM_zcoloc_CSP | SUM_zcoloc_wind | SUM_zScLULC | SUM_zScPop | SUM_zScSlope | SUM_zScHumanFootprint | Total Score with weights | Total LCOE | Annual Electricity Generation MWh (discounted) | Zone ID | GroupVal | Score Ranking | Total LCOE Ranking | Zone Rank | Zone ID | GroupVal | Total Score with weights | Total LCOE | Annual Electricity Generation MWh (discounted) | Cumulative Generation Potential (GWh) | Zone Rank | Zone ID | GroupVal | Total Score with weights | Total LCOE | Annual Electricity Generation MWh (discounted) | Cumulative Generation Potential (GWh) | GroupVal In ( | Country | demand2030 | number of zones | Country | wind | CSP | PV | wind | CSP | PV
|  |  | 1 | 12 | 649.5 | 0 | 1404141.5696 | 216.5 | 513999.9994 | 216499999.55 | 12 | 28 | 0 | 85578.1604 | 6243.8886 | 484263.4655 | 0 | 190423.1464 | 103505.7891 | 36960.9709 | 267.7843 | 0.61833 | 9.0676 | 2.3844 | 23.4411 | 1 | 0.94342 | 0.24679 | 0 | 7.9334 | 1.7317 | 125.0492 | 0 | 134.7143 | 0.87633 | 0.90932 | 0.53852 | 0 | 0 | 0 | 0.97171 | 0.012616 | 0.93756 | 0.15197 | 0 | 0.76559 | A | 0 | 0 | 0 | 0 | 0 | 0 | 0 | 0 | 0 | 0 | 0 | 0 | 0 | 0 | 0 | 0 | 0 |  | 0 | 0.39597 | 0.92873 | 0.85683 | 0 | 0.89285 | 0 | 0.012616 | 0 | 0 | 0 | 1 | 0.94342 | 0.53852 | 0.90932 | 0.87633 | 0.76559 | 0.61069 | 134.7143 | 1404141.5696 | A | 12 | 30 | 28 | 1 | DZ | 6.1.39 | 0.69192 | 134.8737 | 1705269.4518 | 1705.2695 | 1 | BV | 502_1.2.11 | 0.60931 | 131.7139 | 3350943.4094 | 3350.9434 | '502_1.2.11' | angola | 20294 |  | units1 | Wind Power Density | Annual Average DNI | Annual Average GHI | Wind Speed | Annual Average DNI | Annual Average GHI | Wind resource conversion |  | RE Technologies for Colocation
|  |  | 2 | 16 | 122.25 | 0 | 261707.8189 | 40.75 | 130999.9992 | 40749999.75 | 16 | 7 | 0 | 85462.8975 | 6579.228 | 514169.9061 | 0 | 191740.0064 | 159768.5637 | 40727.3594 | 265.1681 | 0.18737 | 0.44785 | 2.681 | 11.0736 | 1 | 0 | 0.24438 | 0 | 8.0078 | 1.838 | 126.2806 | 0 | 136.1263 | 0.96253 | 0.99552 | 0.43967 | 0 | 0 | 0 | 0.5 | 0 | 0.93421 | 0.14903 | 0 | 0.88926 | B | 0 | 0 | 0 | 0 | 0 | 0 | 0 | 0 | 0 | 0 | 0 | 0 | 0 | 0 | 0 | 0 | 0 |  | 0 | 0.38338 | 0.92409 | 0.73111 | 0 | 0.84243 | 0 | 0 | 0 | 0 | 0 | 1 | 0 | 0.43967 | 0.99552 | 0.96253 | 0.88926 | 0.55132 | 136.1263 | 261707.8189 | B | 16 | 74 | 43 | 2 | J | 500.1.23 | 0.68582 | 134.8807 | 1203795.0781 | 2909.0645 | 2 | M | 500.1.26 | 0.64041 | 132.4227 | 3078687.8706 | 6429.6313 | '500.1.26' | botswana | 7730 | 23 | units2 | W/m2 | W/m2 | W/m2 | m/s | kWh/m2/day | kWh/m2/day | W/m2 | m/s | wind | PV | CSP
|  |  | 3 | 3 | 94.5 | 0 | 204344.264 | 31.5 | 102000.0004 | 31500000.4 | 3 | 7 | 0 | 65824.7435 | 3624.2097 | 457887.963 | 0 | 171368.6435 | 87758.1984 | 62669.2861 | 267.8453 | 0.61256 | 12.3571 | 2.1429 | 27.4603 | 1 | 1 | 0.24685 | 0 | 6.9369 | 1.0017 | 125.019 | 0 | 132.9575 | 0.87749 | 0.87643 | 0.61905 | 0 | 0 | 0 | 1 | 0.12242 | 0.96376 | 0.34175 | 0 | 0.7254 | C | 0 | 0 | 0 | 0 | 0 | 0 | 0 | 0 | 0 | 0 | 0 | 0 | 0 | 0 | 0 | 0 | 0 |  | 0 | 0.56458 | 0.96066 | 0.85992 | 0 | 0.95559 | 0 | 0.12242 | 0 | 0 | 0 | 1 | 1 | 0.61905 | 0.87643 | 0.87749 | 0.7254 | 0.65552 | 132.9575 | 204344.264 | C | 3 | 10 | 7 | 3 | K | 500.1.24 | 0.68419 | 133.2194 | 1015621.9276 | 3924.6865 | 3 | BQ | 502.1.2 | 0.60147 | 132.4398 | 5661691.7697 | 12091.323 | '502.1.2' | burundi | 622 |  | angola | 200 | 280 | 250 | 5.6 | 6.72 | 6 | 200 | 5.6 | PV | CSP | PV
|  |  | 4 | 5 | 130.5 | 0 | 276940.2087 | 43.5 | 121000 | 43500000 | 5 | 7 | 0 | 13439.3244 | 4356.0987 | 456693.7166 | 0 | 141081.9501 | 125108.9352 | 76397.2635 | 262.8627 | 0.38759 | 0.86782 | 2.3563 | 11.7816 | 1 | 0 | 0.24225 | 0 | 4.3759 | 1.2252 | 127.389 | 0 | 132.9901 | 0.92248 | 0.99132 | 0.54789 | 0 | 0 | 0 | 0.5 | 0 | 0.95644 | 0.86561 | 0 | 0.88218 | D | 0 | 0 | 0 | 0 | 0 | 0 | 0 | 0 | 0 | 0 | 0 | 0 | 0 | 0 | 0 | 0 | 0 |  | 0 | 0.99791 | 0.95089 | 0.61795 | 0 | 0.95443 | 0 | 0 | 0 | 0 | 0 | 1 | 0 | 0.54789 | 0.99132 | 0.92248 | 0.88218 | 0.59896 | 132.9901 | 276940.2087 | D | 5 | 36 | 9 | 4 | U | 500.1.37 | 0.68134 | 132.5692 | 1961642.2337 | 5886.3287 | 4 | CX | 503_1.2.4 | 0.64609 | 132.4818 | 5439735.4298 | 17531.0585 | '503_1.2.4' | drc | 21225 |  | botswana | 200 | 280 | 250 | 5.6 | 6.72 | 6 | 250 | 6 | CSP | wind | wind
|  |  | 5 | 500.1.11 | 1135.5 | 9 | 2396073.0886 | 378.5 | 806999.9997 | 378500001.175 | 500.1.11 | 41 | 0 | 12694.4774 | 3540.253 | 70170.2536 | 0 | 69703.384 | 58961.8597 | 19926.3278 | 261.3764 | 1.7826 | 16.9954 | 2.7213 | 22.1255 | 1 | 0.25363 | 0.24088 | 0 | 4.3636 | 1.0051 | 128.1136 | 0 | 133.4822 | 0.64348 | 0.83005 | 0.42624 | 0 | 0 | 0 | 0.62682 | 0.41038 | 0.9646 | 0.87306 | 0 | 0.77875 | E | 0 | 0 | 0 | 0 | 0 | 0 | 0 | 0 | 0 | 0 | 0 | 0 | 0 | 0 | 0 | 0 | 0 |  | 0 | 1 | 0.96051 | 0.54397 | 0 | 0.93685 | 0 | 0.41038 | 0 | 0 | 0 | 1 | 0.25363 | 0.42624 | 0.83005 | 0.64348 | 0.77875 | 0.63291 | 133.4822 | 2396073.0886 | E | 500.1.11 | 20 | 13 | 5 | AD | 500_1.2.13 | 0.67267 | 134.1285 | 5546556.3773 | 11432.8851 | 5 | U | 500.1.37 | 0.68134 | 132.5692 | 1961642.2337 | 19492.7007 | '500.1.37' | djibouti | 764 |  | burundi | 200 | 260 | 230 | 5.6 | 6.24 | 5.52 | 300 | 6.4
|  |  | 6 | 500.1.13 | 1348.1058 | 23 | 2759840.9026 | 449.3686 | 441376.7209 | 449368593.6455 | 500.1.13 | 29 | 0 | 121108.7823 | 3329.5483 | 198598.2422 | 0 | 121193.0551 | 152844.5968 | 4466.5623 | 253.5791 | 0.51435 | 2.3849 | 2.3375 | 21.3361 | 1 | 0 | 0.2337 | 0 | 10.2735 | 0.97356 | 132.0522 | 0 | 143.2992 | 0.89713 | 0.97615 | 0.55418 | 0 | 0 | 0 | 0.5 | 0 | 0.9667 | 0 | 0 | 0.78664 | F | 0 | 0 | 0 | 0 | 0 | 0 | 0 | 0 | 0 | 0 | 0 | 0 | 0 | 0 | 0 | 0 | 0 |  | 0 | 0 | 0.96189 | 0.14185 | 0 | 0.58628 | 0 | 0 | 0 | 0 | 0 | 1 | 0 | 0.55418 | 0.97615 | 0.89713 | 0.78664 | 0.44522 | 143.2992 | 2759840.9026 | F | 500.1.13 | 155 | 155 | 6 | EH | 6_1.2.1 | 0.6724 | 134.0171 | 5470731.3543 | 16903.6164 | 6 | BU | 502_1.2.10 | 0.59388 | 132.8073 | 3168044.8596 | 22660.7456 | '502_1.2.10' | egypt | 455525 |  | djibouti | 300 | 260 | 250 | 6.4 | 6.24 | 6 | 350 | 6.7
|  |  | 7 | 500.1.14 | 932.0528 | 34 | 1913826.8813 | 310.6843 | 653392.6471 | 310684260.7284 | 500.1.14 | 38 | 0 | 64451.1039 | 4381.2598 | 82702.9202 | 0 | 82702.9202 | 92073.393 | 3194.1618 | 254.3405 | 0.67058 | 1.2187 | 2.1466 | 18.7742 | 1 | 0 | 0.2344 | 0 | 7.2329 | 1.2735 | 131.6568 | 0 | 140.1632 | 0.86588 | 0.98781 | 0.61782 | 0 | 0 | 0 | 0.5 | 0.10331 | 0.95619 | 0.35549 | 0 | 0.81226 | G | 0 | 0 | 0 | 0 | 0 | 0 | 0 | 0 | 0 | 0 | 0 | 0 | 0 | 0 | 0 | 0 | 0 |  | 0 | 0.51449 | 0.94877 | 0.18222 | 0 | 0.69827 | 0 | 0.10331 | 0 | 0 | 0 | 1 | 0 | 0.61782 | 0.98781 | 0.86588 | 0.81226 | 0.50899 | 140.1632 | 1913826.8813 | G | 500.1.14 | 120 | 128 | 7 | AK | 500_1.2.2 | 0.66364 | 134.5964 | 9773786.6132 | 26677.403 | 7 | C | 3 | 0.65552 | 132.9575 | 204344.264 | 22865.0898 | '3' | ethiopia | 21363 | 91 | drc | 200 | 260 | 210 | 5.6 | 6.24 | 5.04 | 400 | 7
|  |  | 8 | 500.1.15 | 1677.75 | 0 | 3537658.5398 | 559.25 | 285999.9994 | 559250002.45 | 500.1.15 | 25 | 0 | 48049.2041 | 8782.1121 | 162625.5781 | 0 | 36066.9599 | 116789.1603 | 94889.0288 | 261.1813 | 0.219 | 0.013858 | 2.9231 | 7.8476 | 1 | 0.91104 | 0.2407 | 0 | 6.1954 | 2.4905 | 128.2082 | 0 | 136.8941 | 0.9562 | 0.99986 | 0.35896 | 0 | 0 | 0.011102 | 0.95552 | 0.00258 | 0.91218 | 0.51951 | 0 | 0.92152 | H | 0 | 0 | 0 | 0 | 0 | 0 | 0 | 0 | 0 | 0 | 0 | 0 | 0 | 0 | 0 | 0 | 0 |  | 0 | 0.69004 | 0.89555 | 0.53431 | 0 | 0.81501 | 0 | 0.00258 | 0 | 0 | 0.011102 | 1 | 0.91104 | 0.35896 | 0.99986 | 0.9562 | 0.92152 | 0.58377 | 136.8941 | 3537658.5398 | H | 500.1.15 | 49 | 59 | 8 | DN | 6.1.15 | 0.65954 | 136.4992 | 3103806.837 | 29781.2099 | 8 | FB | 6_1.2.28 | 0.59613 | 132.9651 | 4911539.1298 | 27776.629 | '6_1.2.28' | kenya | 20646 | 123 | egypt | 200 | 270 | 230 | 5.6 | 6.48 | 5.52 | 450 | 7.3
|  |  | 9 | 500.1.20 | 1629 | 0 | 3426641.2869 | 543 | 331000.0002 | 542999999.05 | 500.1.20 | 27 | 0 | 84195.4663 | 3588.3372 | 126005.1103 | 0 | 73772.4791 | 75908.1552 | 114590.0273 | 260.5559 | 0.50875 | 3.6892 | 2.8112 | 15.1418 | 1 | 0 | 0.24013 | 0 | 8.0846 | 1.0189 | 128.5161 | 0 | 137.6195 | 0.89825 | 0.96311 | 0.39626 | 0 | 0 | 0 | 0.5 | 0.24092 | 0.96412 | 0.15955 | 0 | 0.84858 | I | 0 | 0 | 0 | 0 | 0 | 0 | 0 | 0 | 0 | 0 | 0 | 0 | 0 | 0 | 0 | 0 | 0 |  | 0 | 0.37038 | 0.95991 | 0.50288 | 0 | 0.78911 | 0 | 0.24092 | 0 | 0 | 0 | 1 | 0 | 0.39626 | 0.96311 | 0.89825 | 0.84858 | 0.55709 | 137.6195 | 3426641.2869 | I | 500.1.20 | 68 | 74 | 9 | AJ | 500_1.2.19 | 0.65917 | 133.5877 | 6013847.5351 | 35795.0574 | 9 | D | 5 | 0.59896 | 132.9901 | 276940.2087 | 28053.5692 | '5' | lesotho | 1309 |  | ethiopia | 200 | 280 | 250 | 5.6 | 6.72 | 6 | 500 | 7.5
|  |  | 10 | 500.1.23 | 574.5 | 4 | 1203795.0781 | 191.5 | 467999.9998 | 191499999.3 | 500.1.23 | 28 | 0 | 17121.0792 | 4344.8078 | 23668.5969 | 0 | 23668.5969 | 20454.0328 | 19282.0331 | 259.547 | 1.3305 | 13.1958 | 2.4217 | 23.1932 | 1 | 0 | 0.2392 | 0 | 4.6241 | 1.2404 | 129.0161 | 0 | 134.8807 | 0.7339 | 0.86804 | 0.52611 | 0.16934 | 0 | 0.16934 | 0.5 | 0.79546 | 0.95655 | 0.82879 | 0 | 0.76807 | J | 0 | 0 | 0 | 0 | 0 | 0 | 0 | 0 | 0 | 0 | 0 | 0 | 0 | 0 | 0 | 0 | 0 |  | 0 | 0.95592 | 0.95022 | 0.45182 | 0 | 0.88691 | 0 | 0.79546 | 0.16934 | 0 | 0.16934 | 1 | 0 | 0.52611 | 0.86804 | 0.7339 | 0.76807 | 0.68582 | 134.8807 | 1203795.0781 | J | 500.1.23 | 2 | 32 | 10 | C | 3 | 0.65552 | 132.9575 | 204344.264 | 35999.4017 | 10 | ET | 6_1.2.20 | 0.59621 | 133.057 | 6130937.8373 | 34184.507 | '6_1.2.20' | libya | 170000 |  | kenya | 250 | 270 | 250 | 6 | 6.48 | 6 | 550 | 7.8
|  |  | 11 | 500.1.24 | 481.5 | 0 | 1015621.9276 | 160.5 | 470999.9994 | 160499999.8 | 500.1.24 | 28 | 0 | 18028.2842 | 1459.929 | 56128.6758 | 0 | 54360.2806 | 23681.958 | 33160.0983 | 261.2698 | 1.199 | 11.9221 | 2.715 | 24.5016 | 1 | 0 | 0.24079 | 0 | 4.6401 | 0.41385 | 128.1654 | 0 | 133.2194 | 0.7602 | 0.88078 | 0.42835 | 0 | 0 | 0 | 0.5 | 0.76318 | 0.9854 | 0.81972 | 0 | 0.75498 | K | 0 | 0 | 0 | 0 | 0 | 0 | 0 | 0 | 0 | 0 | 0 | 0 | 0 | 0 | 0 | 0 | 0 |  | 0 | 0.95321 | 0.98637 | 0.53867 | 0 | 0.94624 | 0 | 0.76318 | 0 | 0 | 0 | 1 | 0 | 0.42835 | 0.88078 | 0.7602 | 0.75498 | 0.68419 | 133.2194 | 1015621.9276 | K | 500.1.24 | 3 | 12 | 11 | X | 500.1.41 | 0.65361 | 135.0784 | 1012413.0463 | 37011.8147 | 11 | BD | 500_1.2.8 | 0.65052 | 133.1102 | 5418503.747 | 39603.0108 | '500_1.2.8' | malawi | 3667 | 22 | lesotho | 200 | 280 | 250 | 5.6 | 6.72 | 6 | 600 | 8
|  |  | 12 | 500.1.25 | 489.1356 | 12 | 1007180.668 | 163.0452 | 375611.6927 | 163045183.1402 | 500.1.25 | 17 | 0 | 45568.095 | 2785.6238 | 37270.1887 | 0 | 37270.1887 | 44131.7255 | 6189.2988 | 255.0537 | 0.57331 | 7.9011 | 2.3585 | 29.247 | 1 | 0 | 0.23506 | 0 | 6.2127 | 0.80835 | 131.2885 | 0 | 138.3096 | 0.88534 | 0.92099 | 0.54717 | 0.0034203 | 0 | 0.0034203 | 0.5 | 0.55868 | 0.97214 | 0.54432 | 0 | 0.70753 | L | 0 | 0 | 0 | 0 | 0 | 0 | 0 | 0 | 0 | 0 | 0 | 0 | 0 | 0 | 0 | 0 | 0 |  | 0 | 0.68711 | 0.96912 | 0.21981 | 0 | 0.76446 | 0 | 0.55868 | 0.0034203 | 0 | 0.0034203 | 1 | 0 | 0.54717 | 0.92099 | 0.88534 | 0.70753 | 0.59298 | 138.3096 | 1007180.668 | L | 500.1.25 | 43 | 94 | 12 | BD | 500_1.2.8 | 0.65052 | 133.1102 | 5418503.747 | 42430.3185 | 12 | K | 500.1.24 | 0.68419 | 133.2194 | 1015621.9276 | 40618.6327 | '500.1.24' | mozambique | 8840 | 60 | libya | 300 | 280 | 250 | 6.4 | 6.72 | 6
|  |  | 13 | 500.1.26 | 1440.7118 | 10 | 3078687.8706 | 480.2373 | 822599.3269 | 480237265.9506 | 500.1.26 | 50 | 0 | 38197.0102 | 1090.939 | 105104.5259 | 0 | 104491.0881 | 94514.4287 | 18322.2566 | 264.6927 | 0.77562 | 21.1431 | 2.7228 | 30.3004 | 1 | 1 | 0.24394 | 0 | 5.6095 | 0.30558 | 126.5077 | 0 | 132.4227 | 0.84488 | 0.78857 | 0.42572 | 0 | 0 | 0 | 1 | 0.084863 | 0.98909 | 0.61803 | 0 | 0.697 | M | 0 | 0 | 0 | 0 | 0 | 0 | 0 | 0 | 0 | 0 | 0 | 0 | 0 | 0 | 0 | 0 | 0 |  | 0 | 0.78918 | 0.9911 | 0.70792 | 0 | 0.97469 | 0 | 0.084863 | 0 | 0 | 0 | 1 | 1 | 0.42572 | 0.78857 | 0.84488 | 0.697 | 0.64041 | 132.4227 | 3078687.8706 | M | 500.1.26 | 16 | 2 | 13 | AP | 500_1.2.24 | 0.64851 | 133.7413 | 5154841.3679 | 47585.1598 | 13 | E | 500.1.11 | 0.63291 | 133.4822 | 2396073.0886 | 43014.7058 | '500.1.11' | namibia | 5420 | 30 | malawi | 200 | 260 | 240 | 5.6 | 6.24 | 5.76
|  |  | 14 | 500.1.27 | 1080 | 0 | 2255528.521 | 360 | 483999.9996 | 359999998.95 | 500.1.27 | 24 | 0 | 37334.7249 | 15443.5492 | 73820.7776 | 0 | 73820.7776 | 82369.5507 | 35259.7232 | 258.689 | 0.63057 | 1.7236 | 2.441 | 8.5028 | 0.99444 | 0 | 0.23841 | 0 | 5.6951 | 4.4188 | 129.4435 | 0 | 139.5575 | 0.87389 | 0.98276 | 0.51968 | 0 | 0 | 0 | 0.49722 | 0.18123 | 0.84556 | 0.62665 | 0 | 0.91497 | N | 0 | 0 | 0 | 0 | 0 | 0 | 0 | 0 | 0 | 0 | 0 | 0 | 0 | 0 | 0 | 0 | 0 |  | 0 | 0.7747 | 0.81122 | 0.40818 | 0 | 0.7199 | 0 | 0.18123 | 0 | 0 | 0 | 0.99444 | 0 | 0.51968 | 0.98276 | 0.87389 | 0.91497 | 0.52943 | 139.5575 | 2255528.521 | N | 500.1.27 | 100 | 119 | 14 | CX | 503_1.2.4 | 0.64609 | 132.4818 | 5439735.4298 | 53024.8953 | 14 | AJ | 500_1.2.19 | 0.65917 | 133.5877 | 6013847.5351 | 49028.5533 | '500_1.2.19' | rwanda | 788 |  | mozambique | 200 | 260 | 230 | 5.6 | 6.24 | 5.52
|  |  | 15 | 500.1.30 | 1817.25 | 0 | 3815343.7061 | 605.75 | 306000.0006 | 605750000.8 | 500.1.30 | 27 | 0 | 79925.1308 | 4439.8207 | 151305.0086 | 0 | 70803.7316 | 99855.5289 | 126888.9595 | 260.0593 | 0.20101 | 3.0859 | 2.8523 | 13.4731 | 1 | 0 | 0.23967 | 0 | 7.878 | 1.2647 | 128.7614 | 0 | 137.9041 | 0.9598 | 0.96914 | 0.38257 | 0 | 0 | 0 | 0.5 | 0.02813 | 0.9556 | 0.20075 | 0 | 0.86527 | O | 0 | 0 | 0 | 0 | 0 | 0 | 0 | 0 | 0 | 0 | 0 | 0 | 0 | 0 | 0 | 0 | 0 |  | 0 | 0.40534 | 0.94916 | 0.47783 | 0 | 0.77895 | 0 | 0.02813 | 0 | 0 | 0 | 1 | 0 | 0.38257 | 0.96914 | 0.9598 | 0.86527 | 0.52464 | 137.9041 | 3815343.7061 | O | 500.1.30 | 104 | 83 | 15 | EI | 6_1.2.10 | 0.64466 | 135.6831 | 6298571.5252 | 59323.4668 | 15 | AP | 500_1.2.24 | 0.64851 | 133.7413 | 5154841.3679 | 54183.3947 | '500_1.2.24' | southAfrica | 453069 | 182 | namibia | 200 | 280 | 250 | 5.6 | 6.72 | 6
|  |  | 16 | 500.1.32 | 1641.2213 | 37 | 3393030.715 | 547.0738 | 721490.6238 | 547073772.478 | 500.1.32 | 39 | 0 | 66282.1968 | 5148.1529 | 98983.0533 | 0 | 98983.0533 | 109469.2865 | 1806.3208 | 256.0791 | 0.62539 | 0.74135 | 2.1063 | 17.9602 | 1 | 0 | 0.236 | 0 | 7.2804 | 1.4899 | 130.7628 | 0 | 139.5331 | 0.87492 | 0.99259 | 0.63122 | 0 | 0 | 0 | 0.5 | 0.014192 | 0.94852 | 0.33831 | 0 | 0.8204 | P | 0 | 0 | 0 | 0 | 0 | 0 | 0 | 0 | 0 | 0 | 0 | 0 | 0 | 0 | 0 | 0 | 0 |  | 0 | 0.50646 | 0.93931 | 0.27349 | 0 | 0.72078 | 0 | 0.014192 | 0 | 0 | 0 | 1 | 0 | 0.63122 | 0.99259 | 0.87492 | 0.8204 | 0.5064 | 139.5331 | 3393030.715 | P | 500.1.32 | 124 | 118 | 16 | M | 500.1.26 | 0.64041 | 132.4227 | 3078687.8706 | 62402.1547 | 16 | EB | 6.1.41 | 0.58703 | 133.8321 | 3343511.4221 | 57526.9061 | '6.1.41' | sudan | 58754 |  | rwanda | 200 | 260 | 230 | 5.6 | 6.24 | 5.52
|  |  | 17 | 500.1.33 | 1566 | 0 | 3280603.843 | 522 | 415000.0008 | 521999998.35 | 500.1.33 | 27 | 0 | 121215.7919 | 30445.1067 | 131558.1791 | 0 | 117742.4298 | 91945.0651 | 127391.2336 | 259.4869 | 0.1941 | 1.7256 | 2.8415 | 3.3621 | 1 | 0 | 0.23914 | 0 | 10.045 | 8.6895 | 129.0455 | 0 | 147.7801 | 0.96118 | 0.98274 | 0.38617 | 0 | 0 | 0 | 0.5 | 0.082187 | 0.69555 | 0 | 0 | 0.96638 | Q | 0 | 0 | 0 | 0 | 0 | 0 | 0 | 0 | 0 | 0 | 0 | 0 | 0 | 0 | 0 | 0 | 0 |  | 0 | 0.038672 | 0.62445 | 0.44882 | 0 | 0.42627 | 0 | 0.082187 | 0 | 0 | 0 | 1 | 0 | 0.38617 | 0.98274 | 0.96118 | 0.96638 | 0.39766 | 147.7801 | 3280603.843 | Q | 500.1.33 | 165 | 163 | 17 | DL | 6.1.12 | 0.63701 | 134.8751 | 1127202.3261 | 63529.357 | 17 | AT | 500_1.2.28 | 0.63386 | 133.9232 | 8952476.5115 | 66479.3826 | '500_1.2.28' | southSudan | 6132 |  | southAfrica | 300 | 280 | 250 | 6.4 | 6.72 | 6
|  |  | 18 | 500.1.34 | 942.75 | 0 | 1973194.0304 | 314.25 | 112999.9996 | 314249998.5 | 500.1.34 | 13 | 0 | 90769.2165 | 1260.2063 | 98269.3242 | 0 | 98269.3242 | 81280.2397 | 79891.0342 | 259.2547 | 0.53896 | 1.7359 | 2.7176 | 13.9387 | 1 | 0 | 0.23893 | 0 | 8.467 | 0.35971 | 129.161 | 0 | 137.9877 | 0.89221 | 0.98264 | 0.42747 | 0 | 0 | 0 | 0.5 | 0.1872 | 0.9874 | 0.092484 | 0 | 0.86061 | R | 0 | 0 | 0 | 0 | 0 | 0 | 0 | 0 | 0 | 0 | 0 | 0 | 0 | 0 | 0 | 0 | 0 |  | 0 | 0.30567 | 0.98874 | 0.43703 | 0 | 0.77596 | 0 | 0.1872 | 0 | 0 | 0 | 1 | 0 | 0.42747 | 0.98264 | 0.89221 | 0.86061 | 0.54661 | 137.9877 | 1973194.0304 | R | 500.1.34 | 80 | 87 | 18 | Y | 500.1.7 | 0.63461 | 135.367 | 3053413.5091 | 66582.7705 | 18 | EH | 6_1.2.1 | 0.6724 | 134.0171 | 5470731.3543 | 71950.114 | '6_1.2.1' | swaziland | 1952 | 13 | southSudan | 200 | 250 | 260 | 5.6 | 6 | 6.24
|  |  | 19 | 500.1.35 | 678.75 | 4 | 1401444.9548 | 226.25 | 225000.0004 | 226250000.05 | 500.1.35 | 13 | 0 | 38758.062 | 12946.2774 | 67183.6284 | 0 | 67183.6284 | 77245.2839 | 9634.2352 | 255.7523 | 0.54786 | 0.81761 | 2.0972 | 15.2022 | 1 | 0 | 0.2357 | 0 | 5.836 | 3.7489 | 130.9299 | 0 | 140.5148 | 0.89043 | 0.99182 | 0.63428 | 0 | 0 | 0 | 0.5 | 0.22755 | 0.87054 | 0.61242 | 0 | 0.84798 | S | 0 | 0 | 0 | 0 | 0 | 0 | 0 | 0 | 0 | 0 | 0 | 0 | 0 | 0 | 0 | 0 | 0 |  | 0 | 0.75086 | 0.84052 | 0.25643 | 0 | 0.68572 | 0 | 0.22755 | 0 | 0 | 0 | 1 | 0 | 0.63428 | 0.99182 | 0.89043 | 0.84798 | 0.52664 | 140.5148 | 1401444.9548 | S | 500.1.35 | 102 | 132 | 19 | AT | 500_1.2.28 | 0.63386 | 133.9232 | 8952476.5115 | 75535.247 | 19 | AD | 500_1.2.13 | 0.67267 | 134.1285 | 5546556.3773 | 77496.6703 | '500_1.2.13' | tanzania | 10923 |  | sudan | 250 | 280 | 250 | 6 | 6.72 | 6
|  |  | 20 | 500.1.36 | 648 | 0 | 1357551.7146 | 216 | 299999.9998 | 216000002.2 | 500.1.36 | 16 | 0 | 106088.4791 | 8259.7759 | 144229.9633 | 0 | 90921.6771 | 95407.0856 | 135225.4931 | 259.4985 | 0.33789 | 3.3345 | 2.6157 | 11.4977 | 1 | 0 | 0.23915 | 0 | 9.2567 | 2.3572 | 129.0396 | 0 | 140.6535 | 0.93242 | 0.96666 | 0.46142 | 0 | 0 | 0 | 0.5 | 0.051671 | 0.9174 | 0.0003425 | 0 | 0.88502 | T | 0 | 0 | 0 | 0 | 0 | 0 | 0 | 0 | 0 | 0 | 0 | 0 | 0 | 0 | 0 | 0 | 0 |  | 0 | 0.17205 | 0.90138 | 0.44942 | 0 | 0.68076 | 0 | 0.051671 | 0 | 0 | 0 | 1 | 0 | 0.46142 | 0.96666 | 0.93242 | 0.88502 | 0.49233 | 140.6535 | 1357551.7146 | T | 500.1.36 | 134 | 134 | 20 | E | 500.1.11 | 0.63291 | 133.4822 | 2396073.0886 | 77931.3201 | 20 | CT | 503_1.2.13 | 0.61888 | 134.3549 | 7267108.3942 | 84763.7787 | '503_1.2.13' | uganda | 9313 | 9 | swaziland | 250 | 260 | 210 | 6 | 6.24 | 5.04
|  |  | 21 | 500.1.37 | 921.75 | 0 | 1961642.2337 | 307.25 | 392000.0006 | 307250002.25 | 500.1.37 | 18 | 0 | 25086.8777 | 2066.5663 | 107027.0128 | 0 | 17482.4386 | 61900.914 | 54075.8645 | 263.6089 | 0.35795 | 5.7608 | 2.537 | 18.3474 | 1 | 0.5533 | 0.24294 | 0 | 4.9611 | 0.58052 | 127.0276 | 0 | 132.5692 | 0.92841 | 0.94239 | 0.48766 | 0 | 0 | 0.3007 | 0.77665 | 0.38099 | 0.97933 | 0.74913 | 0 | 0.81653 | U | 0 | 0 | 0 | 0 | 0 | 0 | 0 | 0 | 0 | 0 | 0 | 0 | 0 | 0 | 0 | 0 | 0 |  | 0 | 0.8989 | 0.97908 | 0.65484 | 0 | 0.96945 | 0 | 0.38099 | 0 | 0 | 0.3007 | 1 | 0.5533 | 0.48766 | 0.94239 | 0.92841 | 0.81653 | 0.68134 | 132.5692 | 1961642.2337 | U | 500.1.37 | 4 | 5 | 21 | BA | 500_1.2.5 | 0.62481 | 136.6516 | 6784399.2447 | 84715.7193 | 21 | BL | 502.1.11 | 0.5716 | 134.3629 | 1224174.9047 | 85987.9536 | '502.1.11' | zambia | 18003 |  | tanzania | 250 | 280 | 250 | 6 | 6.72 | 6
|  |  | 22 | 500.1.39 | 528.75 | 5 | 1122885.3515 | 176.25 | 296999.9992 | 176250000.35 | 500.1.39 | 17 | 0 | 87018.0106 | 363.3316 | 140132.7559 | 0 | 115593.3991 | 129375.7255 | 11117.2748 | 263.0501 | 0.32065 | 3.4411 | 2.5617 | 23.5645 | 1 | 0.81986 | 0.24243 | 0 | 8.1525 | 0.10215 | 127.2974 | 0 | 135.5521 | 0.93587 | 0.96559 | 0.47943 | 0 | 0 | 0 | 0.90993 | 0 | 0.99637 | 0.12982 | 0 | 0.76435 | V | 0 | 0 | 0 | 0 | 0 | 0 | 0 | 0 | 0 | 0 | 0 | 0 | 0 | 0 | 0 | 0 | 0 |  | 0 | 0.35889 | 1 | 0.62729 | 0 | 0.86294 | 0 | 0 | 0 | 0 | 0 | 1 | 0.81986 | 0.47943 | 0.96559 | 0.93587 | 0.76435 | 0.59343 | 135.5521 | 1122885.3515 | V | 500.1.39 | 42 | 39 | 22 | EA | 6.1.4 | 0.61993 | 137.6164 | 2365377.2866 | 87081.0966 | 22 | EQ | 6_1.2.18 | 0.5797 | 134.3743 | 4921945.8138 | 90909.8995 | '6_1.2.18' | zimbabwe | 25153 | 44 | uganda | 200 | 260 | 250 | 5.6 | 6.24 | 6
|  |  | 23 | 500.1.40 | 503.25 | 13 | 1041414.2035 | 167.75 | 280999.9986 | 167749999.5 | 500.1.40 | 13 | 0 | 113190.4712 | 1010.3254 | 138056.5482 | 0 | 132812.7611 | 148704.3822 | 4164.9058 | 256.3263 | 0.56369 | 1.0999 | 2.1595 | 22.5648 | 1 | 0 | 0.23623 | 0 | 9.7462 | 0.29172 | 130.6367 | 0 | 140.6746 | 0.88726 | 0.989 | 0.61351 | 0 | 0 | 0 | 0.5 | 0 | 0.9899 | 0.0022584 | 0 | 0.77435 | W | 0 | 0 | 0 | 0 | 0 | 0 | 0 | 0 | 0 | 0 | 0 | 0 | 0 | 0 | 0 | 0 | 0 |  | 0 | 0.089226 | 0.99171 | 0.28636 | 0 | 0.68001 | 0 | 0 | 0 | 0 | 0 | 1 | 0 | 0.61351 | 0.989 | 0.88726 | 0.77435 | 0.48521 | 140.6746 | 1041414.2035 | W | 500.1.40 | 136 | 136 | 23 | CT | 503_1.2.13 | 0.61888 | 134.3549 | 7267108.3942 | 94348.205 | 23 | EV | 6_1.2.22 | 0.60068 | 134.4941 | 4600055.8755 | 95509.9553 | '6_1.2.22' |  |  |  | zambia | 200 | 260 | 250 | 5.6 | 6.24 | 6
|  |  | 24 | 500.1.41 | 484.9265 | 16 | 1012413.0463 | 161.6422 | 363691.4007 | 161642162.2864 | 500.1.41 | 22 | 0 | 25427.5072 | 1806.1877 | 37870.5778 | 0 | 37870.5778 | 27352.4383 | 5916.6064 | 258.604 | 1.4573 | 10.3762 | 2.4339 | 27.5945 | 1 | 0 | 0.23833 | 0 | 5.0748 | 0.51732 | 129.4863 | 0 | 135.0784 | 0.70854 | 0.89624 | 0.52202 | 0.0015391 | 0 | 0.0015391 | 0.5 | 0.72648 | 0.98194 | 0.74572 | 0 | 0.72405 | X | 0 | 0 | 0 | 0 | 0 | 0 | 0 | 0 | 0 | 0 | 0 | 0 | 0 | 0 | 0 | 0 | 0 |  | 0 | 0.87966 | 0.98184 | 0.40382 | 0 | 0.87985 | 0 | 0.72648 | 0.0015391 | 0 | 0.0015391 | 1 | 0 | 0.52202 | 0.89624 | 0.70854 | 0.72405 | 0.65361 | 135.0784 | 1012413.0463 | X | 500.1.41 | 11 | 34 | 24 | DY | 6.1.38 | 0.61641 | 137.6374 | 3057875.7403 | 97406.0808 | 24 | DK | 6.1.1 | 0.55643 | 134.5172 | 2028440.3491 | 97538.3957 | '6.1.1' |  |  |  | zimbabwe | 200 | 280 | 250 | 5.6 | 6.72 | 6
|  |  | 25 | 500.1.7 | 1446.75 | 0 | 3053413.5091 | 482.25 | 734000 | 482249999.55 | 500.1.7 | 37 | 0 | 62685.5873 | 1173.4209 | 83720.8732 | 0 | 83123.1482 | 48273.5042 | 80391.3957 | 261.4241 | 0.47903 | 3.6219 | 2.5491 | 16.7482 | 1 | 0 | 0.24093 | 0 | 6.9456 | 0.33213 | 128.0892 | 0 | 135.367 | 0.90419 | 0.96378 | 0.48362 | 0 | 0 | 0 | 0.5 | 0.51726 | 0.98827 | 0.37314 | 0 | 0.83252 | Y | 0 | 0 | 0 | 0 | 0 | 0 | 0 | 0 | 0 | 0 | 0 | 0 | 0 | 0 | 0 | 0 | 0 |  | 0 | 0.5631 | 0.98994 | 0.54645 | 0 | 0.86955 | 0 | 0.51726 | 0 | 0 | 0 | 1 | 0 | 0.48362 | 0.96378 | 0.90419 | 0.83252 | 0.63461 | 135.367 | 3053413.5091 | Y | 500.1.7 | 18 | 38 | 25 | CS | 503_1.2.12 | 0.61473 | 134.972 | 4773513.676 | 102179.5944 | 25 | AK | 500_1.2.2 | 0.66364 | 134.5964 | 9773786.6132 | 107312.1823 | '500_1.2.2'
|  |  | 26 | 500_1.2.1 | 2412.75 | 0 | 5062886.3964 | 804.25 | 1342999.9988 | 804249999 | 500_1.2.1 | 77 | 0 | 46979.0287 | 15334.8194 | 57678.3494 | 0 | 57678.3494 | 53510.7891 | 43291.0039 | 259.9198 | 0.78191 | 3.4919 | 2.5225 | 10.3496 | 1 | 0 | 0.23954 | 0 | 6.1685 | 4.3668 | 128.8312 | 0 | 139.3665 | 0.84362 | 0.96508 | 0.4925 | 0.0001346 | 0 | 0.0001346 | 0.5 | 0.46489 | 0.84665 | 0.53021 | 0 | 0.8965 | Z | 0 | 0 | 0 | 0 | 0 | 0 | 0 | 0 | 0 | 0 | 0 | 0 | 0 | 0 | 0 | 0 | 0 |  | 0 | 0.6946 | 0.81349 | 0.4707 | 0 | 0.72672 | 0 | 0.46489 | 0.0001346 | 0 | 0.0001346 | 1 | 0 | 0.4925 | 0.96508 | 0.84362 | 0.8965 | 0.57032 | 139.3665 | 5062886.3964 | Z | 500_1.2.1 | 59 | 117 | 26 | DA | 503_1.2.7 | 0.61346 | 134.7262 | 2856771.497 | 105036.3659 | 26 | EF | 6.1.46 | 0.56661 | 134.6694 | 2732153.7223 | 110044.336 | '6.1.46' |  |  |  | Notes: | wind is including Ag land
|  |  | 27 | 500_1.2.10 | 2611.5 | 0 | 5453449.2976 | 870.5 | 296000 | 870499997.45 | 500_1.2.10 | 37 | 0 | 111601.8085 | 3043.5666 | 213170.6537 | 0 | 88806.1773 | 163455.8036 | 109056.1247 | 258.6632 | 0.14228 | 0.37335 | 2.9707 | 10.7708 | 1 | 0 | 0.23838 | 0 | 9.5745 | 0.87123 | 129.4563 | 0 | 139.902 | 0.97154 | 0.99627 | 0.3431 | 0 | 0 | 0 | 0.5 | 0 | 0.96956 | 0.016987 | 0 | 0.89229 | AA | 0 | 0 | 0 | 0 | 0 | 0 | 0 | 0 | 0 | 0 | 0 | 0 | 0 | 0 | 0 | 0 | 0 |  | 0 | 0.11828 | 0.96637 | 0.40688 | 0 | 0.7076 | 0 | 0 | 0 | 0 | 0 | 1 | 0 | 0.3431 | 0.99627 | 0.97154 | 0.89229 | 0.4932 | 139.902 | 5453449.2976 | AA | 500_1.2.10 | 132 | 125 | 27 | FH | 6_1.2.33 | 0.6128 | 134.6896 | 4740365.1101 | 109776.731 | 27 | FH | 6_1.2.33 | 0.6128 | 134.6896 | 4740365.1101 | 114784.7011 | '6_1.2.33'
|  |  | 28 | 500_1.2.11 | 2341.2883 | 17 | 4826082.3772 | 780.4294 | 834955.8205 | 780429431.6357 | 500_1.2.11 | 48 | 0 | 116727.8645 | 1985.2239 | 174681.5963 | 0 | 111980.2307 | 164733.402 | 14294.9834 | 255.325 | 0.57207 | 3.6558 | 2.1617 | 19.5735 | 1 | 0 | 0.23531 | 0 | 9.9717 | 0.57538 | 131.1492 | 0 | 141.6962 | 0.88559 | 0.96344 | 0.61276 | 0 | 0 | 0 | 0.5 | 0 | 0.98015 | 0.0031397 | 0 | 0.80426 | AB | 0 | 0 | 0 | 0 | 0 | 0 | 0 | 0 | 0 | 0 | 0 | 0 | 0 | 0 | 0 | 0 | 0 |  | 0 | 0.051075 | 0.9793 | 0.23404 | 0 | 0.64353 | 0 | 0 | 0 | 0 | 0 | 1 | 0 | 0.61276 | 0.96344 | 0.88559 | 0.80426 | 0.47071 | 141.6962 | 4826082.3772 | AB | 500_1.2.11 | 145 | 144 | 28 | AI | 500_1.2.18 | 0.61175 | 136.1969 | 4512673.8744 | 114289.4049 | 28 | A | 12 | 0.61069 | 134.7143 | 1404141.5696 | 116188.8427 | '12' |  |  |  | ACEC LCOE ranges |  |  |  |  | Weights for criteria and data labels - used for chart |  | Drop down list menus
|  |  | 29 | 500_1.2.12 | 2271 | 0 | 4756571.8146 | 757 | 440000.0004 | 756999997.3 | 500_1.2.12 | 35 | 0 | 115871.1375 | 934.9788 | 127506.3461 | 0 | 125347.2937 | 114977.3044 | 94180.5889 | 259.4361 | 0.32789 | 2.8458 | 2.1876 | 15.7873 | 1 | 0 | 0.2391 | 0 | 9.7683 | 0.26706 | 129.0707 | 0 | 139.106 | 0.93442 | 0.97154 | 0.60414 | 0 | 0 | 0 | 0.5 | 0 | 0.99065 | 0.0059841 | 0 | 0.84213 | AC | 0 | 0 | 0 | 0 | 0 | 0 | 0 | 0 | 0 | 0 | 0 | 0 | 0 | 0 | 0 | 0 | 0 |  | 0 | 0.085489 | 0.99279 | 0.44625 | 0 | 0.73602 | 0 | 0 | 0 | 0 | 0 | 1 | 0 | 0.60414 | 0.97154 | 0.93442 | 0.84213 | 0.51202 | 139.106 | 4756571.8146 | AC | 500_1.2.12 | 116 | 111 | 29 | AG | 500_1.2.16 | 0.61098 | 135.2691 | 4578953.4336 | 118868.3584 | 29 | DA | 503_1.2.7 | 0.61346 | 134.7262 | 2856771.497 | 119045.6142 | '503_1.2.7' |  |  |  | Maximum | wind | CSP | PV |  | Data label |  | transmission line
|  |  | 30 | 500_1.2.13 | 2615.25 | 0 | 5546556.3773 | 871.75 | 1287000.0008 | 871750000.775 | 500_1.2.13 | 70 | 0 | 41147.4339 | 3044.8922 | 83240.2556 | 0 | 45304.6753 | 35549.7583 | 53226.8439 | 262.7022 | 0.41069 | 5.205 | 2.5469 | 17.7462 | 1 | 0.036995 | 0.24211 | 0 | 5.8041 | 0.8584 | 127.466 | 0 | 134.1285 | 0.91786 | 0.94795 | 0.48437 | 0 | 0 | 0 | 0.5185 | 0.6445 | 0.96955 | 0.58853 | 0 | 0.82254 | AD | 0 | 0 | 0 | 0 | 0 | 0 | 0 | 0 | 0 | 0 | 0 | 0 | 0 | 0 | 0 | 0 | 0 |  | 0 | 0.75626 | 0.96693 | 0.61008 | 0 | 0.91377 | 0 | 0.6445 | 0 | 0 | 0 | 1 | 0.036995 | 0.48437 | 0.94795 | 0.91786 | 0.82254 | 0.67267 | 134.1285 | 5546556.3773 | AD | 500_1.2.13 | 5 | 19 | 30 | A | 12 | 0.61069 | 134.7143 | 1404141.5696 | 120272.4999 | 30 | DZ | 6.1.39 | 0.69192 | 134.8737 | 1705269.4518 | 120750.8836 | '6.1.39' |  |  |  | Total LCOE (using transmission line) | 157 | 283 | 174 |  | Total LCOE | 40% | substation
|  |  | 31 | 500_1.2.14 | 2929.5 | 0 | 6120726.6245 | 976.5 | 273999.9996 | 976500002.3499 | 500_1.2.14 | 41 | 0 | 111088.9926 | 6041.4614 | 203331.2623 | 0 | 91746.7981 | 151832.9258 | 144086.7021 | 258.7992 | 0.13983 | 1.1121 | 2.9834 | 10.8522 | 1 | 0 | 0.23851 | 0 | 9.5428 | 1.7285 | 129.3883 | 0 | 140.6596 | 0.97203 | 0.98888 | 0.33888 | 0 | 0 | 0 | 0.5 | 0 | 0.93959 | 0.0052086 | 0 | 0.89148 | AE | 0 | 0 | 0 | 0 | 0 | 0 | 0 | 0 | 0 | 0 | 0 | 0 | 0 | 0 | 0 | 0 | 0 |  | 0 | 0.12365 | 0.92887 | 0.41383 | 0 | 0.68055 | 0 | 0 | 0 | 0 | 0 | 1 | 0 | 0.33888 | 0.98888 | 0.97203 | 0.89148 | 0.48178 | 140.6596 | 6120726.6245 | AE | 500_1.2.14 | 139 | 135 | 31 | BV | 502_1.2.11 | 0.60931 | 131.7139 | 3350943.4094 | 123623.4433 | 31 | DL | 6.1.12 | 0.63701 | 134.8751 | 1127202.3261 | 121878.086 | '6.1.12' |  |  |  | Total LCOE (using substation) | 145 | 244 | 171 |  | Generation LCOE | #N/A
|  |  | 32 | 500_1.2.15 | 2259.75 | 0 | 4738960.2309 | 753.25 | 404000 | 753249997.45 | 500_1.2.15 | 36 | 0 | 117068.6479 | 7122.8192 | 209136.8779 | 0 | 85876.1991 | 167797.274 | 52621.8407 | 259.7623 | 0.1851 | 0.085297 | 2.9251 | 9.1504 | 1 | 0 | 0.2394 | 0 | 9.8184 | 2.031 | 128.9085 | 0 | 140.758 | 0.96298 | 0.99915 | 0.3583 | 0 | 0 | 0 | 0.5 | 0 | 0.92877 | 0 | 0 | 0.9085 | AF | 0 | 0 | 0 | 0 | 0 | 0 | 0 | 0 | 0 | 0 | 0 | 0 | 0 | 0 | 0 | 0 | 0 |  | 0 | 0.077008 | 0.91564 | 0.4628 | 0 | 0.67703 | 0 | 0 | 0 | 0 | 0 | 1 | 0 | 0.3583 | 0.99915 | 0.96298 | 0.9085 | 0.48226 | 140.758 | 4738960.2309 | AF | 500_1.2.15 | 138 | 138 | 32 | FL | 6_1.2.37 | 0.6091 | 136.2906 | 7533065.2731 | 131156.5086 | 32 | J | 500.1.23 | 0.68582 | 134.8807 | 1203795.0781 | 123081.881 | '500.1.23' |  |  |  | Generation LCOE | 127 | 235 | 155 |  | Transmission LCOE | #N/A | Scoring scale
|  |  | 33 | 500_1.2.16 | 2161.5 | 0 | 4578953.4336 | 720.5 | 1240000.0018 | 720500001.5 | 500_1.2.16 | 70 | 0 | 57908.7565 | 3480.1359 | 130921.284 | 0 | 39892.2213 | 97447.6305 | 56778.6753 | 262.4004 | 0.33575 | 2.077 | 2.5916 | 13.6468 | 1 | 0.78418 | 0.24183 | 0 | 6.6741 | 0.98237 | 127.6126 | 0 | 135.2691 | 0.93285 | 0.97923 | 0.46947 | 0 | 0 | 0.0049493 | 0.89209 | 0.068642 | 0.9652 | 0.42091 | 0 | 0.86353 | AG | 0 | 0 | 0 | 0 | 0 | 0 | 0 | 0 | 0 | 0 | 0 | 0 | 0 | 0 | 0 | 0 | 0 |  | 0 | 0.60904 | 0.96151 | 0.59511 | 0 | 0.87304 | 0 | 0.068642 | 0 | 0 | 0.0049493 | 1 | 0.78418 | 0.46947 | 0.97923 | 0.93285 | 0.86353 | 0.61098 | 135.2691 | 4578953.4336 | AG | 500_1.2.16 | 29 | 36 | 33 | ED | 6.1.43 | 0.60588 | 136.11 | 1827609.5459 | 132984.1181 | 33 | CS | 503_1.2.12 | 0.61473 | 134.972 | 4773513.676 | 127855.3947 | '503_1.2.12' |  |  |  | Transmission LCOE (using transmission line) | 28 | 17 | 39 |  | Road LCOE | #N/A | country-specific
|  |  | 34 | 500_1.2.17 | 3521.25 | 0 | 7391636.0502 | 1173.75 | 593000.0004 | 1173750001.85 | 500_1.2.17 | 53 | 0 | 117497.9362 | 3371.2856 | 140705.2223 | 0 | 111010.3026 | 143848.5148 | 72898.6735 | 260.0142 | 0.41316 | 1.0392 | 2.2598 | 12.446 | 1 | 0 | 0.23963 | 0 | 9.831 | 0.96021 | 128.7837 | 0 | 139.575 | 0.91737 | 0.98961 | 0.58006 | 0 | 0 | 0 | 0.5 | 0 | 0.96629 | 0 | 0 | 0.87554 | AH | 0 | 0 | 0 | 0 | 0 | 0 | 0 | 0 | 0 | 0 | 0 | 0 | 0 | 0 | 0 | 0 | 0 |  | 0 | 0.074868 | 0.96247 | 0.47555 | 0 | 0.71928 | 0 | 0 | 0 | 0 | 0 | 1 | 0 | 0.58006 | 0.98961 | 0.91737 | 0.87554 | 0.50584 | 139.575 | 7391636.0502 | AH | 500_1.2.17 | 125 | 120 | 34 | BQ | 502.1.2 | 0.60147 | 132.4398 | 5661691.7697 | 138645.8099 | 34 | X | 500.1.41 | 0.65361 | 135.0784 | 1012413.0463 | 128867.8078 | '500.1.41' |  |  |  | Transmission LCOE (using substation) | 16 | 12 | 26 |  | Capacity value ratio using | #N/A | ACEC-specific
|  |  | 35 | 500_1.2.18 | 2177.25 | 40 | 4512673.8744 | 725.75 | 863999.9996 | 725750000.85 | 500_1.2.18 | 53 | 0 | 19362.0237 | 3368.5146 | 47147.3354 | 0 | 47147.3354 | 57364.2755 | 5707.2115 | 256.7315 | 0.46278 | 2.9604 | 2.2852 | 21.9936 | 1 | 0 | 0.2366 | 0 | 4.7934 | 0.97289 | 130.4306 | 0 | 136.1969 | 0.90744 | 0.9704 | 0.57161 | 0.0035143 | 0 | 0.0035143 | 0.5 | 0.42636 | 0.96631 | 0.80638 | 0 | 0.78006 | AI | 0 | 0 | 0 | 0 | 0 | 0 | 0 | 0 | 0 | 0 | 0 | 0 | 0 | 0 | 0 | 0 | 0 |  | 0 | 0.92727 | 0.96192 | 0.30741 | 0 | 0.83991 | 0 | 0.42636 | 0.0035143 | 0 | 0.0035143 | 1 | 0 | 0.57161 | 0.9704 | 0.90744 | 0.78006 | 0.61175 | 136.1969 | 4512673.8744 | AI | 500_1.2.18 | 28 | 45 | 35 | EV | 6_1.2.22 | 0.60068 | 134.4941 | 4600055.8755 | 143245.8658 | 35 | BC | 500_1.2.7 | 0.57894 | 135.2115 | 4006812.0794 | 132874.6199 | '500_1.2.7' |  |  |  | Road LCOE | 37 | 28 | 24 |  | Distance to Load Centers | 15%
|  |  | 36 | 500_1.2.19 | 2829.75 | 0 | 6013847.5351 | 943.25 | 1251999.9996 | 943250000.55 | 500_1.2.19 | 72 | 0 | 43446.0457 | 1681.8059 | 109237.4987 | 0 | 56673.6828 | 85435.2806 | 35447.9376 | 263.2436 | 0.54563 | 4.0313 | 2.3257 | 17.1585 | 1 | 1 | 0.24261 | 0 | 5.9109 | 0.47266 | 127.2041 | 0 | 133.5877 | 0.89087 | 0.95969 | 0.55809 | 0 | 0 | 0.041645 | 1 | 0.16054 | 0.98318 | 0.56554 | 0 | 0.82842 | AJ | 0 | 0 | 0 | 0 | 0 | 0 | 0 | 0 | 0 | 0 | 0 | 0 | 0 | 0 | 0 | 0 | 0 |  | 0 | 0.73818 | 0.9838 | 0.63682 | 0 | 0.93308 | 0 | 0.16054 | 0 | 0 | 0.041645 | 1 | 1 | 0.55809 | 0.95969 | 0.89087 | 0.82842 | 0.65917 | 133.5877 | 6013847.5351 | AJ | 500_1.2.19 | 9 | 14 | 36 | D | 5 | 0.59896 | 132.9901 | 276940.2087 | 143522.806 | 36 | AG | 500_1.2.16 | 0.61098 | 135.2691 | 4578953.4336 | 137453.5733 | '500_1.2.16' |  |  |  | Minimum |  |  |  |  | Distance to Wind Plant | 10% | Scoring weights for LCOE
|  |  | 37 | 500_1.2.2 | 4626 | 0 | 9773786.6132 | 1542 | 1800999.9996 | 1542000002.55 | 500_1.2.2 | 108 | 0 | 47242.7164 | 1774.6135 | 79276.9097 | 0 | 66499.706 | 34581.3372 | 77145.7096 | 261.7042 | 0.5658 | 3.6347 | 2.6801 | 15.6634 | 1 | 0 | 0.24119 | 0 | 6.1417 | 0.50216 | 127.9525 | 0 | 134.5964 | 0.88684 | 0.96365 | 0.43996 | 0 | 0 | 0 | 0.5 | 0.65419 | 0.98225 | 0.52757 | 0 | 0.84337 | AK | 0 | 0 | 0 | 0 | 0 | 0 | 0 | 0 | 0 | 0 | 0 | 0 | 0 | 0 | 0 | 0 | 0 |  | 0 | 0.69913 | 0.98251 | 0.56041 | 0 | 0.89706 | 0 | 0.65419 | 0 | 0 | 0 | 1 | 0 | 0.43996 | 0.96365 | 0.88684 | 0.84337 | 0.66364 | 134.5964 | 9773786.6132 | AK | 500_1.2.2 | 7 | 25 | 37 | EM | 6_1.2.14 | 0.59853 | 138.8389 | 4871598.4215 | 148394.4044 | 37 | CA | 502_1.2.3 | 0.55946 | 135.3244 | 7067085.2107 | 144520.6585 | '502_1.2.3' |  |  |  | Total LCOE (using transmission line) | 40 | 171 | 117 |  | Distance to Geothermal Plant | 5% | LCOE total
|  |  | 38 | 500_1.2.20 | 4052.25 | 4 | 8419130.4752 | 1350.75 | 794000.0012 | 1350750002.85 | 500_1.2.20 | 70 | 0 | 117690.3221 | 2384.0367 | 151785.6073 | 0 | 110970.1196 | 161798.4042 | 31759.3205 | 257.3502 | 0.59594 | 2.3051 | 2.157 | 16.0627 | 1 | 0 | 0.23717 | 0 | 9.9435 | 0.68582 | 130.1182 | 0 | 140.7476 | 0.88081 | 0.97695 | 0.61434 | 0 | 0 | 0 | 0.5 | 0 | 0.97616 | 6.434e-05 | 0 | 0.83937 | AL | 0 | 0 | 0 | 0 | 0 | 0 | 0 | 0 | 0 | 0 | 0 | 0 | 0 | 0 | 0 | 0 | 0 |  | 0 | 0.055835 | 0.97447 | 0.3393 | 0 | 0.6774 | 0 | 0 | 0 | 0 | 0 | 1 | 0 | 0.61434 | 0.97695 | 0.88081 | 0.83937 | 0.48654 | 140.7476 | 8419130.4752 | AL | 500_1.2.20 | 135 | 137 | 38 | ET | 6_1.2.20 | 0.59621 | 133.057 | 6130937.8373 | 154525.3423 | 38 | Y | 500.1.7 | 0.63461 | 135.367 | 3053413.5091 | 147574.072 | '500.1.7' |  |  |  | Total LCOE (using substation) | 40 | 172 | 118 |  | Distance to Any RE Plant | #N/A | LCOE separate components
|  |  | 39 | 500_1.2.21 | 5385 | 0 | 11320155.7766 | 1795 | 1312999.9994 | 1795000002.15 | 500_1.2.21 | 98 | 0 | 105651.8351 | 7219.433 | 113394.9539 | 0 | 109500.3061 | 82816.9468 | 103694.2693 | 260.3875 | 0.26857 | 1.6135 | 2.7887 | 11.5738 | 1 | 0 | 0.23997 | 0 | 9.2026 | 2.0538 | 128.5991 | 0 | 139.8555 | 0.94629 | 0.98386 | 0.40376 | 0 | 0 | 0 | 0.5 | 0.17622 | 0.92781 | 0.033232 | 0 | 0.88426 | AM | 0 | 0 | 0 | 0 | 0 | 0 | 0 | 0 | 0 | 0 | 0 | 0 | 0 | 0 | 0 | 0 | 0 |  | 0 | 0.1812 | 0.91465 | 0.4944 | 0 | 0.70926 | 0 | 0.17622 | 0 | 0 | 0 | 1 | 0 | 0.40376 | 0.98386 | 0.94629 | 0.88426 | 0.52104 | 139.8555 | 11320155.7766 | AM | 500_1.2.21 | 105 | 123 | 39 | FB | 6_1.2.28 | 0.59613 | 132.9651 | 4911539.1298 | 159436.8814 | 39 | V | 500.1.39 | 0.59343 | 135.5521 | 1122885.3515 | 148696.9574 | '500.1.39' |  |  |  | Generation LCOE | 36 | 167 | 112 |  | Colocation Potential with PV | 5%
|  |  | 40 | 500_1.2.22 | 2848.5 | 1 | 6024461.5796 | 949.5 | 897999.9988 | 949499998.55 | 500_1.2.22 | 55 | 0 | 103024.2175 | 4548.0883 | 155454.4044 | 0 | 87947.57 | 134893.3345 | 34612.7692 | 261.9723 | 0.33189 | 1.299 | 2.7641 | 13.5223 | 1 | 0.3594 | 0.24143 | 0 | 9.0116 | 1.2855 | 127.8211 | 0 | 138.1182 | 0.93362 | 0.98701 | 0.41198 | 0 | 0 | 0 | 0.6797 | 0 | 0.95452 | 0.057223 | 0 | 0.86478 | AN | 0 | 0 | 0 | 0 | 0 | 0 | 0 | 0 | 0 | 0 | 0 | 0 | 0 | 0 | 0 | 0 | 0 |  | 0 | 0.21353 | 0.94825 | 0.57383 | 0 | 0.7713 | 0 | 0 | 0 | 0 | 0 | 1 | 0.3594 | 0.41198 | 0.98701 | 0.93362 | 0.86478 | 0.53636 | 138.1182 | 6024461.5796 | AN | 500_1.2.22 | 93 | 91 | 40 | DU | 6.1.28 | 0.59511 | 138.4038 | 2098344.8326 | 161535.2262 | 40 | EI | 6_1.2.10 | 0.64466 | 135.6831 | 6298571.5252 | 154995.5289 | '6_1.2.10' |  |  |  | Transmission LCOE (using transmission line) | 1 | 1 | 3 |  | Colocation Potential with CSP | 5% | Reference on supply curve
|  |  | 41 | 500_1.2.23 | 2163.9652 | 16 | 4583781.9439 | 721.3217 | 455565.3865 | 721321732.1629 | 500_1.2.23 | 38 | 0 | 102636.3065 | 3241.8278 | 152600.7233 | 0 | 106018.5752 | 139688.5342 | 15894.2291 | 262.3778 | 0.3416 | 1.9887 | 2.9058 | 17.2703 | 1 | 0.54553 | 0.24181 | 0 | 8.9776 | 0.91495 | 127.6235 | 0 | 137.5161 | 0.93168 | 0.98011 | 0.36472 | 0 | 0 | 0 | 0.77276 | 0 | 0.96758 | 0.033669 | 0 | 0.8273 | AO | 0 | 0 | 0 | 0 | 0 | 0 | 0 | 0 | 0 | 0 | 0 | 0 | 0 | 0 | 0 | 0 | 0 |  | 0 | 0.21927 | 0.96445 | 0.594 | 0 | 0.7928 | 0 | 0 | 0 | 0 | 0 | 1 | 0.54553 | 0.36472 | 0.98011 | 0.93168 | 0.8273 | 0.54959 | 137.5161 | 4583781.9439 | AO | 500_1.2.23 | 76 | 71 | 41 | BU | 502_1.2.10 | 0.59388 | 132.8073 | 3168044.8596 | 164703.2711 | 41 | CF | 502_1.2.8 | 0.55016 | 135.7842 | 3252874.6692 | 158248.4036 | '502_1.2.8' |  |  |  | Transmission LCOE (using substation) | 1 | 1 | 3 |  | Land Use Land Cover | 5% | demand in 2030
|  |  | 42 | 500_1.2.24 | 2433.75 | 0 | 5154841.3679 | 811.25 | 418000.001 | 811249997.25 | 500_1.2.24 | 40 | 0 | 19587.5193 | 4973.576 | 136241.4131 | 0 | 12886.6421 | 90283.0033 | 78028.6099 | 262.3571 | 0.24926 | 1.9652 | 2.6949 | 12.4644 | 1 | 0.96918 | 0.24179 | 0 | 4.7019 | 1.4055 | 127.6339 | 0 | 133.7413 | 0.95015 | 0.98035 | 0.43503 | 0 | 0 | 0.49583 | 0.98459 | 0.11311 | 0.95026 | 0.80412 | 0 | 0.87536 | AP | 0 | 0 | 0 | 0 | 0 | 0 | 0 | 0 | 0 | 0 | 0 | 0 | 0 | 0 | 0 | 0 | 0 |  | 0 | 0.94275 | 0.943 | 0.59294 | 0 | 0.9276 | 0 | 0.11311 | 0 | 0 | 0.49583 | 1 | 0.96918 | 0.43503 | 0.98035 | 0.95015 | 0.87536 | 0.64851 | 133.7413 | 5154841.3679 | AP | 500_1.2.24 | 13 | 15 | 42 | V | 500.1.39 | 0.59343 | 135.5521 | 1122885.3515 | 165826.1564 | 42 | ED | 6.1.43 | 0.60588 | 136.11 | 1827609.5459 | 160076.0131 | '6.1.43' |  |  |  | Road LCOE | 0 | 0 | 0 |  | Population Density | 5% | PV generation target
|  |  | 43 | 500_1.2.25 | 3156 | 0 | 6629506.455 | 1052 | 370999.9986 | 1051999996.45 | 500_1.2.25 | 45 | 0 | 79530.749 | 5029.0708 | 187850.4138 | 0 | 60151.3396 | 141863.9404 | 89713.5002 | 260.1942 | 0.15419 | 0.020675 | 2.9415 | 9.9159 | 1 | 0.45913 | 0.23979 | 0 | 7.8533 | 1.4308 | 128.6946 | 0 | 137.9787 | 0.96916 | 0.99979 | 0.35282 | 0 | 0 | 0 | 0.72956 | 0 | 0.94971 | 0.20546 | 0 | 0.90084 | AQ | 0 | 0 | 0 | 0 | 0 | 0 | 0 | 0 | 0 | 0 | 0 | 0 | 0 | 0 | 0 | 0 | 0 |  | 0 | 0.40951 | 0.94189 | 0.48465 | 0 | 0.77628 | 0 | 0 | 0 | 0 | 0 | 1 | 0.45913 | 0.35282 | 0.99979 | 0.96916 | 0.90084 | 0.5446 | 137.9787 | 6629506.455 | AQ | 500_1.2.25 | 82 | 85 | 43 | L | 500.1.25 | 0.59298 | 138.3096 | 1007180.668 | 166833.3371 | 43 | B | 16 | 0.55132 | 136.1263 | 261707.8189 | 160337.7209 | '16' | [8 empty] | Human footprint | 5%
|  |  | 44 | 500_1.2.26 | 3919.5 | 0 | 8253435.0167 | 1306.5 | 401999.9992 | 1306499998.4 | 500_1.2.26 | 55 | 0 | 52291.2864 | 8124.5372 | 163608.6185 | 0 | 45421.8533 | 113774.4109 | 113923.5498 | 260.83 | 0.1409 | 0.52526 | 2.8905 | 9.3965 | 1 | 0.63165 | 0.24038 | 0 | 6.4232 | 2.306 | 128.3809 | 0 | 137.1101 | 0.97182 | 0.99475 | 0.36982 | 0 | 0 | 0 | 0.81582 | 0.0043591 | 0.91875 | 0.47709 | 0 | 0.90604 | AR | 0 | 0 | 0 | 0 | 0 | 0 | 0 | 0 | 0 | 0 | 0 | 0 | 0 | 0 | 0 | 0 | 0 |  | 0 | 0.6515 | 0.90362 | 0.51667 | 0 | 0.8073 | 0 | 0.0043591 | 0 | 0 | 0 | 1 | 0.63165 | 0.36982 | 0.99475 | 0.97182 | 0.90604 | 0.56728 | 137.1101 | 8253435.0167 | AR | 500_1.2.26 | 63 | 63 | 44 | DM | 6.1.13 | 0.59079 | 139.1443 | 2311229.3474 | 169144.5665 | 44 | FI | 6_1.2.34 | 0.58533 | 136.1799 | 6112866.9191 | 166450.5878 | '6_1.2.34' | [8 empty] | Slope | 5% | Turbine choice
|  |  | 45 | 500_1.2.27 | 4680 | 0 | 9766860.7551 | 1560 | 531000.0008 | 1559999998.15 | 500_1.2.27 | 72 | 0 | 114401.4761 | 9570.1186 | 176740.6635 | 0 | 96977.3096 | 126112.1964 | 155193.7085 | 258.5012 | 0.18656 | 1.5955 | 2.9253 | 9.7834 | 1 | 0 | 0.23823 | 0 | 9.7273 | 2.7429 | 129.5375 | 0 | 142.0077 | 0.96269 | 0.98404 | 0.35822 | 0 | 0 | 0 | 0.5 | 0 | 0.9043 | 0.003551 | 0 | 0.90217 | AS | 0 | 0 | 0 | 0 | 0 | 0 | 0 | 0 | 0 | 0 | 0 | 0 | 0 | 0 | 0 | 0 | 0 |  | 0 | 0.092423 | 0.88451 | 0.39859 | 0 | 0.6324 | 0 | 0 | 0 | 0 | 0 | 1 | 0 | 0.35822 | 0.98404 | 0.96269 | 0.90217 | 0.46332 | 142.0077 | 9766860.7551 | AS | 500_1.2.27 | 148 | 146 | 45 | DO | 6.1.2 | 0.58838 | 137.9964 | 3532640.7278 | 172677.2072 | 45 | AI | 500_1.2.18 | 0.61175 | 136.1969 | 4512673.8744 | 170963.2617 | '500_1.2.18' | [10 empty] | Optimally chosen
|  |  | 46 | 500_1.2.28 | 4231.5 | 0 | 8952476.5115 | 1410.5 | 1012000.002 | 1410499997.7 | 500_1.2.28 | 70 | 0 | 32574.2559 | 2719.473 | 119462.4738 | 0 | 33202.2778 | 69017.1956 | 83861.9237 | 262.0609 | 0.29837 | 2.8516 | 2.6457 | 14.4823 | 1 | 0.1604 | 0.24152 | 0 | 5.3769 | 0.76831 | 127.7781 | 0 | 133.9232 | 0.94033 | 0.97148 | 0.45142 | 0 | 0 | 0.1045 | 0.5802 | 0.30983 | 0.97281 | 0.67426 | 0 | 0.85518 | AT | 0 | 0 | 0 | 0 | 0 | 0 | 0 | 0 | 0 | 0 | 0 | 0 | 0 | 0 | 0 | 0 | 0 |  | 0 | 0.82854 | 0.97087 | 0.57822 | 0 | 0.9211 | 0 | 0.30983 | 0 | 0 | 0.1045 | 1 | 0.1604 | 0.45142 | 0.97148 | 0.94033 | 0.85518 | 0.63386 | 133.9232 | 8952476.5115 | AT | 500_1.2.28 | 19 | 17 | 46 | EB | 6.1.41 | 0.58703 | 133.8321 | 3343511.4221 | 176020.7186 | 46 | DF | 504_5.2.2 | 0.54239 | 136.2849 | 6772155.5975 | 177735.4173 | '504_5.2.2' | [10 empty] | Class II
|  |  | 47 | 500_1.2.29 | 3740.25 | 0 | 7829270.6351 | 1246.75 | 1282999.9998 | 1246750002.1 | 500_1.2.29 | 71 | 0 | 83332.8379 | 3366.1005 | 113395.3494 | 0 | 112609.6062 | 119317.4393 | 54303.775 | 259.283 | 0.69182 | 1.2466 | 2.502 | 12.9855 | 1 | 0 | 0.23896 | 0 | 8.0786 | 0.96088 | 129.1469 | 0 | 138.1864 | 0.86164 | 0.98753 | 0.49934 | 0 | 0 | 0 | 0.5 | 0 | 0.96634 | 0.16836 | 0 | 0.87015 | AU | 0 | 0 | 0 | 0 | 0 | 0 | 0 | 0 | 0 | 0 | 0 | 0 | 0 | 0 | 0 | 0 | 0 |  | 0 | 0.37139 | 0.96245 | 0.43847 | 0 | 0.76886 | 0 | 0 | 0 | 0 | 0 | 1 | 0 | 0.49934 | 0.98753 | 0.86164 | 0.87015 | 0.51848 | 138.1864 | 7829270.6351 | AU | 500_1.2.29 | 109 | 93 | 47 | FI | 6_1.2.34 | 0.58533 | 136.1799 | 6112866.9191 | 182133.5855 | 47 | FL | 6_1.2.37 | 0.6091 | 136.2906 | 7533065.2731 | 185268.4826 | '6_1.2.37'
|  |  | 48 | 500_1.2.3 | 3495.75 | 0 | 7327646.6723 | 1165.25 | 340000 | 1165250000.9 | 500_1.2.3 | 50 | 0 | 82395.9278 | 2330.3143 | 180316.6761 | 0 | 70275.1278 | 128953.5362 | 134380.2059 | 259.6436 | 0.13774 | 0.98508 | 2.9798 | 12.5898 | 1 | 0.021455 | 0.23929 | 0 | 8.0196 | 0.66502 | 128.9677 | 0 | 137.6523 | 0.97245 | 0.99015 | 0.34006 | 0 | 0 | 0 | 0.51073 | 0 | 0.9767 | 0.17781 | 0 | 0.8741 | AV | 0 | 0 | 0 | 0 | 0 | 0 | 0 | 0 | 0 | 0 | 0 | 0 | 0 | 0 | 0 | 0 | 0 |  | 0 | 0.38138 | 0.97538 | 0.45676 | 0 | 0.78794 | 0 | 0 | 0 | 0 | 0 | 1 | 0.021455 | 0.34006 | 0.99015 | 0.97245 | 0.8741 | 0.52509 | 137.6523 | 7327646.6723 | AV | 500_1.2.3 | 103 | 77 | 48 | EG | 6.1.5 | 0.58449 | 140.257 | 1413910.6679 | 183547.4962 | 48 | BZ | 502_1.2.2 | 0.54672 | 136.3192 | 14610537.4472 | 199879.02 | '502_1.2.2' | [8 empty] | Number of projects within 10km of a water body | 0 | Capacity Value
|  |  | 49 | 500_1.2.30 | 2329.5 | 0 | 4893564.0406 | 776.5 | 661000.0006 | 776499999.45 | 500_1.2.30 | 41 | 0 | 77843.4719 | 5703.5376 | 93319.6195 | 0 | 93319.6195 | 83040.3004 | 68354.9808 | 260.2052 | 0.51048 | 1.6279 | 2.6478 | 12.9964 | 1 | 0 | 0.23981 | 0 | 7.7653 | 1.6221 | 128.6892 | 0 | 138.0766 | 0.8979 | 0.98372 | 0.45072 | 0 | 0 | 0 | 0.5 | 0.17052 | 0.94296 | 0.22209 | 0 | 0.87004 | AW | 0 | 0 | 0 | 0 | 0 | 0 | 0 | 0 | 0 | 0 | 0 | 0 | 0 | 0 | 0 | 0 | 0 |  | 0 | 0.42441 | 0.93353 | 0.4852 | 0 | 0.77279 | 0 | 0.17052 | 0 | 0 | 0 | 1 | 0 | 0.45072 | 0.98372 | 0.8979 | 0.87004 | 0.54481 | 138.0766 | 4893564.0406 | AW | 500_1.2.30 | 81 | 90 | 49 | H | 500.1.15 | 0.58377 | 136.8941 | 3537658.5398 | 187085.1547 | 49 | DN | 6.1.15 | 0.65954 | 136.4992 | 3103806.837 | 202982.8269 | '6.1.15' | [8 empty] | Distance to surface water body | #REF! | Top 10% peak hours
|  |  | 50 | 500_1.2.31 | 3447.75 | 0 | 7224839.5875 | 1149.25 | 329000.0004 | 1149250005.4 | 500_1.2.31 | 48 | 0 | 105366.1721 | 3639.8888 | 208907.2336 | 0 | 81359.2141 | 161584.463 | 84802.095 | 259.5648 | 0.15895 | 0.28405 | 2.9902 | 11.3147 | 1 | 0.063955 | 0.23921 | 0 | 9.2169 | 1.0383 | 129.0067 | 0 | 139.2619 | 0.96821 | 0.99716 | 0.33659 | 0 | 0 | 0 | 0.53198 | 0 | 0.9636 | 0.041598 | 0 | 0.88685 | AX | 0 | 0 | 0 | 0 | 0 | 0 | 0 | 0 | 0 | 0 | 0 | 0 | 0 | 0 | 0 | 0 | 0 |  | 0 | 0.17879 | 0.95906 | 0.45278 | 0 | 0.73046 | 0 | 0 | 0 | 0 | 0 | 1 | 0.063955 | 0.33659 | 0.99716 | 0.96821 | 0.88685 | 0.50482 | 139.2619 | 7224839.5875 | AX | 500_1.2.31 | 126 | 114 | 50 | FQ | 6_1.2.8 | 0.58331 | 137.0623 | 5106853.6855 | 192192.0084 | 50 | BY | 502_1.2.14 | 0.54369 | 136.5784 | 4802547.2169 | 207785.3741 | '502_1.2.14' | [10 empty] | Chosen 3 hours in a day - 1 year
|  |  | 51 | 500_1.2.32 | 2114.25 | 17 | 4384578.7353 | 704.75 | 642999.9991 | 704750001.325 | 500_1.2.32 | 41 | 0 | 40628.2232 | 1866.7027 | 81904.8941 | 0 | 81904.8941 | 92578.8264 | 11448.6635 | 256.8768 | 0.52995 | 1.8854 | 2.2458 | 19.3497 | 1 | 0 | 0.23674 | 0 | 5.908 | 0.53881 | 130.357 | 0 | 136.8038 | 0.89401 | 0.98115 | 0.58474 | 0 | 0 | 0 | 0.5 | 0.085119 | 0.98133 | 0.59372 | 0 | 0.8065 | AY | 0 | 0 | 0 | 0 | 0 | 0 | 0 | 0 | 0 | 0 | 0 | 0 | 0 | 0 | 0 | 0 | 0 |  | 0 | 0.73867 | 0.9809 | 0.31492 | 0 | 0.81824 | 0 | 0.085119 | 0 | 0 | 0 | 1 | 0 | 0.58474 | 0.98115 | 0.89401 | 0.8065 | 0.55338 | 136.8038 | 4384578.7353 | AY | 500_1.2.32 | 72 | 57 | 51 | CN | 503.1.2 | 0.58291 | 137.181 | 2207314.3731 | 194399.3228 | 51 | EL | 6_1.2.13 | 0.57035 | 136.5815 | 7747227.3556 | 215532.6014 | '6_1.2.13' | [10 empty] | Chosen 3 hours in a day - 10 years
|  |  | 52 | 500_1.2.4 | 3417.75 | 0 | 7189609.1597 | 1139.25 | 655999.9998 | 1139249999.85 | 500_1.2.4 | 52 | 0 | 104882.8804 | 11007.5723 | 188092.0179 | 0 | 73989.4185 | 151232.1558 | 50837.0116 | 260.5664 | 0.244 | 0.4296 | 2.9509 | 8.2539 | 1 | 0 | 0.24014 | 0 | 9.1566 | 3.1274 | 128.5108 | 0 | 140.7949 | 0.9512 | 0.9957 | 0.34971 | 0 | 0 | 0 | 0.5 | 0 | 0.88992 | 0.042895 | 0 | 0.91746 | AZ | 0 | 0 | 0 | 0 | 0 | 0 | 0 | 0 | 0 | 0 | 0 | 0 | 0 | 0 | 0 | 0 | 0 |  | 0 | 0.18899 | 0.86769 | 0.50341 | 0 | 0.67571 | 0 | 0 | 0 | 0 | 0 | 1 | 0 | 0.34971 | 0.9957 | 0.9512 | 0.91746 | 0.48099 | 140.7949 | 7189609.1597 | AZ | 500_1.2.4 | 141 | 139 | 52 | EX | 6_1.2.24 | 0.58118 | 137.5572 | 5183616.4651 | 199582.9393 | 52 | DW | 6.1.32 | 0.56164 | 136.597 | 1770352.8923 | 217302.9543 | '6.1.32'
|  |  | 53 | 500_1.2.5 | 3262.0647 | 38 | 6784399.2447 | 1087.3549 | 1326449.0977 | 1087354887.5375 | 500_1.2.5 | 82 | 0 | 20712.4465 | 6342.4256 | 43308.1328 | 0 | 43308.1328 | 52481.6034 | 15155.0644 | 257.6157 | 0.60703 | 4.3261 | 2.5064 | 17.7275 | 1 | 0 | 0.23742 | 0 | 4.8471 | 1.8214 | 129.983 | 0 | 136.6516 | 0.87859 | 0.95674 | 0.49786 | 0.16228 | 0 | 0.16228 | 0.5 | 0.47544 | 0.93658 | 0.79288 | 0 | 0.82272 | BA | 0 | 0 | 0 | 0 | 0 | 0 | 0 | 0 | 0 | 0 | 0 | 0 | 0 | 0 | 0 | 0 | 0 |  | 0 | 0.91818 | 0.92481 | 0.3531 | 0 | 0.82367 | 0 | 0.47544 | 0.16228 | 0 | 0.16228 | 1 | 0 | 0.49786 | 0.95674 | 0.87859 | 0.82272 | 0.62481 | 136.6516 | 6784399.2447 | BA | 500_1.2.5 | 21 | 54 | 53 | EQ | 6_1.2.18 | 0.5797 | 134.3743 | 4921945.8138 | 204504.8851 | 53 | DE | 504_5.2.1 | 0.50695 | 136.6192 | 8053550.4988 | 225356.5048 | '504_5.2.1' | [10 empty] | CSP Thermal Storage
|  |  | 54 | 500_1.2.6 | 2399.25 | 14 | 4994351.3751 | 799.75 | 990999.9982 | 799749996.1501 | 500_1.2.6 | 49 | 0 | 82120.4476 | 1788.4709 | 115440.2575 | 0 | 114825.7672 | 126180.3663 | 16572.5009 | 257.844 | 0.78036 | 2.2526 | 2.3201 | 17.8822 | 1 | 0 | 0.23763 | 0 | 8.0612 | 0.51317 | 129.8684 | 0 | 138.4427 | 0.84393 | 0.97747 | 0.55997 | 0 | 0 | 0 | 0.5 | 0 | 0.98212 | 0.18348 | 0 | 0.82118 | BB | 0 | 0 | 0 | 0 | 0 | 0 | 0 | 0 | 0 | 0 | 0 | 0 | 0 | 0 | 0 | 0 | 0 |  | 0 | 0.37434 | 0.98202 | 0.36481 | 0 | 0.75971 | 0 | 0 | 0 | 0 | 0 | 1 | 0 | 0.55997 | 0.97747 | 0.84393 | 0.82118 | 0.51401 | 138.4427 | 4994351.3751 | BB | 500_1.2.6 | 112 | 96 | 54 | BC | 500_1.2.7 | 0.57894 | 135.2115 | 4006812.0794 | 208511.6971 | 54 | BA | 500_1.2.5 | 0.62481 | 136.6516 | 6784399.2447 | 232140.9041 | '500_1.2.5' | [10 empty] | 6h Storage
|  |  | 55 | 500_1.2.7 | 1900.5 | 0 | 4006812.0794 | 633.5 | 205000.0002 | 633500003.6499 | 500_1.2.7 | 26 | 0 | 52126.9377 | 2040.5973 | 137733.0941 | 0 | 49396.1751 | 86282.4563 | 106370.8299 | 261.1467 | 0.18843 | 2.2566 | 2.9029 | 13.8909 | 1 | 0 | 0.24067 | 0 | 6.4073 | 0.57885 | 128.2253 | 0 | 135.2115 | 0.96231 | 0.97743 | 0.3657 | 0 | 0 | 0 | 0.5 | 0.13718 | 0.97959 | 0.47873 | 0 | 0.86109 | BC | 0 | 0 | 0 | 0 | 0 | 0 | 0 | 0 | 0 | 0 | 0 | 0 | 0 | 0 | 0 | 0 | 0 |  | 0 | 0.65418 | 0.97915 | 0.53256 | 0 | 0.8751 | 0 | 0.13718 | 0 | 0 | 0 | 1 | 0 | 0.3657 | 0.97743 | 0.96231 | 0.86109 | 0.57894 | 135.2115 | 4006812.0794 | BC | 500_1.2.7 | 54 | 35 | 55 | FK | 6_1.2.36 | 0.57804 | 137.8763 | 4106654.1993 | 212618.3513 | 55 | FE | 6_1.2.30 | 0.50481 | 136.7291 | 5068302.6008 | 237209.2067 | '6_1.2.30' | [10 empty] | 0h Storage
|  |  | 56 | 500_1.2.8 | 2545.5 | 5 | 5418503.747 | 848.5 | 1068000.0011 | 848500000.075 | 500_1.2.8 | 69 | 0 | 36236.7978 | 2063.6625 | 98750.5596 | 0 | 85048.0592 | 87380.4244 | 26579.645 | 263.6694 | 0.99465 | 5.8946 | 2.7243 | 18.578 | 1 | 0.97142 | 0.243 | 0 | 5.5317 | 0.57968 | 126.9989 | 0 | 133.1102 | 0.80107 | 0.94105 | 0.42522 | 0 | 0 | 0 | 0.98571 | 0.15213 | 0.97936 | 0.63763 | 0 | 0.81422 | BD | 0 | 0 | 0 | 0 | 0 | 0 | 0 | 0 | 0 | 0 | 0 | 0 | 0 | 0 | 0 | 0 | 0 |  | 0 | 0.80235 | 0.97912 | 0.65778 | 0 | 0.95014 | 0 | 0.15213 | 0 | 0 | 0 | 1 | 0.97142 | 0.42522 | 0.94105 | 0.80107 | 0.81422 | 0.65052 | 133.1102 | 5418503.747 | BD | 500_1.2.8 | 12 | 11 | 56 | FN | 6_1.2.5 | 0.57423 | 140.4569 | 5256793.1165 | 217875.1445 | 56 | BP | 502.1.16 | 0.53658 | 136.7835 | 1083971.6422 | 238293.1783 | '502.1.16'
|  |  | 57 | 500_1.2.9 | 4469.25 | 0 | 9432675.7213 | 1489.75 | 1141000.0008 | 1489750001.8 | 500_1.2.9 | 76 | 0 | 96915.0548 | 9815.3357 | 167379.0687 | 0 | 67281.4584 | 135217.3737 | 51678.6038 | 261.429 | 0.27263 | 1.4143 | 2.8422 | 10.055 | 1 | 0.054539 | 0.24093 | 0 | 8.7144 | 2.7807 | 128.0867 | 0 | 139.5819 | 0.94547 | 0.98586 | 0.38592 | 0 | 0 | 0 | 0.52727 | 0 | 0.90185 | 0.1002 | 0 | 0.89945 | BE | 0 | 0 | 0 | 0 | 0 | 0 | 0 | 0 | 0 | 0 | 0 | 0 | 0 | 0 | 0 | 0 | 0 |  | 0 | 0.26381 | 0.88286 | 0.54671 | 0 | 0.71903 | 0 | 0 | 0 | 0 | 0 | 1 | 0.054539 | 0.38592 | 0.98586 | 0.94547 | 0.89945 | 0.50117 | 139.5819 | 9432675.7213 | BE | 500_1.2.9 | 129 | 121 | 57 | BL | 502.1.11 | 0.5716 | 134.3629 | 1224174.9047 | 219099.3194 | 57 | AY | 500_1.2.32 | 0.55338 | 136.8038 | 4384578.7353 | 242677.7571 | '500_1.2.32'
|  |  | 58 | 501.1.1 | 688.5 | 0 | 1447689.8317 | 229.5 | 253000.0006 | 229500001.05 | 501.1.1 | 23 | 0 | 120302.8839 | 31291.2401 | 506578.3572 | 0 | 94495.8613 | 448972.2483 | 46091.9926 | 260.4504 | 0.1909 | 0.23938 | 2.7099 | 1.4788 | 0 | 0 | 0.24003 | 0 | 9.9601 | 8.8993 | 128.5684 | 0 | 147.4278 | 0.96182 | 0.99761 | 0.43003 | 0 | 0 | 0 | 0 | 0 | 0.68709 | 0 | 0 | 0.98521 | BF | 0 | 0 | 0 | 0 | 0 | 0 | 0 | 0 | 0 | 0 | 0 | 0 | 0 | 0 | 0 | 0 | 0 |  | 0 | 0.053026 | 0.61527 | 0.49754 | 0 | 0.43885 | 0 | 0 | 0 | 0 | 0 | 0 | 0 | 0.43003 | 0.99761 | 0.96182 | 0.98521 | 0.34427 | 147.4278 | 1447689.8317 | BF | 501.1.1 | 168 | 162 | 58 | EL | 6_1.2.13 | 0.57035 | 136.5815 | 7747227.3556 | 226846.5467 | 58 | DJ | 504_5.2.6 | 0.54061 | 136.8436 | 1943006.1004 | 244620.7632 | '504_5.2.6'
|  |  | 59 | 501.1.3 | 2349 | 37 | 4887399.3067 | 783 | 432999.9996 | 782999998.6 | 501.1.3 | 43 | 0 | 95796.1016 | 4065.6263 | 506884.3084 | 0 | 71725.8604 | 359312.7002 | 3550.9049 | 257.7201 | 0.23919 | 1.1082 | 2.3304 | 17.7797 | 0 | 0 | 0.23751 | 0 | 8.7826 | 1.1683 | 129.9305 | 0 | 139.8814 | 0.95216 | 0.98892 | 0.55654 | 0 | 0 | 0 | 0 | 0 | 0.95934 | 0.10284 | 0 | 0.8222 | BG | 0 | 0 | 0 | 0 | 0 | 0 | 0 | 0 | 0 | 0 | 0 | 0 | 0 | 0 | 0 | 0 | 0 |  | 0 | 0.25227 | 0.95337 | 0.35847 | 0 | 0.70833 | 0 | 0 | 0 | 0 | 0 | 0 | 0 | 0.55654 | 0.98892 | 0.95216 | 0.8222 | 0.44932 | 139.8814 | 4887399.3067 | BG | 501.1.3 | 152 | 124 | 59 | Z | 500_1.2.1 | 0.57032 | 139.3665 | 5062886.3964 | 231909.4331 | 59 | H | 500.1.15 | 0.58377 | 136.8941 | 3537658.5398 | 248158.4217 | '500.1.15'
|  |  | 60 | 501_1.2.1 | 166.5 | 0 | 347487.6971 | 55.5 | 68999.9996 | 55499999.9 | 501_1.2.1 | 5 | 0 | 123919.6126 | 60063.5025 | 481085.4526 | 0 | 96473.8084 | 416003.8613 | 70258.5163 | 258.5108 | 0.14256 | 0.18018 | 2.7117 | 1.3604 | 0 | 0 | 0.23824 | 0 | 10.2239 | 17.2071 | 129.5327 | 0 | 156.9637 | 0.97149 | 0.9982 | 0.42943 | 0 | 0 | 0 | 0 | 0 | 0.39936 | 0 | 0 | 0.9864 | BH | 0 | 0 | 0 | 0 | 0 | 0 | 0 | 0 | 0 | 0 | 0 | 0 | 0 | 0 | 0 | 0 | 0 |  | 0 | 0.008389 | 0.25195 | 0.39908 | 0 | 0.098323 | 0 | 0 | 0 | 0 | 0 | 0 | 0 | 0.42943 | 0.9982 | 0.97149 | 0.9864 | 0.2086 | 156.9637 | 347487.6971 | BH | 501_1.2.1 | 174 | 172 | 60 | ER | 6_1.2.19 | 0.5701 | 137.7983 | 4992956.9325 | 236902.39 | 60 | CE | 502_1.2.7 | 0.53595 | 136.9638 | 5136462.0695 | 253294.8838 | '502_1.2.7'
|  |  | 61 | 501_3.2.1 | 4069.5 | 4 | 8479606.3735 | 1356.5 | 285000.0006 | 1356500000.55 | 501_3.2.1 | 64 | 0 | 109297.6748 | 10909.1708 | 484040.3627 | 0 | 83073.1092 | 363251.1822 | 27306.3473 | 258.1 | 0.14158 | 0.046812 | 2.4389 | 8.7411 | 0 | 0 | 0.23786 | 0 | 9.4752 | 3.1334 | 129.7389 | 0 | 142.3476 | 0.97168 | 0.99953 | 0.52037 | 0 | 0 | 0 | 0 | 0 | 0.89091 | 0.018239 | 0 | 0.91259 | BI | 0 | 0 | 0 | 0 | 0 | 0 | 0 | 0 | 0 | 0 | 0 | 0 | 0 | 0 | 0 | 0 | 0 |  | 0 | 0.13507 | 0.86743 | 0.37803 | 0 | 0.62027 | 0 | 0 | 0 | 0 | 0 | 0 | 0 | 0.52037 | 0.99953 | 0.97168 | 0.91259 | 0.41832 | 142.3476 | 8479606.3735 | BI | 501_3.2.1 | 160 | 149 | 61 | CK | 503.1.15 | 0.56981 | 138.0557 | 2111006.1695 | 239013.3962 | 61 | FQ | 6_1.2.8 | 0.58331 | 137.0623 | 5106853.6855 | 258401.7374 | '6_1.2.8'
|  |  | 62 | 501_3.2.2 | 980.25 | 15 | 2046007.0341 | 326.75 | 126000.0004 | 326749999.6 | 501_3.2.2 | 18 | 0 | 78858.6311 | 1124.814 | 526403.747 | 0 | 58258.2308 | 371303.5557 | 5566.4933 | 258.5376 | 0.12624 | 1.0757 | 2.2433 | 21.2923 | 0 | 0 | 0.23827 | 0 | 7.868 | 0.32204 | 129.5192 | 0 | 137.7092 | 0.97475 | 0.98924 | 0.58556 | 0 | 0 | 0 | 0 | 0 | 0.98875 | 0.21141 | 0 | 0.78708 | BJ | 0 | 0 | 0 | 0 | 0 | 0 | 0 | 0 | 0 | 0 | 0 | 0 | 0 | 0 | 0 | 0 | 0 |  | 0 | 0.40703 | 0.99038 | 0.40045 | 0 | 0.7859 | 0 | 0 | 0 | 0 | 0 | 0 | 0 | 0.58556 | 0.98924 | 0.97475 | 0.78708 | 0.48119 | 137.7092 | 2046007.0341 | BJ | 501_3.2.2 | 140 | 78 | 62 | FF | 6_1.2.31 | 0.56902 | 138.1544 | 5641448.2269 | 244654.8444 | 62 | ES | 6_1.2.2 | 0.53489 | 137.0656 | 6803148.8777 | 265204.8863 | '6_1.2.2'
|  |  | 63 | 502.1.1 | 1350 | 0 | 2888775.4497 | 450 | 130000.0002 | 450000000 | 502.1.1 | 18 | 0 | 105035.6472 | 27712.7911 | 512797.9076 | 0 | 335534.4999 | 461288.746 | 238091.8488 | 265.0534 | 0.37006 | 0 | 3 | 2.9109 | 1 | 0 | 0.24427 | 0 | 9.0093 | 7.7417 | 126.3352 | 0 | 143.0862 | 0.92599 | 1 | 0.33333 | 0 | 0 | 0 | 0.5 | 0 | 0.72287 | 0.038882 | 0 | 0.97089 | BK | 0 | 0 | 0 | 0 | 0 | 0 | 0 | 0 | 0 | 0 | 0 | 0 | 0 | 0 | 0 | 0 | 0 |  | 0 | 0.21392 | 0.6659 | 0.72553 | 0 | 0.59389 | 0 | 0 | 0 | 0 | 0 | 1 | 0 | 0.33333 | 1 | 0.92599 | 0.97089 | 0.44907 | 143.0862 | 2888775.4497 | BK | 502.1.1 | 153 | 154 | 63 | AR | 500_1.2.26 | 0.56728 | 137.1101 | 8253435.0167 | 252908.2795 | 63 | AR | 500_1.2.26 | 0.56728 | 137.1101 | 8253435.0167 | 273458.3213 | '500_1.2.26'
|  |  | 64 | 502.1.11 | 562.5 | 0 | 1224174.9047 | 187.5 | 75000 | 187500001.5 | 502.1.11 | 9 | 0 | 121087.1087 | 1756.3861 | 596288.2666 | 0 | 356888.9573 | 544795.5191 | 253213.643 | 269.5717 | 0.17155 | 0.0039739 | 2.996 | 11.1466 | 1 | 0 | 0.24844 | 0 | 9.6625 | 0.48266 | 124.2177 | 0 | 134.3629 | 0.96569 | 0.99996 | 0.33467 | 0 | 0 | 0 | 0.5 | 0 | 0.98244 | 0 | 0 | 0.88853 | BL | 0 | 0 | 0 | 0 | 0 | 0 | 0 | 0 | 0 | 0 | 0 | 0 | 0 | 0 | 0 | 0 | 0 |  | 0 | 0.10339 | 0.98336 | 0.94172 | 0 | 0.9054 | 0 | 0 | 0 | 0 | 0 | 1 | 0 | 0.33467 | 0.99996 | 0.96569 | 0.88853 | 0.5716 | 134.3629 | 1224174.9047 | BL | 502.1.11 | 57 | 21 | 64 | EF | 6.1.46 | 0.56661 | 134.6694 | 2732153.7223 | 255640.4332 | 64 | BR | 502.1.3 | 0.53333 | 137.1121 | 3071129.1919 | 276529.4505 | '502.1.3'
|  |  | 65 | 502.1.13 | 1048.5 | 0 | 2249986.4379 | 349.5 | 106999.9998 | 349500001.95 | 502.1.13 | 15 | 0 | 33975.3987 | 22121.2593 | 573266.6708 | 0 | 269676.1967 | 523294.128 | 165865.6288 | 265.8061 | 0.18234 | 0.029328 | 2.9213 | 2.9585 | 1 | 0 | 0.24497 | 0 | 5.3717 | 6.1626 | 125.9775 | 0 | 137.5118 | 0.96353 | 0.99971 | 0.35956 | 0 | 0 | 0 | 0.5 | 0 | 0.77879 | 0.66025 | 0 | 0.97041 | BM | 0 | 0 | 0 | 0 | 0 | 0 | 0 | 0 | 0 | 0 | 0 | 0 | 0 | 0 | 0 | 0 | 0 |  | 0 | 0.82942 | 0.73496 | 0.76206 | 0 | 0.79296 | 0 | 0 | 0 | 0 | 0 | 1 | 0 | 0.35956 | 0.99971 | 0.96353 | 0.97041 | 0.53184 | 137.5118 | 2249986.4379 | BM | 502.1.13 | 98 | 70 | 65 | EP | 6_1.2.17 | 0.56266 | 137.7439 | 4939186.6955 | 260579.6199 | 65 | BT | 502_1.2.1 | 0.53261 | 137.1456 | 10682562.8526 | 287212.0134 | '502_1.2.1'
|  |  | 66 | 502.1.14 | 900 | 0 | 1931542.9047 | 300 | 80000.0004 | 300000003.9999 | 502.1.14 | 12 | 0 | 61472.847 | 22300.5065 | 534922.3697 | 0 | 311367.6814 | 483837.7894 | 210942.1777 | 265.8369 | 0.17165 | 0 | 2.9983 | 2.8 | 1 | 0 | 0.245 | 0 | 6.7686 | 6.212 | 125.9629 | 0 | 138.9434 | 0.96567 | 1 | 0.33389 | 0 | 0 | 0 | 0.5 | 0 | 0.77699 | 0.38527 | 0 | 0.972 | BN | 0 | 0 | 0 | 0 | 0 | 0 | 0 | 0 | 0 | 0 | 0 | 0 | 0 | 0 | 0 | 0 | 0 |  | 0 | 0.59306 | 0.7328 | 0.76355 | 0 | 0.74183 | 0 | 0 | 0 | 0 | 0 | 1 | 0 | 0.33389 | 1 | 0.96567 | 0.972 | 0.51031 | 138.9434 | 1931542.9047 | BN | 502.1.14 | 117 | 110 | 66 | DW | 6.1.32 | 0.56164 | 136.597 | 1770352.8923 | 262349.9728 | 66 | CN | 503.1.2 | 0.58291 | 137.181 | 2207314.3731 | 289419.3278 | '503.1.2'
|  |  | 67 | 502.1.15 | 548.25 | 0 | 1161440.5983 | 182.75 | 94000.0004 | 182750002.45 | 502.1.15 | 9 | 0 | 119837.1525 | 9185.487 | 551458.2254 | 0 | 170804.8896 | 504794.5957 | 67515.725 | 262.4048 | 0.571 | 0.26813 | 2.6689 | 9.1642 | 1 | 0 | 0.24183 | 0 | 9.862 | 2.5921 | 127.6103 | 0 | 140.0644 | 0.8858 | 0.99732 | 0.44368 | 0 | 0 | 0 | 0.5 | 0 | 0.90815 | 0 | 0 | 0.90836 | BO | 0 | 0 | 0 | 0 | 0 | 0 | 0 | 0 | 0 | 0 | 0 | 0 | 0 | 0 | 0 | 0 | 0 |  | 0 | 0.069624 | 0.89111 | 0.59535 | 0 | 0.7018 | 0 | 0 | 0 | 0 | 0 | 1 | 0 | 0.44368 | 0.99732 | 0.8858 | 0.90836 | 0.49248 | 140.0644 | 1161440.5983 | BO | 502.1.15 | 133 | 127 | 67 | CA | 502_1.2.3 | 0.55946 | 135.3244 | 7067085.2107 | 269417.058 | 67 | BW | 502_1.2.12 | 0.5373 | 137.2331 | 1950278.6477 | 291369.6064 | '502_1.2.12'
|  |  | 68 | 502.1.16 | 510 | 0 | 1083971.6422 | 170 | 69999.9998 | 170000002.05 | 502.1.16 | 8 | 0 | 95873.0803 | 3529.5988 | 490705.8582 | 0 | 312904.9137 | 439498.9515 | 218468.1767 | 263.2699 | 0.33492 | 0 | 2.9838 | 9.1941 | 1 | 0 | 0.24263 | 0 | 8.6001 | 0.99228 | 127.1911 | 0 | 136.7835 | 0.93302 | 1 | 0.33873 | 0 | 0 | 0 | 0.5 | 0 | 0.9647 | 0.056226 | 0 | 0.90806 | BP | 0 | 0 | 0 | 0 | 0 | 0 | 0 | 0 | 0 | 0 | 0 | 0 | 0 | 0 | 0 | 0 | 0 |  | 0 | 0.28315 | 0.96107 | 0.63815 | 0 | 0.81896 | 0 | 0 | 0 | 0 | 0 | 1 | 0 | 0.33873 | 1 | 0.93302 | 0.90806 | 0.53658 | 136.7835 | 1083971.6422 | BP | 502.1.16 | 92 | 56 | 68 | I | 500.1.20 | 0.55709 | 137.6195 | 3426641.2869 | 272843.6993 | 68 | EO | 6_1.2.16 | 0.54282 | 137.3649 | 6702520.4916 | 298072.1269 | '6_1.2.16'
|  |  | 69 | 502.1.2 | 2656.5 | 0 | 5661691.7697 | 885.5 | 186999.9998 | 885499999.2 | 502.1.2 | 38 | 0 | 16730.3999 | 3816.7143 | 541113.9238 | 0 | 253081.3588 | 491435.399 | 151353.6342 | 263.9914 | 0.21595 | 0.60657 | 2.8112 | 11.0199 | 1 | 0 | 0.24329 | 0 | 4.5262 | 1.07 | 126.8436 | 0 | 132.4398 | 0.95681 | 0.99393 | 0.39625 | 0 | 0 | 0 | 0.5 | 0 | 0.96183 | 0.8327 | 0 | 0.8898 | BQ | 0 | 0 | 0 | 0 | 0 | 0 | 0 | 0 | 0 | 0 | 0 | 0 | 0 | 0 | 0 | 0 | 0 |  | 0 | 0.97248 | 0.95767 | 0.67363 | 0 | 0.97408 | 0 | 0 | 0 | 0 | 0 | 1 | 0 | 0.39625 | 0.99393 | 0.95681 | 0.8898 | 0.60147 | 132.4398 | 5661691.7697 | BQ | 502.1.2 | 34 | 3 | 69 | DK | 6.1.1 | 0.55643 | 134.5172 | 2028440.3491 | 274872.1396 | 69 | FR | 6_1.2.9 | 0.52964 | 137.4672 | 6304815.7949 | 304376.9427 | '6_1.2.9'
|  |  | 70 | 502.1.3 | 1425 | 0 | 3071129.1919 | 475 | 120000.0002 | 475000000.5 | 502.1.3 | 19 | 0 | 99262.674 | 10900.2986 | 561270.9888 | 0 | 343733.0361 | 509791.5609 | 241645.4392 | 266.9541 | 0.30077 | 0.0063158 | 2.9674 | 7.52 | 1 | 0 | 0.24602 | 0 | 8.6525 | 3.0238 | 125.4358 | 0 | 137.1121 | 0.93985 | 0.99994 | 0.3442 | 0 | 0 | 0 | 0.5 | 0 | 0.891 | 0.029567 | 0 | 0.9248 | BR | 0 | 0 | 0 | 0 | 0 | 0 | 0 | 0 | 0 | 0 | 0 | 0 | 0 | 0 | 0 | 0 | 0 |  | 0 | 0.27429 | 0.87223 | 0.81736 | 0 | 0.80723 | 0 | 0 | 0 | 0 | 0 | 1 | 0 | 0.3442 | 0.99994 | 0.93985 | 0.9248 | 0.53333 | 137.1121 | 3071129.1919 | BR | 502.1.3 | 96 | 64 | 70 | CP | 503_1.2.1 | 0.55358 | 138.9059 | 2115252.7702 | 276987.3924 | 70 | BM | 502.1.13 | 0.53184 | 137.5118 | 2249986.4379 | 306626.9291 | '502.1.13'
|  |  | 71 | 502.1.4 | 1139.25 | 0 | 2451562.9106 | 379.75 | 142000.0002 | 379750000.8 | 502.1.4 | 21 | 0 | 52404.7523 | 28774.6326 | 586769.3297 | 0 | 280251.9486 | 536629.0752 | 176219.4417 | 266.5492 | 0.16233 | 0 | 2.9434 | 2.2798 | 1 | 0 | 0.24565 | 0 | 6.2908 | 7.9959 | 125.6264 | 0 | 139.9131 | 0.96753 | 1 | 0.35221 | 0 | 0 | 0 | 0.5 | 0 | 0.71225 | 0.47595 | 0 | 0.9772 | BS | 0 | 0 | 0 | 0 | 0 | 0 | 0 | 0 | 0 | 0 | 0 | 0 | 0 | 0 | 0 | 0 | 0 |  | 0 | 0.67389 | 0.65478 | 0.7979 | 0 | 0.7072 | 0 | 0 | 0 | 0 | 0 | 1 | 0 | 0.35221 | 1 | 0.96753 | 0.9772 | 0.49773 | 139.9131 | 2451562.9106 | BS | 502.1.4 | 130 | 126 | 71 | DP | 6.1.21 | 0.55353 | 137.7747 | 3707398.357 | 280694.7907 | 71 | AO | 500_1.2.23 | 0.54959 | 137.5161 | 4583781.9439 | 311210.7111 | '500_1.2.23'
|  |  | 72 | 502_1.2.1 | 5007 | 0 | 10682562.8526 | 1669 | 284000.0008 | 1669000003.35 | 502_1.2.1 | 72 | 0 | 79276.9423 | 9699.7973 | 505336.3329 | 0 | 308665.078 | 454265.6929 | 212014.844 | 264.2721 | 0.311 | 0.010036 | 2.9703 | 7.6984 | 1 | 0 | 0.24355 | 0 | 7.7195 | 2.7173 | 126.7088 | 0 | 137.1456 | 0.9378 | 0.9999 | 0.34322 | 0 | 0 | 0 | 0.5 | 0 | 0.903 | 0.25216 | 0 | 0.92302 | BT | 0 | 0 | 0 | 0 | 0 | 0 | 0 | 0 | 0 | 0 | 0 | 0 | 0 | 0 | 0 | 0 | 0 |  | 0 | 0.43216 | 0.88563 | 0.68739 | 0 | 0.80603 | 0 | 0 | 0 | 0 | 0 | 1 | 0 | 0.34322 | 0.9999 | 0.9378 | 0.92302 | 0.53261 | 137.1456 | 10682562.8526 | BT | 502_1.2.1 | 97 | 65 | 72 | AY | 500_1.2.32 | 0.55338 | 136.8038 | 4384578.7353 | 285079.3695 | 72 | EX | 6_1.2.24 | 0.58118 | 137.5572 | 5183616.4651 | 316394.3275 | '6_1.2.24'
|  |  | 73 | 502_1.2.10 | 1479 | 0 | 3168044.8596 | 493 | 117000 | 493000000.15 | 502_1.2.10 | 20 | 0 | 39177.5383 | 3421.545 | 568315.3971 | 0 | 290800.077 | 517797.3798 | 187446.6939 | 265.324 | 0.24825 | 0.06643 | 2.9584 | 10.6917 | 1 | 0 | 0.24452 | 0 | 5.6461 | 0.95467 | 126.2065 | 0 | 132.8073 | 0.95035 | 0.99934 | 0.34719 | 0 | 0 | 0 | 0.5 | 0 | 0.96578 | 0.60822 | 0 | 0.89308 | BU | 0 | 0 | 0 | 0 | 0 | 0 | 0 | 0 | 0 | 0 | 0 | 0 | 0 | 0 | 0 | 0 | 0 |  | 0 | 0.78299 | 0.96272 | 0.73867 | 0 | 0.96095 | 0 | 0 | 0 | 0 | 0 | 1 | 0 | 0.34719 | 0.99934 | 0.95035 | 0.89308 | 0.59388 | 132.8073 | 3168044.8596 | BU | 502_1.2.10 | 41 | 6 | 73 | DC | 503_1.2.9 | 0.55318 | 138.9247 | 7185988.5544 | 292265.358 | 73 | EA | 6.1.4 | 0.61993 | 137.6164 | 2365377.2866 | 318759.7048 | '6.1.4'
|  |  | 74 | 502_1.2.11 | 1570.5 | 0 | 3350943.4094 | 523.5 | 126000 | 523499998.05 | 502_1.2.11 | 21 | 0 | 15801.7197 | 1929.8253 | 550738.0046 | 0 | 276083.5721 | 500474.0674 | 173707.7624 | 264.2911 | 0.20157 | 0.082617 | 2.9547 | 12.1165 | 1 | 0 | 0.24357 | 0 | 4.4736 | 0.54062 | 126.6996 | 0 | 131.7139 | 0.95969 | 0.99917 | 0.34844 | 0 | 0 | 0 | 0.5 | 0 | 0.9807 | 0.84198 | 0 | 0.87884 | BV | 0 | 0 | 0 | 0 | 0 | 0 | 0 | 0 | 0 | 0 | 0 | 0 | 0 | 0 | 0 | 0 | 0 |  | 0 | 0.98138 | 0.98082 | 0.68833 | 0 | 1 | 0 | 0 | 0 | 0 | 0 | 1 | 0 | 0.34844 | 0.99917 | 0.95969 | 0.87884 | 0.60931 | 131.7139 | 3350943.4094 | BV | 502_1.2.11 | 31 | 1 | 74 | B | 16 | 0.55132 | 136.1263 | 261707.8189 | 292527.0659 | 74 | I | 500.1.20 | 0.55709 | 137.6195 | 3426641.2869 | 322186.3461 | '500.1.20'
|  |  | 75 | 502_1.2.12 | 911.25 | 0 | 1950278.6477 | 303.75 | 89000 | 303749999.5 | 502_1.2.12 | 15 | 0 | 26333.4663 | 21211.8965 | 561443.0713 | 0 | 253563.962 | 511844.7368 | 150156.2719 | 265.1017 | 0.18928 | 0.015532 | 2.8395 | 2.61 | 1 | 0 | 0.24432 | 0 | 4.9964 | 5.9244 | 126.3122 | 0 | 137.2331 | 0.96214 | 0.99984 | 0.38684 | 0 | 0 | 0 | 0.5 | 0 | 0.78788 | 0.73667 | 0 | 0.9739 | BW | 0 | 0 | 0 | 0 | 0 | 0 | 0 | 0 | 0 | 0 | 0 | 0 | 0 | 0 | 0 | 0 | 0 |  | 0 | 0.89292 | 0.74537 | 0.72788 | 0 | 0.80291 | 0 | 0 | 0 | 0 | 0 | 1 | 0 | 0.38684 | 0.99984 | 0.96214 | 0.9739 | 0.5373 | 137.2331 | 1950278.6477 | BW | 502_1.2.12 | 91 | 67 | 75 | CF | 502_1.2.8 | 0.55016 | 135.7842 | 3252874.6692 | 295779.9405 | 75 | EU | 6_1.2.21 | 0.47958 | 137.625 | 7629357.3023 | 329815.7034 | '6_1.2.21'
|  |  | 76 | 502_1.2.13 | 1191 | 0 | 2524027.4442 | 397 | 145999.9996 | 396999997 | 502_1.2.13 | 19 | 0 | 118269.8173 | 22166.3003 | 505088.098 | 0 | 179302.6253 | 458200.1259 | 87732.8569 | 262.5039 | 0.28114 | 0 | 2.6757 | 2.9395 | 1 | 0 | 0.24192 | 0 | 9.7778 | 6.2559 | 127.5624 | 0 | 143.5961 | 0.94377 | 1 | 0.44144 | 0 | 0 | 0 | 0.5 | 0 | 0.77834 | 0 | 0 | 0.9706 | BX | 0 | 0 | 0 | 0 | 0 | 0 | 0 | 0 | 0 | 0 | 0 | 0 | 0 | 0 | 0 | 0 | 0 |  | 0 | 0.083883 | 0.73088 | 0.60025 | 0 | 0.57568 | 0 | 0 | 0 | 0 | 0 | 1 | 0 | 0.44144 | 1 | 0.94377 | 0.9706 | 0.44806 | 143.5961 | 2524027.4442 | BX | 502_1.2.13 | 154 | 156 | 76 | AO | 500_1.2.23 | 0.54959 | 137.5161 | 4583781.9439 | 300363.7225 | 76 | DY | 6.1.38 | 0.61641 | 137.6374 | 3057875.7403 | 332873.5792 | '6.1.38'
|  |  | 77 | 502_1.2.14 | 2261.25 | 0 | 4802547.2169 | 753.75 | 177000 | 753749998.0499 | 502_1.2.14 | 31 | 0 | 63196.7825 | 8394.933 | 502802.8787 | 0 | 230537.8029 | 453813.823 | 135453.9878 | 263.0731 | 0.23288 | 0.051078 | 2.8265 | 8.06 | 1 | 0 | 0.24245 | 0 | 6.9286 | 2.3635 | 127.2863 | 0 | 136.5784 | 0.95342 | 0.99949 | 0.39116 | 0 | 0 | 0 | 0.5 | 0 | 0.91605 | 0.36803 | 0 | 0.9194 | BY | 0 | 0 | 0 | 0 | 0 | 0 | 0 | 0 | 0 | 0 | 0 | 0 | 0 | 0 | 0 | 0 | 0 |  | 0 | 0.56598 | 0.9011 | 0.62843 | 0 | 0.82629 | 0 | 0 | 0 | 0 | 0 | 1 | 0 | 0.39116 | 0.99949 | 0.95342 | 0.9194 | 0.54369 | 136.5784 | 4802547.2169 | BY | 502_1.2.14 | 83 | 50 | 77 | EY | 6_1.2.25 | 0.54865 | 138.497 | 4883875.0892 | 305247.5976 | 77 | AV | 500_1.2.3 | 0.52509 | 137.6523 | 7327646.6723 | 340201.2258 | '500_1.2.3'
|  |  | 78 | 502_1.2.2 | 6871.5 | 0 | 14610537.4472 | 2290.5 | 433999.999 | 2290500003.9 | 502_1.2.2 | 95 | 0 | 71714.1754 | 6468.9739 | 534026.1056 | 0 | 209692.4014 | 485817.1418 | 109034.8847 | 263.3711 | 0.24891 | 0.16488 | 2.7976 | 9.9371 | 1 | 0 | 0.24272 | 0 | 7.3576 | 1.8192 | 127.1424 | 0 | 136.3192 | 0.95022 | 0.99835 | 0.40081 | 0 | 0 | 0 | 0.5 | 0 | 0.93531 | 0.30379 | 0 | 0.90063 | BZ | 0 | 0 | 0 | 0 | 0 | 0 | 0 | 0 | 0 | 0 | 0 | 0 | 0 | 0 | 0 | 0 | 0 |  | 0 | 0.49339 | 0.92491 | 0.64313 | 0 | 0.83554 | 0 | 0 | 0 | 0 | 0 | 1 | 0 | 0.40081 | 0.99835 | 0.95022 | 0.90063 | 0.54672 | 136.3192 | 14610537.4472 | BZ | 502_1.2.2 | 79 | 48 | 78 | CI | 503.1.12 | 0.54809 | 139.7534 | 1978639.4636 | 307226.237 | 78 | BJ | 501_3.2.2 | 0.48119 | 137.7092 | 2046007.0341 | 342247.2329 | '501_3.2.2'
|  |  | 79 | 502_1.2.3 | 3276.6555 | 0 | 7067085.2107 | 1092.2185 | 303204.8987 | 1092218495.1036 | 502_1.2.3 | 47 | 0 | 71483.5957 | 9900.567 | 585116.1489 | 0 | 310764.5351 | 534301.8485 | 207067.024 | 267.1548 | 0.22128 | 0.024783 | 2.9504 | 8.4717 | 1 | 0 | 0.24621 | 0 | 7.2412 | 2.7415 | 125.3418 | 0 | 135.3244 | 0.95574 | 0.99975 | 0.34986 | 0 | 0 | 0 | 0.5 | 0 | 0.90099 | 0.28516 | 0 | 0.91528 | CA | 0 | 0 | 0 | 0 | 0 | 0 | 0 | 0 | 0 | 0 | 0 | 0 | 0 | 0 | 0 | 0 | 0 |  | 0 | 0.51309 | 0.88457 | 0.82696 | 0 | 0.87107 | 0 | 0 | 0 | 0 | 0 | 1 | 0 | 0.34986 | 0.99975 | 0.95574 | 0.91528 | 0.55946 | 135.3244 | 7067085.2107 | CA | 502_1.2.3 | 67 | 37 | 79 | BZ | 502_1.2.2 | 0.54672 | 136.3192 | 14610537.4472 | 321836.7745 | 79 | EP | 6_1.2.17 | 0.56266 | 137.7439 | 4939186.6955 | 347186.4196 | '6_1.2.17'
|  |  | 80 | 502_1.2.4 | 6335.25 | 0 | 13605797.7019 | 2111.75 | 321000 | 2111749999.95 | 502_1.2.4 | 85 | 0 | 86956.6676 | 19421.7138 | 543396.2411 | 0 | 331238.4495 | 492056.6473 | 230482.4953 | 266.0196 | 0.32456 | 0.021546 | 2.9792 | 5.6099 | 1 | 0 | 0.24516 | 0 | 8.057 | 5.4024 | 125.8766 | 0 | 139.336 | 0.93509 | 0.99978 | 0.34028 | 0 | 0 | 0 | 0.5 | 0 | 0.80578 | 0.18778 | 0 | 0.9439 | CB | 0 | 0 | 0 | 0 | 0 | 0 | 0 | 0 | 0 | 0 | 0 | 0 | 0 | 0 | 0 | 0 | 0 |  | 0 | 0.37505 | 0.7682 | 0.77236 | 0 | 0.72781 | 0 | 0 | 0 | 0 | 0 | 1 | 0 | 0.34028 | 0.99978 | 0.93509 | 0.9439 | 0.50208 | 139.336 | 13605797.7019 | CB | 502_1.2.4 | 128 | 116 | 80 | R | 500.1.34 | 0.54661 | 137.9877 | 1973194.0304 | 323809.9685 | 80 | DP | 6.1.21 | 0.55353 | 137.7747 | 3707398.357 | 350893.8179 | '6.1.21'
|  |  | 81 | 502_1.2.5 | 2727 | 0 | 5823488.0166 | 909 | 134999.9998 | 908999996.0501 | 502_1.2.5 | 42 | 0 | 70373.6203 | 17193.4115 | 553362.9164 | 0 | 210293.1597 | 505137.91 | 107110.2488 | 264.5157 | 0.19977 | 0.0013751 | 2.9543 | 4.9202 | 1 | 0 | 0.24378 | 0 | 7.2575 | 4.8133 | 126.5921 | 0 | 138.6629 | 0.96005 | 0.99999 | 0.34855 | 0 | 0 | 0 | 0.5 | 0 | 0.82807 | 0.29626 | 0 | 0.9508 | CC | 0 | 0 | 0 | 0 | 0 | 0 | 0 | 0 | 0 | 0 | 0 | 0 | 0 | 0 | 0 | 0 | 0 |  | 0 | 0.51033 | 0.79397 | 0.6993 | 0 | 0.75185 | 0 | 0 | 0 | 0 | 0 | 1 | 0 | 0.34855 | 0.99999 | 0.96005 | 0.9508 | 0.51371 | 138.6629 | 5823488.0166 | CC | 502_1.2.5 | 113 | 101 | 81 | AW | 500_1.2.30 | 0.54481 | 138.0766 | 4893564.0406 | 328703.5325 | 81 | ER | 6_1.2.19 | 0.5701 | 137.7983 | 4992956.9325 | 355886.7748 | '6_1.2.19'
|  |  | 82 | 502_1.2.6 | 2199 | 0 | 4664161.672 | 733 | 358000.0006 | 733000002.95 | 502_1.2.6 | 36 | 0 | 102948.5224 | 7626.4728 | 516849.3751 | 0 | 186969.9734 | 469546.1572 | 90540.0362 | 262.7252 | 0.30089 | 0.16508 | 2.5887 | 8.8438 | 1 | 0 | 0.24213 | 0 | 8.9818 | 2.1497 | 127.4548 | 0 | 138.5864 | 0.93982 | 0.99835 | 0.47044 | 0 | 0 | 0 | 0.5 | 0 | 0.92374 | 0.046224 | 0 | 0.91156 | CD | 0 | 0 | 0 | 0 | 0 | 0 | 0 | 0 | 0 | 0 | 0 | 0 | 0 | 0 | 0 | 0 | 0 |  | 0 | 0.21856 | 0.91045 | 0.61123 | 0 | 0.75458 | 0 | 0 | 0 | 0 | 0 | 1 | 0 | 0.47044 | 0.99835 | 0.93982 | 0.91156 | 0.51784 | 138.5864 | 4664161.672 | CD | 502_1.2.6 | 111 | 100 | 82 | AQ | 500_1.2.25 | 0.5446 | 137.9787 | 6629506.455 | 335333.039 | 82 | FK | 6_1.2.36 | 0.57804 | 137.8763 | 4106654.1993 | 359993.429 | '6_1.2.36'
|  |  | 83 | 502_1.2.7 | 2400 | 0 | 5136462.0695 | 800 | 160000.0004 | 799999999 | 502_1.2.7 | 32 | 0 | 47235.933 | 16418.1618 | 531911.5584 | 0 | 298396.878 | 481077.3432 | 198170.5913 | 265.0979 | 0.30981 | 0.095625 | 2.9841 | 5.6806 | 1 | 0 | 0.24431 | 0 | 6.0626 | 4.587 | 126.3142 | 0 | 136.9638 | 0.93804 | 0.99904 | 0.33865 | 0 | 0 | 0 | 0.5 | 0 | 0.83582 | 0.52764 | 0 | 0.94319 | CE | 0 | 0 | 0 | 0 | 0 | 0 | 0 | 0 | 0 | 0 | 0 | 0 | 0 | 0 | 0 | 0 | 0 |  | 0 | 0.71252 | 0.80386 | 0.72768 | 0 | 0.81252 | 0 | 0 | 0 | 0 | 0 | 1 | 0 | 0.33865 | 0.99904 | 0.93804 | 0.94319 | 0.53595 | 136.9638 | 5136462.0695 | CE | 502_1.2.7 | 94 | 60 | 83 | BY | 502_1.2.14 | 0.54369 | 136.5784 | 4802547.2169 | 340135.5862 | 83 | O | 500.1.30 | 0.52464 | 137.9041 | 3815343.7061 | 363808.7728 | '500.1.30'
|  |  | 84 | 502_1.2.8 | 1501.5 | 0 | 3252874.6692 | 500.5 | 139000.0002 | 500499998.0001 | 502_1.2.8 | 22 | 0 | 114159.3749 | 5948.1855 | 582068.9797 | 0 | 354145.0121 | 530550.7233 | 251017.3375 | 268.3462 | 0.2727 | 1.1908 | 2.993 | 10.3217 | 1 | 0 | 0.24731 | 0 | 9.3577 | 1.6415 | 124.7851 | 0 | 135.7842 | 0.94546 | 0.98809 | 0.33566 | 0 | 0 | 0 | 0.5 | 0 | 0.94052 | 0.0036075 | 0 | 0.89678 | CF | 0 | 0 | 0 | 0 | 0 | 0 | 0 | 0 | 0 | 0 | 0 | 0 | 0 | 0 | 0 | 0 | 0 |  | 0 | 0.15497 | 0.93268 | 0.88379 | 0 | 0.85465 | 0 | 0 | 0 | 0 | 0 | 1 | 0 | 0.33566 | 0.98809 | 0.94546 | 0.89678 | 0.55016 | 135.7842 | 3252874.6692 | CF | 502_1.2.8 | 75 | 41 | 84 | FC | 6_1.2.29 | 0.54355 | 138.7804 | 7012561.516 | 347148.1477 | 84 | DS | 6.1.25 | 0.52089 | 137.9308 | 3188129.556 | 366996.9023 | '6.1.25'
|  |  | 85 | 502_1.2.9 | 1050 | 0 | 2270065.7749 | 350 | 100000 | 349999999.5 | 502_1.2.9 | 14 | 0 | 116694.5761 | 29193.4595 | 558814.7979 | 0 | 357070.5387 | 507180.1357 | 255386.6121 | 267.7951 | 0.35076 | 0 | 2.9743 | 1.5257 | 1 | 0 | 0.2468 | 0 | 9.5049 | 8.0731 | 125.0418 | 0 | 142.6198 | 0.92985 | 1 | 0.34191 | 0 | 0 | 0 | 0.5 | 0 | 0.70807 | 0 | 0 | 0.98474 | CG | 0 | 0 | 0 | 0 | 0 | 0 | 0 | 0 | 0 | 0 | 0 | 0 | 0 | 0 | 0 | 0 | 0 |  | 0 | 0.13005 | 0.65141 | 0.85759 | 0 | 0.61055 | 0 | 0 | 0 | 0 | 0 | 1 | 0 | 0.34191 | 1 | 0.92985 | 0.98474 | 0.45704 | 142.6198 | 2270065.7749 | CG | 502_1.2.9 | 151 | 153 | 85 | EO | 6_1.2.16 | 0.54282 | 137.3649 | 6702520.4916 | 353850.6682 | 85 | AQ | 500_1.2.25 | 0.5446 | 137.9787 | 6629506.455 | 373626.4088 | '500_1.2.25'
|  |  | 86 | 503.1.10 | 1719 | 0 | 3637260.6237 | 573 | 138999.9996 | 573000001.5501 | 503.1.10 | 25 | 0 | 102617.8189 | 81294.2043 | 460125.6934 | 0 | 337789.969 | 420382.8196 | 78710.4409 | 262.0909 | 0.17409 | 0 | 2.8674 | 1 | 1 | 1 | 0.24154 | 0 | 8.9858 | 22.968 | 127.7632 | 0 | 159.7171 | 0.96518 | 1 | 0.37755 | 0 | 0 | 0 | 1 | 0 | 0.18706 | 0.047796 | 0 | 0.99 | CH | 0 | 0 | 0 | 0 | 0 | 0 | 0 | 0 | 0 | 0 | 0 | 0 | 0 | 0 | 0 | 0 | 0 |  | 0 | 0.21789 | 0 | 0.57974 | 0 | 0 | 0 | 0 | 0 | 0 | 0 | 1 | 1 | 0.37755 | 1 | 0.96518 | 0.99 | 0.26664 | 159.7171 | 3637260.6237 | CH | 503.1.10 | 172 | 174 | 86 | DF | 504_5.2.2 | 0.54239 | 136.2849 | 6772155.5975 | 360622.8238 | 86 | DI | 504_5.2.5 | 0.48459 | 137.9794 | 3598530.682 | 377224.9394 | '504_5.2.5'
|  |  | 87 | 503.1.12 | 939.75 | 0 | 1978639.4636 | 313.25 | 85000.0002 | 313250001.1499 | 503.1.12 | 13 | 0 | 65443.2068 | 14966.8258 | 361492.7971 | 0 | 239860.1012 | 322150.4488 | 20649.856 | 260.8001 | 0.11459 | 0 | 2.9977 | 5.265 | 1 | 1 | 0.24035 | 0 | 7.1055 | 4.2521 | 128.3957 | 0 | 139.7534 | 0.97708 | 1 | 0.33412 | 0 | 0 | 0 | 1 | 0 | 0.85033 | 0.34557 | 0 | 0.94735 | CI | 0 | 0 | 0 | 0 | 0 | 0 | 0 | 0 | 0 | 0 | 0 | 0 | 0 | 0 | 0 | 0 | 0 |  | 0 | 0.53605 | 0.81851 | 0.51516 | 0 | 0.71291 | 0 | 0 | 0 | 0 | 0 | 1 | 1 | 0.33412 | 1 | 0.97708 | 0.94735 | 0.54809 | 139.7534 | 1978639.4636 | CI | 503.1.12 | 78 | 122 | 87 | EK | 6_1.2.12 | 0.54202 | 138.8768 | 5674113.0726 | 366296.9369 | 87 | R | 500.1.34 | 0.54661 | 137.9877 | 1973194.0304 | 379198.1335 | '500.1.34'
|  |  | 88 | 503.1.14 | 1230.75 | 0 | 2583556.0263 | 410.25 | 103000 | 410249996.9501 | 503.1.14 | 18 | 0 | 89582.6457 | 29743.5277 | 421555.3936 | 0 | 297313.4336 | 380214.2977 | 80327.5093 | 260.0168 | 0.14622 | 0 | 2.986 | 1.1609 | 1 | 1 | 0.23963 | 0 | 8.3806 | 8.4705 | 128.7823 | 0 | 145.6334 | 0.97076 | 1 | 0.33801 | 0 | 0 | 0 | 1 | 0 | 0.70256 | 0.11121 | 0 | 0.98839 | CJ | 0 | 0 | 0 | 0 | 0 | 0 | 0 | 0 | 0 | 0 | 0 | 0 | 0 | 0 | 0 | 0 | 0 |  | 0 | 0.3203 | 0.63403 | 0.47569 | 0 | 0.50293 | 0 | 0 | 0 | 0 | 0 | 1 | 1 | 0.33801 | 1 | 0.97076 | 0.98839 | 0.46603 | 145.6334 | 2583556.0263 | CJ | 503.1.14 | 146 | 161 | 88 | DJ | 504_5.2.6 | 0.54061 | 136.8436 | 1943006.1004 | 368239.943 | 88 | DO | 6.1.2 | 0.58838 | 137.9964 | 3532640.7278 | 382730.7742 | '6.1.2'
|  |  | 89 | 503.1.15 | 994.8392 | 6 | 2111006.1695 | 331.6131 | 93955.2431 | 331613067.1857 | 503.1.15 | 14 | 0 | 61178.9484 | 13573.5785 | 441157.3875 | 0 | 327693.1185 | 407259.0671 | 10768.0015 | 262.8391 | 0.18442 | 0 | 2.9638 | 10.047 | 1 | 1 | 0.24223 | 0 | 6.8303 | 3.8258 | 127.3996 | 0 | 138.0557 | 0.96312 | 1 | 0.3454 | 0 | 0 | 0 | 1 | 0 | 0.86426 | 0.38821 | 0 | 0.89953 | CK | 0 | 0 | 0 | 0 | 0 | 0 | 0 | 0 | 0 | 0 | 0 | 0 | 0 | 0 | 0 | 0 | 0 |  | 0 | 0.58261 | 0.83715 | 0.61686 | 0 | 0.77353 | 0 | 0 | 0 | 0 | 0 | 1 | 1 | 0.3454 | 1 | 0.96312 | 0.89953 | 0.56981 | 138.0557 | 2111006.1695 | CK | 503.1.15 | 61 | 89 | 89 | FG | 6_1.2.32 | 0.53943 | 140.6426 | 6087706.1269 | 374327.6491 | 89 | CK | 503.1.15 | 0.56981 | 138.0557 | 2111006.1695 | 384841.7804 | '503.1.15'
|  |  | 90 | 503.1.16 | 1200 | 1 | 2536204.7363 | 400 | 100000 | 400000001.5 | 503.1.16 | 16 | 0 | 41925.8213 | 26741.6227 | 428084.6262 | 0 | 311529.5908 | 392272.2767 | 24239.8407 | 261.7921 | 0.16459 | 0 | 2.9338 | 2.78 | 1 | 1 | 0.24127 | 0 | 5.8645 | 7.5647 | 127.909 | 0 | 141.3382 | 0.96708 | 1 | 0.35541 | 0 | 0 | 0 | 1 | 0 | 0.73258 | 0.58074 | 0 | 0.9722 | CL | 0 | 0 | 0 | 0 | 0 | 0 | 0 | 0 | 0 | 0 | 0 | 0 | 0 | 0 | 0 | 0 | 0 |  | 0 | 0.74603 | 0.67364 | 0.56485 | 0 | 0.65631 | 0 | 0 | 0 | 0 | 0 | 1 | 1 | 0.35541 | 1 | 0.96708 | 0.9722 | 0.52726 | 141.3382 | 2536204.7363 | CL | 503.1.16 | 101 | 140 | 90 | CM | 503.1.17 | 0.53869 | 140.3976 | 2519810.5267 | 376847.4596 | 90 | AW | 500_1.2.30 | 0.54481 | 138.0766 | 4893564.0406 | 389735.3444 | '500_1.2.30'
|  |  | 91 | 503.1.17 | 1200 | 0 | 2519810.5267 | 400 | 89999.9998 | 399999999 | 503.1.17 | 16 | 0 | 72967.2285 | 14542.6095 | 378410.197 | 0 | 255064.4606 | 337800.7453 | 41488.4745 | 260.0998 | 0.12274 | 0 | 2.9987 | 5.455 | 1 | 1 | 0.23971 | 0 | 7.515 | 4.1413 | 128.7412 | 0 | 140.3976 | 0.97545 | 1 | 0.33375 | 0 | 0 | 0 | 1 | 0 | 0.85457 | 0.27033 | 0 | 0.94545 | CM | 0 | 0 | 0 | 0 | 0 | 0 | 0 | 0 | 0 | 0 | 0 | 0 | 0 | 0 | 0 | 0 | 0 |  | 0 | 0.46675 | 0.82335 | 0.47989 | 0 | 0.6899 | 0 | 0 | 0 | 0 | 0 | 1 | 1 | 0.33375 | 1 | 0.97545 | 0.94545 | 0.53869 | 140.3976 | 2519810.5267 | CM | 503.1.17 | 90 | 130 | 91 | BW | 502_1.2.12 | 0.5373 | 137.2331 | 1950278.6477 | 378797.7383 | 91 | AN | 500_1.2.22 | 0.53636 | 138.1182 | 6024461.5796 | 395759.806 | '500_1.2.22'
|  |  | 92 | 503.1.2 | 1049.25 | 0 | 2207314.3731 | 349.75 | 90000 | 349750000.5001 | 503.1.2 | 14 | 0 | 54046.4481 | 7587.1887 | 382550.5842 | 0 | 260877.8238 | 343220.2671 | 36425.8976 | 260.5785 | 0.11265 | 0 | 2.9993 | 9.0944 | 1 | 1 | 0.24015 | 0 | 6.5204 | 2.1557 | 128.5048 | 0 | 137.181 | 0.97747 | 1 | 0.33357 | 0 | 0 | 0 | 1 | 0 | 0.92413 | 0.45954 | 0 | 0.90906 | CN | 0 | 0 | 0 | 0 | 0 | 0 | 0 | 0 | 0 | 0 | 0 | 0 | 0 | 0 | 0 | 0 | 0 |  | 0 | 0.63504 | 0.91019 | 0.50402 | 0 | 0.80477 | 0 | 0 | 0 | 0 | 0 | 1 | 1 | 0.33357 | 1 | 0.97747 | 0.90906 | 0.58291 | 137.181 | 2207314.3731 | CN | 503.1.2 | 51 | 66 | 92 | BP | 502.1.16 | 0.53658 | 136.7835 | 1083971.6422 | 379881.7099 | 92 | FF | 6_1.2.31 | 0.56902 | 138.1544 | 5641448.2269 | 401401.2542 | '6_1.2.31'
|  |  | 93 | 503.1.8 | 1371.75 | 0 | 2885951.9318 | 457.25 | 129000.0002 | 457250002.2 | 503.1.8 | 22 | 0 | 102510.1263 | 43847.0404 | 433542.6563 | 0 | 308868.6513 | 391824.5677 | 91271.2342 | 260.5959 | 0.15766 | 0 | 2.9945 | 1 | 1 | 1 | 0.24017 | 0 | 9.0321 | 12.459 | 128.4962 | 0 | 149.9873 | 0.96847 | 1 | 0.33516 | 0 | 0 | 0 | 1 | 0 | 0.56153 | 0.027137 | 0 | 0.99 | CO | 0 | 0 | 0 | 0 | 0 | 0 | 0 | 0 | 0 | 0 | 0 | 0 | 0 | 0 | 0 | 0 | 0 |  | 0 | 0.21005 | 0.4596 | 0.50491 | 0 | 0.34745 | 0 | 0 | 0 | 0 | 0 | 1 | 1 | 0.33516 | 1 | 0.96847 | 0.99 | 0.40366 | 149.9873 | 2885951.9318 | CO | 503.1.8 | 164 | 167 | 93 | AN | 500_1.2.22 | 0.53636 | 138.1182 | 6024461.5796 | 385906.1715 | 93 | AU | 500_1.2.29 | 0.51848 | 138.1864 | 7829270.6351 | 409230.5249 | '500_1.2.29'
|  |  | 94 | 503_1.2.1 | 992.2481 | 12 | 2115252.7702 | 330.7494 | 104122.8276 | 330749355.114 | 503_1.2.1 | 15 | 0 | 120522.6435 | 8055.7558 | 486161.5646 | 0 | 373674.1399 | 452967.5068 | 6040.5745 | 264.0556 | 0.54977 | 0.012742 | 2.8608 | 14.3428 | 1 | 1 | 0.24335 | 0 | 9.8352 | 2.2581 | 126.8127 | 0 | 138.9059 | 0.89005 | 0.99987 | 0.37972 | 0 | 0 | 0 | 1 | 0 | 0.91944 | 0 | 0 | 0.85657 | CP | 0 | 0 | 0 | 0 | 0 | 0 | 0 | 0 | 0 | 0 | 0 | 0 | 0 | 0 | 0 | 0 | 0 |  | 0 | 0.074168 | 0.90572 | 0.67678 | 0 | 0.74317 | 0 | 0 | 0 | 0 | 0 | 1 | 1 | 0.37972 | 0.99987 | 0.89005 | 0.85657 | 0.55358 | 138.9059 | 2115252.7702 | CP | 503_1.2.1 | 70 | 107 | 94 | CE | 502_1.2.7 | 0.53595 | 136.9638 | 5136462.0695 | 391042.6336 | 94 | L | 500.1.25 | 0.59298 | 138.3096 | 1007180.668 | 410237.7055 | '500.1.25'
|  |  | 95 | 503_1.2.10 | 1350 | 1 | 2868439.7665 | 450 | 109999.9998 | 449999997.0001 | 503_1.2.10 | 18 | 0 | 72897.4445 | 27589.6904 | 451775.3598 | 0 | 337184.4312 | 417229.8606 | 21827.9601 | 263.1876 | 0.15803 | 0 | 2.8372 | 2.76 | 1 | 1 | 0.24255 | 0 | 7.423 | 7.7638 | 127.2309 | 0 | 142.4177 | 0.96839 | 1 | 0.38759 | 0 | 0 | 0 | 1 | 0 | 0.7241 | 0.27103 | 0 | 0.9724 | CQ | 0 | 0 | 0 | 0 | 0 | 0 | 0 | 0 | 0 | 0 | 0 | 0 | 0 | 0 | 0 | 0 | 0 |  | 0 | 0.48233 | 0.66493 | 0.63409 | 0 | 0.61776 | 0 | 0 | 0 | 0 | 0 | 1 | 1 | 0.38759 | 1 | 0.96839 | 0.9724 | 0.51353 | 142.4177 | 2868439.7665 | CQ | 503_1.2.10 | 114 | 150 | 95 | ES | 6_1.2.2 | 0.53489 | 137.0656 | 6803148.8777 | 397845.7825 | 95 | DU | 6.1.28 | 0.59511 | 138.4038 | 2098344.8326 | 412336.0504 | '6.1.28'
|  |  | 96 | 503_1.2.11 | 2475 | 0 | 5184964.5119 | 825 | 129999.9998 | 824999997.5 | 503_1.2.11 | 33 | 0 | 110706.9137 | 36055.2766 | 347827.9441 | 0 | 222554.931 | 305507.1573 | 29199.1272 | 259.492 | 0.1198 | 0 | 2.9948 | 1.3976 | 1 | 1 | 0.23915 | 0 | 9.4978 | 10.2924 | 129.0429 | 0 | 148.8331 | 0.97604 | 1 | 0.33505 | 0 | 0 | 0 | 1 | 0 | 0.63945 | 0.010081 | 0 | 0.98602 | CR | 0 | 0 | 0 | 0 | 0 | 0 | 0 | 0 | 0 | 0 | 0 | 0 | 0 | 0 | 0 | 0 | 0 |  | 0 | 0.13126 | 0.55435 | 0.44908 | 0 | 0.38867 | 0 | 0 | 0 | 0 | 0 | 1 | 1 | 0.33505 | 1 | 0.97604 | 0.98602 | 0.42032 | 148.8331 | 5184964.5119 | CR | 503_1.2.11 | 159 | 165 | 96 | BR | 502.1.3 | 0.53333 | 137.1121 | 3071129.1919 | 400916.9117 | 96 | BB | 500_1.2.6 | 0.51401 | 138.4427 | 4994351.3751 | 417330.4017 | '500_1.2.6'
|  |  | 97 | 503_1.2.12 | 2256 | 0 | 4773513.676 | 752 | 161999.9998 | 752000000.4999 | 503_1.2.12 | 31 | 0 | 27472.2926 | 7418.8116 | 400976.7657 | 0 | 282247.933 | 363697.5741 | 33184.4129 | 262.0912 | 0.30206 | 0.018617 | 2.8763 | 8.8524 | 1 | 1 | 0.24154 | 0 | 5.1133 | 2.0954 | 127.7632 | 0 | 134.972 | 0.93959 | 0.99981 | 0.37456 | 0 | 0 | 0 | 1 | 0 | 0.92581 | 0.72528 | 0 | 0.91148 | CS | 0 | 0 | 0 | 0 | 0 | 0 | 0 | 0 | 0 | 0 | 0 | 0 | 0 | 0 | 0 | 0 | 0 |  | 0 | 0.87314 | 0.91283 | 0.57974 | 0 | 0.88365 | 0 | 0 | 0 | 0 | 0 | 1 | 1 | 0.37456 | 0.99981 | 0.93959 | 0.91148 | 0.61473 | 134.972 | 4773513.676 | CS | 503_1.2.12 | 25 | 33 | 97 | BT | 502_1.2.1 | 0.53261 | 137.1456 | 10682562.8526 | 411599.4745 | 97 | FO | 6_1.2.6 | 0.52101 | 138.4597 | 6532106.7303 | 423862.5085 | '6_1.2.6'
|  |  | 98 | 503_1.2.13 | 3441.6652 | 26 | 7267108.3942 | 1147.2217 | 297999.8835 | 1147221743.6996 | 503_1.2.13 | 52 | 0 | 32832.0671 | 3264.79 | 370946.9773 | 0 | 253703.4812 | 334524.4949 | 11115.5692 | 261.545 | 0.31151 | 0.25949 | 2.9558 | 15.0996 | 1 | 1 | 0.24104 | 0 | 5.4004 | 0.92459 | 128.0299 | 0 | 134.3549 | 0.9377 | 0.99741 | 0.34808 | 0 | 0 | 0 | 1 | 0 | 0.96735 | 0.67168 | 0 | 0.849 | CT | 0 | 0 | 0 | 0 | 0 | 0 | 0 | 0 | 0 | 0 | 0 | 0 | 0 | 0 | 0 | 0 | 0 |  | 0 | 0.82455 | 0.96403 | 0.55251 | 0 | 0.90569 | 0 | 0 | 0 | 0 | 0 | 1 | 1 | 0.34808 | 0.99741 | 0.9377 | 0.849 | 0.61888 | 134.3549 | 7267108.3942 | CT | 503_1.2.13 | 23 | 20 | 98 | BM | 502.1.13 | 0.53184 | 137.5118 | 2249986.4379 | 413849.4609 | 98 | EY | 6_1.2.25 | 0.54865 | 138.497 | 4883875.0892 | 428746.3835 | '6_1.2.25'
|  |  | 99 | 503_1.2.14 | 1575 | 0 | 3364001.5357 | 525 | 100000 | 525000000.5 | 503_1.2.14 | 21 | 0 | 111460.3243 | 33962.7704 | 482563.339 | 0 | 367115.4189 | 447572.8625 | 26073.5512 | 264.563 | 0.2006 | 0 | 2.4257 | 1.0343 | 1 | 1 | 0.24382 | 0 | 9.3535 | 9.5072 | 126.5695 | 0 | 145.4301 | 0.95988 | 1 | 0.52476 | 0 | 0 | 0 | 1 | 0 | 0.66037 | 0.0041188 | 0 | 0.98966 | CU | 0 | 0 | 0 | 0 | 0 | 0 | 0 | 0 | 0 | 0 | 0 | 0 | 0 | 0 | 0 | 0 | 0 |  | 0 | 0.15568 | 0.58869 | 0.70161 | 0 | 0.51019 | 0 | 0 | 0 | 0 | 0 | 1 | 1 | 0.52476 | 1 | 0.95988 | 0.98966 | 0.47779 | 145.4301 | 3364001.5357 | CU | 503_1.2.14 | 143 | 160 | 99 | FR | 6_1.2.9 | 0.52964 | 137.4672 | 6304815.7949 | 420154.2767 | 99 | FP | 6_1.2.7 | 0.51825 | 138.562 | 4033366.828 | 432779.7504 | '6_1.2.7'
|  |  | 100 | 503_1.2.2 | 4920.75 | 0 | 10390067.5028 | 1640.25 | 300000.0002 | 1640249995.5501 | 503_1.2.2 | 67 | 0 | 70729.0151 | 51243.2391 | 437489.4309 | 0 | 316761.1662 | 398854.6725 | 58316.3062 | 261.5414 | 0.15611 | 0.00060966 | 2.9604 | 1.028 | 1 | 1 | 0.24104 | 0 | 7.3579 | 14.508 | 128.0318 | 0 | 149.8977 | 0.96878 | 0.99999 | 0.34654 | 0 | 0 | 0 | 1 | 0 | 0.48757 | 0.30409 | 0 | 0.98972 | CV | 0 | 0 | 0 | 0 | 0 | 0 | 0 | 0 | 0 | 0 | 0 | 0 | 0 | 0 | 0 | 0 | 0 |  | 0 | 0.49334 | 0.36999 | 0.55232 | 0 | 0.35065 | 0 | 0 | 0 | 0 | 0 | 1 | 1 | 0.34654 | 0.99999 | 0.96878 | 0.98972 | 0.40551 | 149.8977 | 10390067.5028 | CV | 503_1.2.2 | 163 | 166 | 100 | N | 500.1.27 | 0.52943 | 139.5575 | 2255528.521 | 422409.8053 | 100 | CD | 502_1.2.6 | 0.51784 | 138.5864 | 4664161.672 | 437443.912 | '502_1.2.6'
|  |  | 101 | 503_1.2.3 | 6261.75 | 0 | 13132172.9021 | 2087.25 | 299000.0002 | 2087249998.65 | 503_1.2.3 | 86 | 0 | 95319.878 | 17551.3022 | 384950.7276 | 0 | 259992.9407 | 342897.7936 | 55601.3193 | 259.7732 | 0.13004 | 0 | 2.9947 | 5.1655 | 1 | 1 | 0.23941 | 0 | 8.6869 | 5.0039 | 128.9032 | 0 | 142.5939 | 0.97399 | 1 | 0.33509 | 0 | 0 | 0 | 1 | 0 | 0.82449 | 0.10184 | 0 | 0.94834 | CW | 0 | 0 | 0 | 0 | 0 | 0 | 0 | 0 | 0 | 0 | 0 | 0 | 0 | 0 | 0 | 0 | 0 |  | 0 | 0.26847 | 0.78563 | 0.46335 | 0 | 0.61147 | 0 | 0 | 0 | 0 | 0 | 1 | 1 | 0.33509 | 1 | 0.97399 | 0.94834 | 0.50746 | 142.5939 | 13132172.9021 | CW | 503_1.2.3 | 121 | 152 | 101 | CL | 503.1.16 | 0.52726 | 141.3382 | 2536204.7363 | 424946.01 | 101 | CC | 502_1.2.5 | 0.51371 | 138.6629 | 5823488.0166 | 443267.4001 | '502_1.2.5'
|  |  | 102 | 503_1.2.4 | 2567.9087 | 26 | 5439735.4298 | 855.9696 | 218859.7624 | 855969565.7996 | 503_1.2.4 | 40 | 0 | 14651.9344 | 1482.6523 | 396497.5756 | 0 | 282311.8789 | 362021.5966 | 7800.8438 | 262.3926 | 0.26703 | 0.73633 | 2.8732 | 17.3739 | 1 | 1 | 0.24182 | 0 | 4.4468 | 0.41867 | 127.6163 | 0 | 132.4818 | 0.94659 | 0.99264 | 0.37561 | 0 | 0 | 0 | 1 | 0 | 0.98517 | 0.85348 | 0 | 0.82626 | CX | 0 | 0 | 0 | 0 | 0 | 0 | 0 | 0 | 0 | 0 | 0 | 0 | 0 | 0 | 0 | 0 | 0 |  | 0 | 0.98591 | 0.98616 | 0.59474 | 0 | 0.97258 | 0 | 0 | 0 | 0 | 0 | 1 | 1 | 0.37561 | 0.99264 | 0.94659 | 0.82626 | 0.64609 | 132.4818 | 5439735.4298 | CX | 503_1.2.4 | 14 | 4 | 102 | S | 500.1.35 | 0.52664 | 140.5148 | 1401444.9548 | 426347.4549 | 102 | FC | 6_1.2.29 | 0.54355 | 138.7804 | 7012561.516 | 450279.9616 | '6_1.2.29'
|  |  | 103 | 503_1.2.5 | 5665.6277 | 21 | 12057645.9344 | 1888.5426 | 316300.7321 | 1888542552.6026 | 503_1.2.5 | 79 | 0 | 100641.6828 | 43554.9478 | 471585.4852 | 0 | 355639.0507 | 436191.7428 | 33745.6039 | 263.6137 | 0.21808 | 0.094602 | 2.4528 | 5.1782 | 1 | 1 | 0.24295 | 0 | 8.8331 | 12.2397 | 127.0253 | 0 | 148.098 | 0.95638 | 0.99905 | 0.51573 | 0 | 0 | 0 | 1 | 0 | 0.56445 | 0.055865 | 0 | 0.94822 | CY | 0 | 0 | 0 | 0 | 0 | 0 | 0 | 0 | 0 | 0 | 0 | 0 | 0 | 0 | 0 | 0 | 0 |  | 0 | 0.24373 | 0.46918 | 0.65508 | 0 | 0.41492 | 0 | 0 | 0 | 0 | 0 | 1 | 1 | 0.51573 | 0.99905 | 0.95638 | 0.94822 | 0.43694 | 148.098 | 12057645.9344 | CY | 503_1.2.5 | 156 | 164 | 103 | AV | 500_1.2.3 | 0.52509 | 137.6523 | 7327646.6723 | 433675.1016 | 103 | EZ | 6_1.2.26 | 0.51245 | 138.8134 | 5336532.2361 | 455616.4938 | '6_1.2.26'
|  |  | 104 | 503_1.2.6 | 2726.25 | 0 | 5785620.8466 | 908.75 | 197000 | 908749999.35 | 503_1.2.6 | 37 | 0 | 101457.6288 | 78001.38 | 467840.6205 | 0 | 347394.9349 | 429498.7621 | 65456.3212 | 262.868 | 0.15891 | 0.00055021 | 2.5635 | 1.0011 | 1 | 1 | 0.24226 | 0 | 8.8998 | 21.9738 | 127.3855 | 0 | 158.2592 | 0.96822 | 0.99999 | 0.47884 | 0 | 0 | 0 | 1 | 0 | 0.21999 | 0.069444 | 0 | 0.98999 | CZ | 0 | 0 | 0 | 0 | 0 | 0 | 0 | 0 | 0 | 0 | 0 | 0 | 0 | 0 | 0 | 0 | 0 |  | 0 | 0.23244 | 0.043481 | 0.6183 | 0 | 0.052062 | 0 | 0 | 0 | 0 | 0 | 1 | 1 | 0.47884 | 0.99999 | 0.96822 | 0.98999 | 0.29268 | 158.2592 | 5785620.8466 | CZ | 503_1.2.6 | 170 | 173 | 104 | O | 500.1.30 | 0.52464 | 137.9041 | 3815343.7061 | 437490.4453 | 104 | EM | 6_1.2.14 | 0.59853 | 138.8389 | 4871598.4215 | 460488.0922 | '6_1.2.14'
|  |  | 105 | 503_1.2.7 | 1349.4379 | 17 | 2856771.497 | 449.8126 | 137079.312 | 449812619.1905 | 503_1.2.7 | 20 | 0 | 41393.8256 | 4254.5047 | 424466.4172 | 0 | 311218.6891 | 390643.5212 | 5188.5372 | 262.2262 | 0.23931 | 0.00053319 | 2.9696 | 16.587 | 1 | 1 | 0.24167 | 0 | 5.8273 | 1.2016 | 127.6973 | 0 | 134.7262 | 0.95214 | 0.99999 | 0.34345 | 0 | 0 | 0 | 1 | 0 | 0.95745 | 0.58606 | 0 | 0.83413 | DA | 0 | 0 | 0 | 0 | 0 | 0 | 0 | 0 | 0 | 0 | 0 | 0 | 0 | 0 | 0 | 0 | 0 |  | 0 | 0.75233 | 0.95192 | 0.58647 | 0 | 0.89243 | 0 | 0 | 0 | 0 | 0 | 1 | 1 | 0.34345 | 0.99999 | 0.95214 | 0.83413 | 0.61346 | 134.7262 | 2856771.497 | DA | 503_1.2.7 | 26 | 29 | 105 | AM | 500_1.2.21 | 0.52104 | 139.8555 | 11320155.7766 | 448810.6011 | 105 | DR | 6.1.24 | 0.49445 | 138.8447 | 1363398.1563 | 461851.4904 | '6.1.24'
|  |  | 106 | 503_1.2.8 | 1650 | 0 | 3472524.5534 | 550 | 120000.0002 | 550000001.5 | 503_1.2.8 | 22 | 0 | 54316.6814 | 24517.989 | 413889.0988 | 0 | 292469.8985 | 374787.3537 | 56108.8498 | 260.6843 | 0.14571 | 0.00090909 | 2.9482 | 2.6564 | 1 | 1 | 0.24025 | 0 | 6.5319 | 6.9647 | 128.4527 | 0 | 141.9493 | 0.97086 | 0.99999 | 0.35061 | 0 | 0 | 0 | 1 | 0 | 0.75482 | 0.45683 | 0 | 0.97344 | DB | 0 | 0 | 0 | 0 | 0 | 0 | 0 | 0 | 0 | 0 | 0 | 0 | 0 | 0 | 0 | 0 | 0 |  | 0 | 0.6331 | 0.69988 | 0.50934 | 0 | 0.63449 | 0 | 0 | 0 | 0 | 0 | 1 | 1 | 0.35061 | 0.99999 | 0.97086 | 0.97344 | 0.51854 | 141.9493 | 3472524.5534 | DB | 503_1.2.8 | 108 | 145 | 106 | FO | 6_1.2.6 | 0.52101 | 138.4597 | 6532106.7303 | 455342.7078 | 106 | EK | 6_1.2.12 | 0.54202 | 138.8768 | 5674113.0726 | 467525.6035 | '6_1.2.12'
|  |  | 107 | 503_1.2.9 | 3410.1803 | 40 | 7185988.5544 | 1136.7268 | 234362.3078 | 1136726751.0483 | 503_1.2.9 | 51 | 0 | 95867.8954 | 6899.9298 | 334793.8786 | 0 | 212468.3922 | 294833.4411 | 6235.7024 | 261.0133 | 0.20147 | 0.82507 | 2.9987 | 16.166 | 1 | 1 | 0.24055 | 0 | 8.6742 | 1.9597 | 128.2909 | 0 | 138.9247 | 0.95971 | 0.99175 | 0.33377 | 0 | 0 | 0 | 1 | 0 | 0.931 | 0.11528 | 0 | 0.83834 | DC | 0 | 0 | 0 | 0 | 0 | 0 | 0 | 0 | 0 | 0 | 0 | 0 | 0 | 0 | 0 | 0 | 0 |  | 0 | 0.27062 | 0.91877 | 0.52587 | 0 | 0.7425 | 0 | 0 | 0 | 0 | 0 | 1 | 1 | 0.33377 | 0.99175 | 0.95971 | 0.83834 | 0.55318 | 138.9247 | 7185988.5544 | DC | 503_1.2.9 | 73 | 109 | 107 | DS | 6.1.25 | 0.52089 | 137.9308 | 3188129.556 | 458530.8374 | 107 | CP | 503_1.2.1 | 0.55358 | 138.9059 | 2115252.7702 | 469640.8562 | '503_1.2.1'
|  |  | 108 | 504.1.4 | 1693.5 | 0 | 3488158.7761 | 564.5 | 193000 | 564500000.1 | 504.1.4 | 29 | 0 | 52116.7096 | 16245.854 | 466177.1369 | 0 | 114717.1066 | 204584.2685 | 92749.4477 | 255.1317 | 0.1431 | 0.05713 | 2.6399 | 5.2808 | 0 | 0 | 0.23513 | 0 | 6.558 | 4.7215 | 131.2497 | 0 | 142.5292 | 0.97138 | 0.99943 | 0.45335 | 0 | 0 | 0 | 0 | 0 | 0.83754 | 0.47883 | 0 | 0.94719 | DD | 0 | 0 | 0 | 0 | 0 | 0 | 0 | 0 | 0 | 0 | 0 | 0 | 0 | 0 | 0 | 0 | 0 |  | 0 | 0.62869 | 0.79798 | 0.22378 | 0 | 0.61378 | 0 | 0 | 0 | 0 | 0 | 0 | 0 | 0.45335 | 0.99943 | 0.97138 | 0.94719 | 0.41408 | 142.5292 | 3488158.7761 | DD | 504.1.4 | 162 | 151 | 108 | DB | 503_1.2.8 | 0.51854 | 141.9493 | 3472524.5534 | 462003.3619 | 108 | DQ | 6.1.22 | 0.51009 | 138.9065 | 3195079.2272 | 472835.9355 | '6.1.22'
|  |  | 109 | 504_5.2.1 | 3867.75 | 0 | 8053550.4988 | 1289.25 | 473999.9992 | 1289249996 | 504_5.2.1 | 70 | 0 | 49583.649 | 1513.0131 | 464061.5053 | 0 | 115095.4956 | 193561.2055 | 101003.4834 | 257.9185 | 0.17241 | 0.41402 | 2.4566 | 12.2882 | 0 | 0.18732 | 0.2377 | 0 | 6.3529 | 0.43479 | 129.8314 | 0 | 136.6192 | 0.96552 | 0.99586 | 0.51446 | 0 | 0 | 0 | 0.093659 | 0 | 0.98487 | 0.50416 | 0 | 0.87712 | DE | 0 | 0 | 0 | 0 | 0 | 0 | 0 | 0 | 0 | 0 | 0 | 0 | 0 | 0 | 0 | 0 | 0 |  | 0 | 0.66339 | 0.98545 | 0.36858 | 0 | 0.82483 | 0 | 0 | 0 | 0 | 0 | 0 | 0.18732 | 0.51446 | 0.99586 | 0.96552 | 0.87712 | 0.50695 | 136.6192 | 8053550.4988 | DE | 504_5.2.1 | 122 | 53 | 109 | AU | 500_1.2.29 | 0.51848 | 138.1864 | 7829270.6351 | 469832.6326 | 109 | DC | 503_1.2.9 | 0.55318 | 138.9247 | 7185988.5544 | 480021.924 | '503_1.2.9'
|  |  | 110 | 504_5.2.2 | 3201.75 | 0 | 6772155.5975 | 1067.25 | 607000.0002 | 1067250004 | 504_5.2.2 | 58 | 0 | 78110.9642 | 2650.4379 | 509373.0659 | 0 | 166012.4941 | 195957.907 | 98964.2749 | 261.995 | 0.17105 | 0.79175 | 2.6044 | 12.3985 | 0.85453 | 0 | 0.24145 | 0 | 7.7242 | 0.74896 | 127.8117 | 0 | 136.2849 | 0.96579 | 0.99208 | 0.46521 | 0 | 0 | 0 | 0.42727 | 0 | 0.9735 | 0.22887 | 0 | 0.87602 | DF | 0 | 0 | 0 | 0 | 0 | 0 | 0 | 0 | 0 | 0 | 0 | 0 | 0 | 0 | 0 | 0 | 0 |  | 0 | 0.43135 | 0.97171 | 0.57479 | 0 | 0.83677 | 0 | 0 | 0 | 0 | 0 | 0.85453 | 0 | 0.46521 | 0.99208 | 0.96579 | 0.87602 | 0.54239 | 136.2849 | 6772155.5975 | DF | 504_5.2.2 | 86 | 46 | 110 | FP | 6_1.2.7 | 0.51825 | 138.562 | 4033366.828 | 473865.9994 | 110 | BN | 502.1.14 | 0.51031 | 138.9434 | 1931542.9047 | 481953.4669 | '502.1.14'
|  |  | 111 | 504_5.2.3 | 3130.5 | 0 | 6447684.254 | 1043.5 | 416000.0004 | 1043500000.3 | 504_5.2.3 | 55 | 0 | 111393.1662 | 1689.669 | 482289.2474 | 0 | 129995 | 250361.0785 | 72064.2088 | 255.1194 | 0.13532 | 0.95592 | 2.4954 | 13.5113 | 0 | 0.028989 | 0.23512 | 0 | 9.6952 | 0.49162 | 131.2553 | 0 | 141.4421 | 0.97294 | 0.99044 | 0.50152 | 0 | 0 | 0 | 0.014494 | 0 | 0.9831 | 0.023107 | 0 | 0.86489 | DG | 0 | 0 | 0 | 0 | 0 | 0 | 0 | 0 | 0 | 0 | 0 | 0 | 0 | 0 | 0 | 0 | 0 |  | 0 | 0.09786 | 0.98297 | 0.22321 | 0 | 0.6526 | 0 | 0 | 0 | 0 | 0 | 0 | 0.028989 | 0.50152 | 0.99044 | 0.97294 | 0.86489 | 0.42898 | 141.4421 | 6447684.254 | DG | 504_5.2.3 | 157 | 141 | 111 | CD | 502_1.2.6 | 0.51784 | 138.5864 | 4664161.672 | 478530.1611 | 111 | AC | 500_1.2.12 | 0.51202 | 139.106 | 4756571.8146 | 486710.0387 | '500_1.2.12'
|  |  | 112 | 504_5.2.4 | 2958.75 | 0 | 6141287.128 | 986.25 | 509999.9996 | 986250000.05 | 504_5.2.4 | 57 | 0 | 120301.3393 | 3893.6786 | 505804.5644 | 0 | 153026.3503 | 256747.0902 | 88348.7442 | 257.1015 | 0.14527 | 0.56274 | 2.5508 | 11.1886 | 0 | 0 | 0.23694 | 0 | 10.0891 | 1.1206 | 130.2433 | 0 | 141.453 | 0.97095 | 0.99437 | 0.48306 | 0 | 0 | 0 | 0 | 0 | 0.96106 | 0.0061473 | 0 | 0.88811 | DH | 0 | 0 | 0 | 0 | 0 | 0 | 0 | 0 | 0 | 0 | 0 | 0 | 0 | 0 | 0 | 0 | 0 |  | 0 | 0.031206 | 0.95546 | 0.32653 | 0 | 0.65221 | 0 | 0 | 0 | 0 | 0 | 0 | 0 | 0.48306 | 0.99437 | 0.97095 | 0.88811 | 0.42771 | 141.453 | 6141287.128 | DH | 504_5.2.4 | 158 | 142 | 112 | BB | 500_1.2.6 | 0.51401 | 138.4427 | 4994351.3751 | 483524.5125 | 112 | DM | 6.1.13 | 0.59079 | 139.1443 | 2311229.3474 | 489021.2681 | '6.1.13'
|  |  | 113 | 504_5.2.5 | 1715.25 | 0 | 3598530.682 | 571.75 | 382999.9988 | 571749998.2 | 504_5.2.5 | 33 | 0 | 94450.019 | 1693.7518 | 517749.2604 | 0 | 167846.3656 | 222960.6855 | 124115.4819 | 259.867 | 0.1615 | 0.22501 | 2.6474 | 11.5054 | 0.18059 | 0 | 0.23949 | 0 | 8.6387 | 0.48284 | 128.8579 | 0 | 137.9794 | 0.9677 | 0.99775 | 0.45087 | 0 | 0 | 0 | 0.090293 | 0 | 0.98306 | 0.076573 | 0 | 0.88495 | DI | 0 | 0 | 0 | 0 | 0 | 0 | 0 | 0 | 0 | 0 | 0 | 0 | 0 | 0 | 0 | 0 | 0 |  | 0 | 0.27663 | 0.98335 | 0.46797 | 0 | 0.77626 | 0 | 0 | 0 | 0 | 0 | 0.18059 | 0 | 0.45087 | 0.99775 | 0.9677 | 0.88495 | 0.48459 | 137.9794 | 3598530.682 | DI | 504_5.2.5 | 137 | 86 | 113 | CC | 502_1.2.5 | 0.51371 | 138.6629 | 5823488.0166 | 489348.0005 | 113 | FD | 6_1.2.3 | 0.51029 | 139.1686 | 10043980.0482 | 499065.2481 | '6_1.2.3'
|  |  | 114 | 504_5.2.6 | 912.75 | 0 | 1943006.1004 | 304.25 | 406000.0006 | 304250001.6 | 504_5.2.6 | 28 | 0 | 71558.5056 | 8944.7994 | 502092.2667 | 0 | 167136.4023 | 173224.857 | 75326.5274 | 263.6791 | 0.15924 | 0.6779 | 2.7798 | 9.0509 | 1 | 0 | 0.24301 | 0 | 7.338 | 2.5107 | 126.9949 | 0 | 136.8436 | 0.96815 | 0.99322 | 0.40674 | 0 | 0 | 0 | 0.5 | 0 | 0.91055 | 0.29472 | 0 | 0.90949 | DJ | 0 | 0 | 0 | 0 | 0 | 0 | 0 | 0 | 0 | 0 | 0 | 0 | 0 | 0 | 0 | 0 | 0 |  | 0 | 0.49671 | 0.89467 | 0.65818 | 0 | 0.81682 | 0 | 0 | 0 | 0 | 0 | 1 | 0 | 0.40674 | 0.99322 | 0.96815 | 0.90949 | 0.54061 | 136.8436 | 1943006.1004 | DJ | 504_5.2.6 | 88 | 58 | 114 | CQ | 503_1.2.10 | 0.51353 | 142.4177 | 2868439.7665 | 492216.4402 | 114 | AX | 500_1.2.31 | 0.50482 | 139.2619 | 7224839.5875 | 506290.0877 | '500_1.2.31'
|  |  | 115 | 6.1.1 | 965.25 | 0 | 2028440.3491 | 321.75 | 581000 | 321750000.05 | 6.1.1 | 35 | 0 | 27517.9541 | 2539.118 | 435960.5825 | 0 | 104825.519 | 146117.254 | 108044.8309 | 260.301 | 0.28365 | 0.61461 | 2.5843 | 12.1453 | 0.6418 | 0 | 0.23989 | 0 | 5.1505 | 0.72256 | 128.6442 | 0 | 134.5172 | 0.94327 | 0.99385 | 0.4719 | 0 | 0 | 0 | 0.3209 | 0 | 0.97461 | 0.72482 | 0 | 0.87855 | DK | 0 | 0 | 0 | 0 | 0 | 0 | 0 | 0 | 0 | 0 | 0 | 0 | 0 | 0 | 0 | 0 | 0 |  | 0 | 0.86685 | 0.97287 | 0.4898 | 0 | 0.89989 | 0 | 0 | 0 | 0 | 0 | 0.6418 | 0 | 0.4719 | 0.99385 | 0.94327 | 0.87855 | 0.55643 | 134.5172 | 2028440.3491 | DK | 6.1.1 | 69 | 24 | 115 | EZ | 6_1.2.26 | 0.51245 | 138.8134 | 5336532.2361 | 497552.9725 | 115 | DT | 6.1.26 | 0.50667 | 139.3013 | 2137288.5965 | 508427.3763 | '6.1.26'
|  |  | 116 | 6.1.12 | 515.5605 | 0 | 1127202.3261 | 171.8535 | 360623.6723 | 171853513.1974 | 6.1.12 | 24 | 0 | 86424.1441 | 12215.4092 | 471661.6258 | 0 | 154362.1644 | 66751.3925 | 73724.4265 | 270.8168 | 1.0691 | 21.7329 | 2.9666 | 26.7423 | 1 | 1 | 0.24958 | 0 | 7.8886 | 3.3396 | 123.6469 | 0 | 134.8751 | 0.78619 | 0.78267 | 0.34447 | 0 | 0 | 0 | 1 | 0.33249 | 0.87785 | 0.13576 | 0 | 0.73258 | DL | 0 | 0 | 0 | 0 | 0 | 0 | 0 | 0 | 0 | 0 | 0 | 0 | 0 | 0 | 0 | 0 | 0 |  | 0 | 0.40354 | 0.85842 | 1 | 0 | 0.88711 | 0 | 0.33249 | 0 | 0 | 0 | 1 | 1 | 0.34447 | 0.78267 | 0.78619 | 0.73258 | 0.63701 | 134.8751 | 1127202.3261 | DL | 6.1.12 | 17 | 31 | 116 | AC | 500_1.2.12 | 0.51202 | 139.106 | 4756571.8146 | 502309.5443 | 116 | CB | 502_1.2.4 | 0.50208 | 139.336 | 13605797.7019 | 522033.174 | '502_1.2.4'
|  |  | 117 | 6.1.13 | 1122.028 | 0 | 2311229.3474 | 374.0093 | 822581.4383 | 374009322.1968 | 6.1.13 | 42 | 0 | 50427.7327 | 4955.2073 | 387176.3878 | 0 | 44535.914 | 42555.2452 | 45642.3999 | 255.1484 | 0.97478 | 2.7247 | 2.2242 | 15.4469 | 1 | 0 | 0.23514 | 0 | 6.4674 | 1.4354 | 131.2415 | 0 | 139.1443 | 0.80504 | 0.97275 | 0.59192 | 0 | 0 | 0.0044035 | 0.5 | 0.57445 | 0.95045 | 0.49572 | 0 | 0.84553 | DM | 0 | 0 | 0 | 0 | 0 | 0 | 0 | 0 | 0 | 0 | 0 | 0 | 0 | 0 | 0 | 0 | 0 |  | 0 | 0.64403 | 0.94169 | 0.22462 | 0 | 0.73466 | 0 | 0.57445 | 0 | 0 | 0.0044035 | 1 | 0 | 0.59192 | 0.97275 | 0.80504 | 0.84553 | 0.59079 | 139.1443 | 2311229.3474 | DM | 6.1.13 | 44 | 112 | 117 | BN | 502.1.14 | 0.51031 | 138.9434 | 1931542.9047 | 504241.0872 | 117 | Z | 500_1.2.1 | 0.57032 | 139.3665 | 5062886.3964 | 527096.0604 | '500_1.2.1'
|  |  | 118 | 6.1.15 | 1468.3967 | 22 | 3103806.837 | 489.4656 | 1088929.9812 | 489465578.0331 | 6.1.15 | 67 | 0 | 28555.0785 | 12118.9694 | 395367.3906 | 0 | 91646.8108 | 23177.9841 | 16161.0337 | 261.8211 | 0.73022 | 3.9895 | 2.293 | 12.9902 | 1 | 0 | 0.24129 | 0 | 5.1736 | 3.4297 | 127.8958 | 0 | 136.4992 | 0.85396 | 0.9601 | 0.56899 | 0 | 0 | 0 | 0.5 | 0.76822 | 0.87881 | 0.71445 | 0 | 0.8701 | DN | 0 | 0 | 0 | 0 | 0 | 0 | 0 | 0 | 0 | 0 | 0 | 0 | 0 | 0 | 0 | 0 | 0 |  | 0 | 0.86293 | 0.85448 | 0.5662 | 0 | 0.82912 | 0 | 0.76822 | 0 | 0 | 0 | 1 | 0 | 0.56899 | 0.9601 | 0.85396 | 0.8701 | 0.65954 | 136.4992 | 3103806.837 | DN | 6.1.15 | 8 | 49 | 118 | FD | 6_1.2.3 | 0.51029 | 139.1686 | 10043980.0482 | 514285.0672 | 118 | P | 500.1.32 | 0.5064 | 139.5331 | 3393030.715 | 530489.0911 | '500.1.32'
|  |  | 119 | 6.1.2 | 1707.75 | 0 | 3532640.7278 | 569.25 | 1146999.999 | 569250000.3 | 6.1.2 | 65 | 0 | 23505.4771 | 7945.3839 | 322631.437 | 0 | 45314.1753 | 57328.7022 | 61753.7652 | 256.2292 | 0.66187 | 2.9353 | 2.2749 | 13.0964 | 1 | 0 | 0.23614 | 0 | 5.0199 | 2.2886 | 130.6879 | 0 | 137.9964 | 0.86763 | 0.97065 | 0.57502 | 0 | 0 | 0.013514 | 0.5 | 0.42671 | 0.92055 | 0.76495 | 0 | 0.86904 | DO | 0 | 0 | 0 | 0 | 0 | 0 | 0 | 0 | 0 | 0 | 0 | 0 | 0 | 0 | 0 | 0 | 0 |  | 0 | 0.88894 | 0.90438 | 0.28114 | 0 | 0.77565 | 0 | 0.42671 | 0 | 0 | 0.013514 | 1 | 0 | 0.57502 | 0.97065 | 0.86763 | 0.86904 | 0.58838 | 137.9964 | 3532640.7278 | DO | 6.1.2 | 45 | 88 | 119 | DQ | 6.1.22 | 0.51009 | 138.9065 | 3195079.2272 | 517480.1465 | 119 | N | 500.1.27 | 0.52943 | 139.5575 | 2255528.521 | 532744.6197 | '500.1.27'
|  |  | 120 | 6.1.21 | 1746.75 | 0 | 3707398.357 | 582.25 | 268000.0002 | 582250001.5 | 6.1.21 | 28 | 0 | 101402.6786 | 5355.4839 | 338003.7512 | 0 | 89262.1885 | 96749.7503 | 75619.0028 | 262.9008 | 0.32621 | 0.36985 | 2.2322 | 10.7959 | 1 | 0.2018 | 0.24229 | 0 | 8.8944 | 1.5097 | 127.3706 | 0 | 137.7747 | 0.93476 | 0.9963 | 0.58926 | 0 | 0 | 0 | 0.6009 | 0.062659 | 0.94645 | 0.051814 | 0 | 0.89204 | DP | 0 | 0 | 0 | 0 | 0 | 0 | 0 | 0 | 0 | 0 | 0 | 0 | 0 | 0 | 0 | 0 | 0 |  | 0 | 0.23336 | 0.93844 | 0.61982 | 0 | 0.78357 | 0 | 0.062659 | 0 | 0 | 0 | 1 | 0.2018 | 0.58926 | 0.9963 | 0.93476 | 0.89204 | 0.55353 | 137.7747 | 3707398.357 | DP | 6.1.21 | 71 | 80 | 120 | G | 500.1.14 | 0.50899 | 140.1632 | 1913826.8813 | 519393.9733 | 120 | AH | 500_1.2.17 | 0.50584 | 139.575 | 7391636.0502 | 540136.2557 | '500_1.2.17'
|  |  | 121 | 6.1.22 | 1544.25 | 0 | 3195079.2272 | 514.75 | 679999.9972 | 514749997.05 | 6.1.22 | 38 | 0 | 70246.4243 | 2643.3812 | 198432.5736 | 0 | 74404.2102 | 141569.9054 | 49423.6826 | 256.2816 | 0.71683 | 4.3338 | 2.1306 | 17.9897 | 1 | 0 | 0.23619 | 0 | 7.4831 | 0.76393 | 130.6595 | 0 | 138.9065 | 0.85663 | 0.95666 | 0.62314 | 0 | 0 | 0 | 0.5 | 0 | 0.97357 | 0.29754 | 0 | 0.8201 | DQ | 0 | 0 | 0 | 0 | 0 | 0 | 0 | 0 | 0 | 0 | 0 | 0 | 0 | 0 | 0 | 0 | 0 |  | 0 | 0.47216 | 0.97106 | 0.28404 | 0 | 0.74315 | 0 | 0 | 0 | 0 | 0 | 1 | 0 | 0.62314 | 0.95666 | 0.85663 | 0.8201 | 0.51009 | 138.9065 | 3195079.2272 | DQ | 6.1.22 | 119 | 108 | 121 | CW | 503_1.2.3 | 0.50746 | 142.5939 | 13132172.9021 | 532526.1463 | 121 | BE | 500_1.2.9 | 0.50117 | 139.5819 | 9432675.7213 | 549568.9314 | '500_1.2.9'
|  |  | 122 | 6.1.24 | 659.25 | 1 | 1363398.1563 | 219.75 | 88999.9998 | 219749999.1 | 6.1.24 | 13 | 0 | 70743.9995 | 2113.8977 | 419283.0176 | 0 | 71760.5946 | 238914.4963 | 18652.1682 | 256.1687 | 0.12138 | 0 | 2.6871 | 12.7634 | 0 | 0.6405 | 0.23609 | 0 | 7.5147 | 0.61039 | 130.7196 | 0 | 138.8447 | 0.97572 | 1 | 0.43762 | 0 | 0 | 0 | 0.32025 | 0 | 0.97886 | 0.29256 | 0 | 0.87237 | DR | 0 | 0 | 0 | 0 | 0 | 0 | 0 | 0 | 0 | 0 | 0 | 0 | 0 | 0 | 0 | 0 | 0 |  | 0 | 0.46681 | 0.97777 | 0.2779 | 0 | 0.74536 | 0 | 0 | 0 | 0 | 0 | 0 | 0.6405 | 0.43762 | 1 | 0.97572 | 0.87237 | 0.49445 | 138.8447 | 1363398.1563 | DR | 6.1.24 | 131 | 105 | 122 | DE | 504_5.2.1 | 0.50695 | 136.6192 | 8053550.4988 | 540579.6967 | 122 | CI | 503.1.12 | 0.54809 | 139.7534 | 1978639.4636 | 551547.5709 | '503.1.12'
|  |  | 123 | 6.1.25 | 1537.5 | 0 | 3188129.556 | 512.5 | 531000.0018 | 512500000.95 | 6.1.25 | 31 | 0 | 55440.7518 | 3021.4974 | 231351.5386 | 0 | 21958.661 | 138721.3727 | 118388.9735 | 256.8469 | 0.88278 | 5.5798 | 2.1811 | 18.0099 | 1 | 0 | 0.23671 | 0 | 6.6862 | 0.87092 | 130.3737 | 0 | 137.9308 | 0.82344 | 0.9442 | 0.60631 | 0 | 0 | 0.20881 | 0.5 | 0 | 0.96979 | 0.44559 | 0 | 0.8199 | DS | 0 | 0 | 0 | 0 | 0 | 0 | 0 | 0 | 0 | 0 | 0 | 0 | 0 | 0 | 0 | 0 | 0 |  | 0 | 0.60699 | 0.96638 | 0.31322 | 0 | 0.77799 | 0 | 0 | 0 | 0 | 0.20881 | 1 | 0 | 0.60631 | 0.9442 | 0.82344 | 0.8199 | 0.52089 | 137.9308 | 3188129.556 | DS | 6.1.25 | 107 | 84 | 123 | DT | 6.1.26 | 0.50667 | 139.3013 | 2137288.5965 | 542716.9853 | 123 | AM | 500_1.2.21 | 0.52104 | 139.8555 | 11320155.7766 | 562867.7267 | '500_1.2.21'
|  |  | 124 | 6.1.26 | 1017.75 | 0 | 2137288.5965 | 339.25 | 316000 | 339250000.25 | 6.1.26 | 20 | 0 | 121784.2474 | 1829.7693 | 160279.0784 | 0 | 91404.8135 | 163004.3565 | 80966.0648 | 260.121 | 1.3104 | 5.1537 | 2.4278 | 18.9449 | 1 | 0.28003 | 0.23973 | 0 | 10.05 | 0.52034 | 128.7309 | 0 | 139.3013 | 0.73791 | 0.94846 | 0.52408 | 0 | 0 | 0 | 0.64001 | 0 | 0.9817 | 0 | 0 | 0.81055 | DT | 0 | 0 | 0 | 0 | 0 | 0 | 0 | 0 | 0 | 0 | 0 | 0 | 0 | 0 | 0 | 0 | 0 |  | 0 | 0.037816 | 0.98171 | 0.48094 | 0 | 0.72905 | 0 | 0 | 0 | 0 | 0 | 1 | 0.28003 | 0.52408 | 0.94846 | 0.73791 | 0.81055 | 0.50667 | 139.3013 | 2137288.5965 | DT | 6.1.26 | 123 | 115 | 124 | P | 500.1.32 | 0.5064 | 139.5331 | 3393030.715 | 546110.0161 | 124 | BG | 501.1.3 | 0.44932 | 139.8814 | 4887399.3067 | 567755.126 | '501.1.3'
|  |  | 125 | 6.1.28 | 1019.25 | 0 | 2098344.8326 | 339.75 | 650000.0008 | 339750000.3 | 6.1.28 | 31 | 0 | 31969.3233 | 5495.2839 | 294480.8469 | 0 | 51974.6248 | 54818.7751 | 81793.4824 | 255.0055 | 0.86216 | 1.3333 | 2.128 | 12.6733 | 1 | 0.14643 | 0.23501 | 0 | 5.4929 | 1.5972 | 131.3137 | 0 | 138.4038 | 0.82757 | 0.98667 | 0.62399 | 0 | 0 | 0 | 0.57322 | 0.45181 | 0.94505 | 0.68031 | 0 | 0.87327 | DU | 0 | 0 | 0 | 0 | 0 | 0 | 0 | 0 | 0 | 0 | 0 | 0 | 0 | 0 | 0 | 0 | 0 |  | 0 | 0.8089 | 0.93462 | 0.21725 | 0 | 0.7611 | 0 | 0.45181 | 0 | 0 | 0 | 1 | 0.14643 | 0.62399 | 0.98667 | 0.82757 | 0.87327 | 0.59511 | 138.4038 | 2098344.8326 | DU | 6.1.28 | 40 | 95 | 125 | AH | 500_1.2.17 | 0.50584 | 139.575 | 7391636.0502 | 553501.6521 | 125 | AA | 500_1.2.10 | 0.4932 | 139.902 | 5453449.2976 | 573208.5753 | '500_1.2.10'
|  |  | 126 | 6.1.31 | 1543.6473 | 15 | 3161108.7459 | 514.5491 | 877684.8383 | 514549111.0471 | 6.1.31 | 51 | 0 | 94129.1256 | 2151.7678 | 237040.0971 | 0 | 103978.2022 | 113680.471 | 22043.8449 | 253.6558 | 0.81236 | 3.8662 | 2.3467 | 18.9556 | 1 | 0 | 0.23377 | 0 | 8.8348 | 0.62917 | 132.0129 | 0 | 141.4768 | 0.83753 | 0.96134 | 0.55109 | 0 | 0 | 0 | 0.5 | 0.027814 | 0.97848 | 0.12809 | 0 | 0.81044 | DV | 0 | 0 | 0 | 0 | 0 | 0 | 0 | 0 | 0 | 0 | 0 | 0 | 0 | 0 | 0 | 0 | 0 |  | 0 | 0.24344 | 0.97695 | 0.14586 | 0 | 0.65136 | 0 | 0.027814 | 0 | 0 | 0 | 1 | 0 | 0.55109 | 0.96134 | 0.83753 | 0.81044 | 0.47274 | 141.4768 | 3161108.7459 | DV | 6.1.31 | 144 | 143 | 126 | AX | 500_1.2.31 | 0.50482 | 139.2619 | 7224839.5875 | 560726.4917 | 126 | BS | 502.1.4 | 0.49773 | 139.9131 | 2451562.9106 | 575660.1382 | '502.1.4'
|  |  | 127 | 6.1.32 | 835.5 | 0 | 1770352.8923 | 278.5 | 554000.0008 | 278500001.05 | 6.1.32 | 33 | 0 | 51260.9919 | 9530.1779 | 406586.6525 | 0 | 95033.6105 | 120487.9204 | 110131.306 | 262.4622 | 0.55999 | 0.41113 | 2.2092 | 9.4417 | 1 | 0.24147 | 0.24189 | 0 | 6.3308 | 2.6826 | 127.5837 | 0 | 136.597 | 0.888 | 0.99589 | 0.59695 | 0 | 0 | 0 | 0.62074 | 0 | 0.9047 | 0.48739 | 0 | 0.90558 | DW | 0 | 0 | 0 | 0 | 0 | 0 | 0 | 0 | 0 | 0 | 0 | 0 | 0 | 0 | 0 | 0 | 0 |  | 0 | 0.66714 | 0.88715 | 0.59806 | 0 | 0.82562 | 0 | 0 | 0 | 0 | 0 | 1 | 0.24147 | 0.59695 | 0.99589 | 0.888 | 0.90558 | 0.56164 | 136.597 | 1770352.8923 | DW | 6.1.32 | 66 | 52 | 127 | FE | 6_1.2.30 | 0.50481 | 136.7291 | 5068302.6008 | 565794.7943 | 127 | BO | 502.1.15 | 0.49248 | 140.0644 | 1161440.5983 | 576821.5788 | '502.1.15'
|  |  | 128 | 6.1.36 | 1196.25 | 4 | 2439130.5337 | 398.75 | 435999.9994 | 398749999.85 | 6.1.36 | 26 | 0 | 102149.2149 | 1508.1619 | 249937.3138 | 0 | 107681.5976 | 105051.2002 | 17216.9922 | 252.5611 | 0.61012 | 3.7524 | 2.2727 | 18.7931 | 1 | 0 | 0.23276 | 0 | 9.3006 | 0.44172 | 132.5844 | 0 | 142.3267 | 0.87798 | 0.96248 | 0.57576 | 0 | 0 | 0 | 0.5 | 0.012101 | 0.98492 | 0.021806 | 0 | 0.81207 | DX | 0 | 0 | 0 | 0 | 0 | 0 | 0 | 0 | 0 | 0 | 0 | 0 | 0 | 0 | 0 | 0 | 0 |  | 0 | 0.16463 | 0.98515 | 0.087507 | 0 | 0.62101 | 0 | 0.012101 | 0 | 0 | 0 | 1 | 0 | 0.57576 | 0.96248 | 0.87798 | 0.81207 | 0.46163 | 142.3267 | 2439130.5337 | DX | 6.1.36 | 150 | 147 | 128 | CB | 502_1.2.4 | 0.50208 | 139.336 | 13605797.7019 | 579400.592 | 128 | G | 500.1.14 | 0.50899 | 140.1632 | 1913826.8813 | 578735.4057 | '500.1.14'
|  |  | 129 | 6.1.38 | 1459.5 | 6 | 3057875.7403 | 486.5 | 1003999.9992 | 486499999.3 | 6.1.38 | 50 | 0 | 47190.8336 | 8470.4547 | 366324.065 | 0 | 69231.1403 | 40342.8433 | 19390.4171 | 259.519 | 0.69448 | 3.793 | 2.3303 | 14.4995 | 0.99589 | 0 | 0.23917 | 0 | 6.1907 | 2.4169 | 129.0298 | 0 | 137.6374 | 0.8611 | 0.96207 | 0.55658 | 0 | 0 | 0 | 0.49794 | 0.59657 | 0.9153 | 0.52809 | 0 | 0.85501 | DY | 0 | 0 | 0 | 0 | 0 | 0 | 0 | 0 | 0 | 0 | 0 | 0 | 0 | 0 | 0 | 0 | 0 |  | 0 | 0.69084 | 0.89877 | 0.45043 | 0 | 0.78847 | 0 | 0.59657 | 0 | 0 | 0 | 0.99589 | 0 | 0.55658 | 0.96207 | 0.8611 | 0.85501 | 0.61641 | 137.6374 | 3057875.7403 | DY | 6.1.38 | 24 | 76 | 129 | BE | 500_1.2.9 | 0.50117 | 139.5819 | 9432675.7213 | 588833.2677 | 129 | EG | 6.1.5 | 0.58449 | 140.257 | 1413910.6679 | 580149.3163 | '6.1.5'
|  |  | 130 | 6.1.39 | 814.2919 | 3 | 1705269.4518 | 271.4306 | 458862.1421 | 271430641.3617 | 6.1.39 | 24 | 0 | 19471.583 | 3626.013 | 403114.2707 | 0 | 75068.1593 | 17787.4075 | 21696.0923 | 259.3978 | 0.76346 | 3.0857 | 2.1476 | 15.9142 | 1 | 0 | 0.23906 | 0 | 4.7494 | 1.0339 | 129.0904 | 0 | 134.8737 | 0.84731 | 0.96914 | 0.61747 | 0 | 0 | 0 | 0.5 | 0.82213 | 0.96374 | 0.80528 | 0 | 0.84086 | DZ | 0 | 0 | 0 | 0 | 0 | 0 | 0 | 0 | 0 | 0 | 0 | 0 | 0 | 0 | 0 | 0 | 0 |  | 0 | 0.93472 | 0.95925 | 0.44424 | 0 | 0.88716 | 0 | 0.82213 | 0 | 0 | 0 | 1 | 0 | 0.61747 | 0.96914 | 0.84731 | 0.84086 | 0.69192 | 134.8737 | 1705269.4518 | DZ | 6.1.39 | 1 | 30 | 130 | BS | 502.1.4 | 0.49773 | 139.9131 | 2451562.9106 | 591284.8306 | 130 | CM | 503.1.17 | 0.53869 | 140.3976 | 2519810.5267 | 582669.1269 | '503.1.17'
|  |  | 131 | 6.1.4 | 1137 | 0 | 2365377.2866 | 379 | 766000.0008 | 378999998 | 6.1.4 | 39 | 0 | 39920.0661 | 6318.6652 | 375369.8659 | 0 | 51714.3106 | 37327.2474 | 26968.4925 | 257.6875 | 0.80939 | 2.9479 | 2.3712 | 14.6973 | 1 | 0 | 0.23748 | 0 | 5.8531 | 1.8165 | 129.9468 | 0 | 137.6164 | 0.83812 | 0.97052 | 0.54294 | 0 | 0 | 0 | 0.5 | 0.62673 | 0.93681 | 0.6008 | 0 | 0.85303 | EA | 0 | 0 | 0 | 0 | 0 | 0 | 0 | 0 | 0 | 0 | 0 | 0 | 0 | 0 | 0 | 0 | 0 |  | 0 | 0.74796 | 0.92503 | 0.3568 | 0 | 0.78922 | 0 | 0.62673 | 0 | 0 | 0 | 1 | 0 | 0.54294 | 0.97052 | 0.83812 | 0.85303 | 0.61993 | 137.6164 | 2365377.2866 | EA | 6.1.4 | 22 | 73 | 131 | DR | 6.1.24 | 0.49445 | 138.8447 | 1363398.1563 | 592648.2288 | 131 | FN | 6_1.2.5 | 0.57423 | 140.4569 | 5256793.1165 | 587925.92 | '6_1.2.5'
|  |  | 132 | 6.1.41 | 1572 | 0 | 3343511.4221 | 524 | 329000.0006 | 523999999.95 | 6.1.41 | 29 | 0 | 45817.2144 | 2491.3148 | 368945.4739 | 0 | 25191.4859 | 176958.5252 | 79240.116 | 263.4533 | 0.40679 | 0.22805 | 2.3669 | 11.501 | 1 | 0 | 0.2428 | 0 | 6.0273 | 0.70174 | 127.1031 | 0 | 133.8321 | 0.91864 | 0.99772 | 0.54437 | 0 | 0 | 0.23349 | 0.5 | 0 | 0.97509 | 0.54183 | 0 | 0.88499 | EB | 0 | 0 | 0 | 0 | 0 | 0 | 0 | 0 | 0 | 0 | 0 | 0 | 0 | 0 | 0 | 0 | 0 |  | 0 | 0.71848 | 0.97378 | 0.64714 | 0 | 0.92436 | 0 | 0 | 0 | 0 | 0.23349 | 1 | 0 | 0.54437 | 0.99772 | 0.91864 | 0.88499 | 0.58703 | 133.8321 | 3343511.4221 | EB | 6.1.41 | 46 | 16 | 132 | AA | 500_1.2.10 | 0.4932 | 139.902 | 5453449.2976 | 598101.6781 | 132 | S | 500.1.35 | 0.52664 | 140.5148 | 1401444.9548 | 589327.3649 | '500.1.35'
|  |  | 133 | 6.1.42 | 1444.5 | 0 | 3041095.8121 | 481.5 | 151999.9998 | 481499997.6 | 6.1.42 | 20 | 0 | 115520.772 | 42314.2159 | 278833.0698 | 0 | 85480.0995 | 249169.0055 | 96765.8804 | 260.775 | 0.13206 | 0.011423 | 2.9029 | 1.0228 | 1 | 0 | 0.24033 | 0 | 9.7002 | 12.0191 | 128.4081 | 0 | 150.1275 | 0.97359 | 0.99989 | 0.3657 | 0 | 0 | 0 | 0.5 | 0 | 0.57686 | 0 | 0 | 0.98977 | EC | 0 | 0 | 0 | 0 | 0 | 0 | 0 | 0 | 0 | 0 | 0 | 0 | 0 | 0 | 0 | 0 | 0 |  | 0 | 0.097002 | 0.47883 | 0.5139 | 0 | 0.34245 | 0 | 0 | 0 | 0 | 0 | 1 | 0 | 0.3657 | 0.99989 | 0.97359 | 0.98977 | 0.35343 | 150.1275 | 3041095.8121 | EC | 6.1.42 | 167 | 168 | 133 | BO | 502.1.15 | 0.49248 | 140.0644 | 1161440.5983 | 599263.1187 | 133 | FG | 6_1.2.32 | 0.53943 | 140.6426 | 6087706.1269 | 595415.0711 | '6_1.2.32'
|  |  | 134 | 6.1.43 | 875.25 | 0 | 1827609.5459 | 291.75 | 345999.9996 | 291750002.2 | 6.1.43 | 21 | 0 | 38368.9088 | 3123.0418 | 336932.1906 | 0 | 70484.9601 | 67021.5115 | 42445.034 | 258.6454 | 0.48975 | 1.2457 | 2.1302 | 12.8701 | 1 | 0 | 0.23837 | 0 | 5.7497 | 0.89467 | 129.4657 | 0 | 136.11 | 0.90205 | 0.98754 | 0.62327 | 0 | 0 | 0 | 0.5 | 0.32978 | 0.96877 | 0.61631 | 0 | 0.8713 | ED | 0 | 0 | 0 | 0 | 0 | 0 | 0 | 0 | 0 | 0 | 0 | 0 | 0 | 0 | 0 | 0 | 0 |  | 0 | 0.76546 | 0.96534 | 0.40592 | 0 | 0.84301 | 0 | 0.32978 | 0 | 0 | 0 | 1 | 0 | 0.62327 | 0.98754 | 0.90205 | 0.8713 | 0.60588 | 136.11 | 1827609.5459 | ED | 6.1.43 | 33 | 42 | 134 | T | 500.1.36 | 0.49233 | 140.6535 | 1357551.7146 | 600620.6704 | 134 | T | 500.1.36 | 0.49233 | 140.6535 | 1357551.7146 | 596772.6228 | '500.1.36'
|  |  | 135 | 6.1.45 | 819.75 | 0 | 1699763.8738 | 273.25 | 136000.0002 | 273249998.4 | 6.1.45 | 12 | 0 | 123000.6979 | 40840.4911 | 357052.9728 | 0 | 111284.9068 | 310734.1022 | 34995.0126 | 256.8388 | 0.27802 | 0 | 2.7332 | 1 | 0 | 0 | 0.2367 | 0 | 10.2423 | 11.7769 | 130.3759 | 0 | 152.3952 | 0.9444 | 1 | 0.42225 | 0 | 0 | 0 | 0 | 0 | 0.5916 | 0 | 0 | 0.99 | EE | 0 | 0 | 0 | 0 | 0 | 0 | 0 | 0 | 0 | 0 | 0 | 0 | 0 | 0 | 0 | 0 | 0 |  | 0 | 0.0052874 | 0.48942 | 0.31299 | 0 | 0.26147 | 0 | 0 | 0 | 0 | 0 | 0 | 0 | 0.42225 | 1 | 0.9444 | 0.99 | 0.27242 | 152.3952 | 1699763.8738 | EE | 6.1.45 | 171 | 170 | 135 | AL | 500_1.2.20 | 0.48654 | 140.7476 | 8419130.4752 | 609039.8009 | 135 | AE | 500_1.2.14 | 0.48178 | 140.6596 | 6120726.6245 | 602893.3494 | '500_1.2.14'
|  |  | 136 | 6.1.46 | 1299.75 | 2 | 2732153.7223 | 433.25 | 298000.0002 | 433249999.95 | 6.1.46 | 25 | 0 | 34403.0869 | 1959.4915 | 367065.7957 | 0 | 46783.8912 | 244971.42 | 22641.1155 | 260.3747 | 0.48435 | 0.23254 | 2.4841 | 12.2822 | 0.89325 | 0 | 0.23996 | 0 | 5.5064 | 0.55753 | 128.6055 | 0 | 134.6694 | 0.90313 | 0.99767 | 0.50529 | 0 | 0 | 0 | 0.44662 | 0 | 0.98041 | 0.65597 | 0 | 0.87718 | EF | 0 | 0 | 0 | 0 | 0 | 0 | 0 | 0 | 0 | 0 | 0 | 0 | 0 | 0 | 0 | 0 | 0 |  | 0 | 0.80663 | 0.98008 | 0.49375 | 0 | 0.89446 | 0 | 0 | 0 | 0 | 0 | 0.89325 | 0 | 0.50529 | 0.99767 | 0.90313 | 0.87718 | 0.56661 | 134.6694 | 2732153.7223 | EF | 6.1.46 | 64 | 26 | 136 | W | 500.1.40 | 0.48521 | 140.6746 | 1041414.2035 | 610081.2151 | 136 | W | 500.1.40 | 0.48521 | 140.6746 | 1041414.2035 | 603934.7636 | '500.1.40'
|  |  | 137 | 6.1.5 | 693 | 0 | 1413910.6679 | 231 | 493999.9994 | 231000000.55 | 6.1.5 | 20 | 0 | 49524.292 | 4350.1497 | 301779.8048 | 0 | 41243.1287 | 37996.5323 | 65646.2554 | 252.7215 | 1.0246 | 1.2499 | 2.1344 | 13.4054 | 1 | 0 | 0.23291 | 0 | 6.4812 | 1.2754 | 132.5004 | 0 | 140.257 | 0.79507 | 0.9875 | 0.62186 | 0 | 0 | 0 | 0.5 | 0.62003 | 0.9565 | 0.50476 | 0 | 0.86595 | EG | 0 | 0 | 0 | 0 | 0 | 0 | 0 | 0 | 0 | 0 | 0 | 0 | 0 | 0 | 0 | 0 | 0 |  | 0 | 0.64169 | 0.94869 | 0.09609 | 0 | 0.69492 | 0 | 0.62003 | 0 | 0 | 0 | 1 | 0 | 0.62186 | 0.9875 | 0.79507 | 0.86595 | 0.58449 | 140.257 | 1413910.6679 | EG | 6.1.5 | 48 | 129 | 137 | DI | 504_5.2.5 | 0.48459 | 137.9794 | 3598530.682 | 613679.7458 | 137 | AL | 500_1.2.20 | 0.48654 | 140.7476 | 8419130.4752 | 612353.8941 | '500_1.2.20'
|  |  | 138 | 6_1.2.1 | 2540.8957 | 0 | 5470731.3543 | 846.9652 | 1974414.9165 | 846965245.6267 | 6_1.2.1 | 112 | 0 | 61387.7305 | 6196.9779 | 441503.3749 | 0 | 137208.6387 | 55187.024 | 57515.0243 | 266.6932 | 0.83504 | 8.5623 | 2.4805 | 19.6751 | 0.99528 | 0.70306 | 0.24578 | 0 | 6.7401 | 1.7166 | 125.5604 | 0 | 134.0171 | 0.83299 | 0.91438 | 0.50649 | 0 | 0 | 0 | 0.84917 | 0.45022 | 0.93803 | 0.38612 | 0 | 0.80325 | EH | 0 | 0 | 0 | 0 | 0 | 0 | 0 | 0 | 0 | 0 | 0 | 0 | 0 | 0 | 0 | 0 | 0 |  | 0 | 0.59787 | 0.92939 | 0.80464 | 0 | 0.91775 | 0 | 0.45022 | 0 | 0 | 0 | 0.99528 | 0.70306 | 0.50649 | 0.91438 | 0.83299 | 0.80325 | 0.6724 | 134.0171 | 5470731.3543 | EH | 6_1.2.1 | 6 | 18 | 138 | AF | 500_1.2.15 | 0.48226 | 140.758 | 4738960.2309 | 618418.706 | 138 | AF | 500_1.2.15 | 0.48226 | 140.758 | 4738960.2309 | 617092.8543 | '500_1.2.15'
|  |  | 139 | 6_1.2.10 | 2948.25 | 2 | 6298571.5252 | 982.75 | 2133000.0039 | 982750001.325 | 6_1.2.10 | 117 | 0 | 49168.1816 | 10630.5223 | 408051.9592 | 0 | 114510.8481 | 61260.8199 | 55895.871 | 264.6252 | 0.65412 | 2.689 | 2.2499 | 11.4532 | 0.99796 | 0.53167 | 0.24388 | 0 | 6.1697 | 2.9723 | 126.5412 | 0 | 135.6831 | 0.86918 | 0.97311 | 0.58338 | 0 | 0 | 0 | 0.76482 | 0.39543 | 0.89369 | 0.50832 | 0 | 0.88547 | EI | 0 | 0 | 0 | 0 | 0 | 0 | 0 | 0 | 0 | 0 | 0 | 0 | 0 | 0 | 0 | 0 | 0 |  | 0 | 0.6944 | 0.87448 | 0.70451 | 0 | 0.85826 | 0 | 0.39543 | 0 | 0 | 0 | 0.99796 | 0.53167 | 0.58338 | 0.97311 | 0.86918 | 0.88547 | 0.64466 | 135.6831 | 6298571.5252 | EI | 6_1.2.10 | 15 | 40 | 139 | AE | 500_1.2.14 | 0.48178 | 140.6596 | 6120726.6245 | 624539.4326 | 139 | AZ | 500_1.2.4 | 0.48099 | 140.7949 | 7189609.1597 | 624282.4635 | '500_1.2.4'
|  |  | 140 | 6_1.2.11 | 2479.5 | 0 | 5173471.8212 | 826.5 | 190999.9998 | 826500000 | 6_1.2.11 | 36 | 0 | 114491.351 | 59389.1881 | 323666.3396 | 0 | 98905.846 | 285491.9622 | 55162.7325 | 258.4469 | 0.13918 | 0 | 2.7257 | 1 | 0 | 0 | 0.23818 | 0 | 9.7337 | 17.0157 | 129.5648 | 0 | 156.3143 | 0.97216 | 1 | 0.42478 | 0 | 0 | 0 | 0 | 0 | 0.40611 | 0.0071935 | 0 | 0.99 | EJ | 0 | 0 | 0 | 0 | 0 | 0 | 0 | 0 | 0 | 0 | 0 | 0 | 0 | 0 | 0 | 0 | 0 |  | 0 | 0.091331 | 0.26031 | 0.3958 | 0 | 0.12151 | 0 | 0 | 0 | 0 | 0 | 0 | 0 | 0.42478 | 1 | 0.97216 | 0.99 | 0.21795 | 156.3143 | 5173471.8212 | EJ | 6_1.2.11 | 173 | 171 | 140 | BJ | 501_3.2.2 | 0.48119 | 137.7092 | 2046007.0341 | 626585.4397 | 140 | CL | 503.1.16 | 0.52726 | 141.3382 | 2536204.7363 | 626818.6682 | '503.1.16'
|  |  | 141 | 6_1.2.12 | 2705.25 | 0 | 5674113.0726 | 901.75 | 637999.9999 | 901749999.925 | 6_1.2.12 | 57 | 0 | 59298.9854 | 11130.2286 | 325495.1997 | 0 | 70806.6914 | 85499.8203 | 61163.2252 | 259.8029 | 0.39062 | 0.75476 | 2.1774 | 8.6049 | 1 | 0 | 0.23943 | 0 | 6.8119 | 3.1758 | 128.8891 | 0 | 138.8768 | 0.92188 | 0.99245 | 0.60753 | 0 | 0 | 0 | 0.5 | 0.15028 | 0.8887 | 0.40701 | 0 | 0.91395 | EK | 0 | 0 | 0 | 0 | 0 | 0 | 0 | 0 | 0 | 0 | 0 | 0 | 0 | 0 | 0 | 0 | 0 |  | 0 | 0.58572 | 0.86558 | 0.46479 | 0 | 0.74421 | 0 | 0.15028 | 0 | 0 | 0 | 1 | 0 | 0.60753 | 0.99245 | 0.92188 | 0.91395 | 0.54202 | 138.8768 | 5674113.0726 | EK | 6_1.2.12 | 87 | 106 | 141 | AZ | 500_1.2.4 | 0.48099 | 140.7949 | 7189609.1597 | 633775.0488 | 141 | DG | 504_5.2.3 | 0.42898 | 141.4421 | 6447684.254 | 633266.3525 | '504_5.2.3'
|  |  | 142 | 6_1.2.13 | 3682.5 | 0 | 7747227.3556 | 1227.5 | 1085000.001 | 1227500000.65 | 6_1.2.13 | 73 | 0 | 73930.1492 | 1871.9806 | 249305.1866 | 0 | 29950.8112 | 138467.384 | 122290.2179 | 260.5895 | 0.72104 | 3.9082 | 2.4319 | 15.581 | 1 | 0.61405 | 0.24016 | 0 | 7.5496 | 0.53119 | 128.5007 | 0 | 136.5815 | 0.85579 | 0.96092 | 0.52269 | 0 | 0 | 0.09955 | 0.80703 | 0 | 0.98128 | 0.2607 | 0 | 0.84419 | EL | 0 | 0 | 0 | 0 | 0 | 0 | 0 | 0 | 0 | 0 | 0 | 0 | 0 | 0 | 0 | 0 | 0 |  | 0 | 0.4609 | 0.98124 | 0.50445 | 0 | 0.82618 | 0 | 0 | 0 | 0 | 0.09955 | 1 | 0.61405 | 0.52269 | 0.96092 | 0.85579 | 0.84419 | 0.57035 | 136.5815 | 7747227.3556 | EL | 6_1.2.13 | 58 | 51 | 142 | EU | 6_1.2.21 | 0.47958 | 137.625 | 7629357.3023 | 641404.4061 | 142 | DH | 504_5.2.4 | 0.42771 | 141.453 | 6141287.128 | 639407.6396 | '504_5.2.4'
|  |  | 143 | 6_1.2.14 | 2382 | 0 | 4871598.4215 | 794 | 1476999.9974 | 793999998.975 | 6_1.2.14 | 77 | 0 | 38857.6506 | 2592.439 | 300585.4365 | 0 | 42222.4818 | 43142.316 | 73103.3947 | 253.328 | 0.74917 | 2.4044 | 2.2223 | 15.476 | 1 | 0.036524 | 0.23347 | 0 | 5.8978 | 0.7577 | 132.1833 | 0 | 138.8389 | 0.85017 | 0.97596 | 0.59255 | 0 | 0 | 0.11989 | 0.51826 | 0.56858 | 0.97408 | 0.61142 | 0 | 0.84524 | EM | 0 | 0 | 0 | 0 | 0 | 0 | 0 | 0 | 0 | 0 | 0 | 0 | 0 | 0 | 0 | 0 | 0 |  | 0 | 0.74039 | 0.97133 | 0.12846 | 0 | 0.74556 | 0 | 0.56858 | 0 | 0 | 0.11989 | 1 | 0.036524 | 0.59255 | 0.97596 | 0.85017 | 0.84524 | 0.59853 | 138.8389 | 4871598.4215 | EM | 6_1.2.14 | 37 | 104 | 143 | CU | 503_1.2.14 | 0.47779 | 145.4301 | 3364001.5357 | 644768.4076 | 143 | DV | 6.1.31 | 0.47274 | 141.4768 | 3161108.7459 | 642568.7483 | '6.1.31'
|  |  | 144 | 6_1.2.15 | 3155.25 | 0 | 6671876.2801 | 1051.75 | 343999.9994 | 1051750001.1999 | 6_1.2.15 | 45 | 0 | 107724.3669 | 18474.9789 | 280011.7543 | 0 | 75768.3624 | 235217.5145 | 102471.3507 | 261.9194 | 0.1438 | 0.11837 | 2.9075 | 5.8605 | 1 | 0 | 0.24138 | 0 | 9.2554 | 5.2284 | 127.8471 | 0 | 142.3309 | 0.97124 | 0.99882 | 0.36415 | 0 | 0 | 0 | 0.5 | 0 | 0.81525 | 0.021755 | 0 | 0.9414 | EN | 0 | 0 | 0 | 0 | 0 | 0 | 0 | 0 | 0 | 0 | 0 | 0 | 0 | 0 | 0 | 0 | 0 |  | 0 | 0.17227 | 0.77581 | 0.57117 | 0 | 0.62086 | 0 | 0 | 0 | 0 | 0 | 1 | 0 | 0.36415 | 0.99882 | 0.97124 | 0.9414 | 0.46213 | 142.3309 | 6671876.2801 | EN | 6_1.2.15 | 149 | 148 | 144 | DV | 6.1.31 | 0.47274 | 141.4768 | 3161108.7459 | 647929.5164 | 144 | AB | 500_1.2.11 | 0.47071 | 141.6962 | 4826082.3772 | 647394.8307 | '500_1.2.11'
|  |  | 145 | 6_1.2.16 | 3175.5 | 0 | 6702520.4916 | 1058.5 | 636000.0012 | 1058500004.7499 | 6_1.2.16 | 54 | 0 | 94954.4753 | 2378.1776 | 311061.4215 | 0 | 65174.9423 | 114330.1648 | 90882.1083 | 261.4445 | 0.48006 | 0.7069 | 2.2466 | 12.4516 | 1 | 0.10156 | 0.24095 | 0 | 8.6115 | 0.67347 | 128.0799 | 0 | 137.3649 | 0.90399 | 0.99293 | 0.58447 | 0 | 0 | 0 | 0.55078 | 0.0041072 | 0.97622 | 0.074301 | 0 | 0.87548 | EO | 0 | 0 | 0 | 0 | 0 | 0 | 0 | 0 | 0 | 0 | 0 | 0 | 0 | 0 | 0 | 0 | 0 |  | 0 | 0.28122 | 0.97501 | 0.54741 | 0 | 0.7982 | 0 | 0.0041072 | 0 | 0 | 0 | 1 | 0.10156 | 0.58447 | 0.99293 | 0.90399 | 0.87548 | 0.54282 | 137.3649 | 6702520.4916 | EO | 6_1.2.16 | 85 | 68 | 145 | AB | 500_1.2.11 | 0.47071 | 141.6962 | 4826082.3772 | 652755.5988 | 145 | DB | 503_1.2.8 | 0.51854 | 141.9493 | 3472524.5534 | 650867.3553 | '503_1.2.8'
|  |  | 146 | 6_1.2.17 | 2335.5 | 0 | 4939186.6955 | 778.5 | 944000.0008 | 778500002.8999 | 6_1.2.17 | 52 | 0 | 105756.4087 | 2697.3761 | 181453.0913 | 0 | 72875.8502 | 173356.6463 | 98077.3951 | 261.9564 | 1.4408 | 4.8601 | 2.4401 | 17.8789 | 1 | 0.97142 | 0.24142 | 0 | 9.153 | 0.76146 | 127.8294 | 0 | 137.7439 | 0.71184 | 0.9514 | 0.51995 | 0 | 0 | 0 | 0.98571 | 0 | 0.97303 | 0.037462 | 0 | 0.82121 | EP | 0 | 0 | 0 | 0 | 0 | 0 | 0 | 0 | 0 | 0 | 0 | 0 | 0 | 0 | 0 | 0 | 0 |  | 0 | 0.1896 | 0.97117 | 0.57298 | 0 | 0.78467 | 0 | 0 | 0 | 0 | 0 | 1 | 0.97142 | 0.51995 | 0.9514 | 0.71184 | 0.82121 | 0.56266 | 137.7439 | 4939186.6955 | EP | 6_1.2.17 | 65 | 79 | 146 | CJ | 503.1.14 | 0.46603 | 145.6334 | 2583556.0263 | 655339.1548 | 146 | AS | 500_1.2.27 | 0.46332 | 142.0077 | 9766860.7551 | 660634.216 | '500_1.2.27'
|  |  | 147 | 6_1.2.18 | 2310.75 | 0 | 4921945.8138 | 770.25 | 447000.0006 | 770249998.35 | 6_1.2.18 | 37 | 0 | 39484.1024 | 6284.4845 | 330105.4716 | 0 | 23880.6245 | 211520.2957 | 70596.9581 | 263.838 | 0.23916 | 0.10581 | 2.4963 | 9.8354 | 1 | 0 | 0.24315 | 0 | 5.6925 | 1.764 | 126.9179 | 0 | 134.3743 | 0.95217 | 0.99894 | 0.50124 | 0 | 0 | 0.19194 | 0.5 | 0 | 0.93716 | 0.60516 | 0 | 0.90165 | EQ | 0 | 0 | 0 | 0 | 0 | 0 | 0 | 0 | 0 | 0 | 0 | 0 | 0 | 0 | 0 | 0 | 0 |  | 0 | 0.77514 | 0.92732 | 0.66605 | 0 | 0.90499 | 0 | 0 | 0 | 0 | 0.19194 | 1 | 0 | 0.50124 | 0.99894 | 0.95217 | 0.90165 | 0.5797 | 134.3743 | 4921945.8138 | EQ | 6_1.2.18 | 53 | 22 | 147 | EW | 6_1.2.23 | 0.46412 | 144.1657 | 7050075.152 | 662389.2299 | 147 | DX | 6.1.36 | 0.46163 | 142.3267 | 2439130.5337 | 663073.3465 | '6.1.36'
|  |  | 148 | 6_1.2.19 | 2328 | 0 | 4992956.9325 | 776 | 356999.9992 | 775999998.05 | 6_1.2.19 | 34 | 0 | 119817.3267 | 7222.4474 | 329167.8375 | 0 | 75761.053 | 128649.7617 | 108735.0164 | 265.6613 | 0.26895 | 0.55621 | 2.4718 | 10.1504 | 1 | 0.79156 | 0.24483 | 0 | 9.7405 | 2.0107 | 126.0471 | 0 | 137.7983 | 0.94621 | 0.99444 | 0.5094 | 0 | 0 | 0 | 0.89578 | 0 | 0.92778 | 0 | 0 | 0.8985 | ER | 0 | 0 | 0 | 0 | 0 | 0 | 0 | 0 | 0 | 0 | 0 | 0 | 0 | 0 | 0 | 0 | 0 |  | 0 | 0.090193 | 0.91653 | 0.75495 | 0 | 0.78272 | 0 | 0 | 0 | 0 | 0 | 1 | 0.79156 | 0.5094 | 0.99444 | 0.94621 | 0.8985 | 0.5701 | 137.7983 | 4992956.9325 | ER | 6_1.2.19 | 60 | 81 | 148 | AS | 500_1.2.27 | 0.46332 | 142.0077 | 9766860.7551 | 672156.0907 | 148 | EN | 6_1.2.15 | 0.46213 | 142.3309 | 6671876.2801 | 669745.2228 | '6_1.2.15'
|  |  | 149 | 6_1.2.2 | 3301.5 | 0 | 6803148.8777 | 1100.5 | 1295999.9979 | 1100499999.775 | 6_1.2.2 | 81 | 0 | 25142.0319 | 2576.4521 | 241173.329 | 0 | 23805.8253 | 113385.955 | 99467.83 | 255.242 | 0.78944 | 4.737 | 2.1981 | 17.8282 | 1 | 0 | 0.23523 | 0 | 5.1263 | 0.74746 | 131.1918 | 0 | 137.0656 | 0.84211 | 0.95263 | 0.60065 | 0 | 0 | 0.23784 | 0.5 | 0.0031908 | 0.97424 | 0.74858 | 0 | 0.82172 | ES | 0 | 0 | 0 | 0 | 0 | 0 | 0 | 0 | 0 | 0 | 0 | 0 | 0 | 0 | 0 | 0 | 0 |  | 0 | 0.87094 | 0.97178 | 0.22969 | 0 | 0.80889 | 0 | 0.0031908 | 0 | 0 | 0.23784 | 1 | 0 | 0.60065 | 0.95263 | 0.84211 | 0.82172 | 0.53489 | 137.0656 | 6803148.8777 | ES | 6_1.2.2 | 95 | 62 | 149 | EN | 6_1.2.15 | 0.46213 | 142.3309 | 6671876.2801 | 678827.967 | 149 | BI | 501_3.2.1 | 0.41832 | 142.3476 | 8479606.3735 | 678224.8292 | '501_3.2.1'
|  |  | 150 | 6_1.2.20 | 2868 | 0 | 6130937.8373 | 956 | 502000.0004 | 956000003.2 | 6_1.2.20 | 44 | 0 | 46131.7263 | 2087.9396 | 335667.3224 | 0 | 19362.282 | 188216.6469 | 85350.9038 | 264.7898 | 0.29418 | 0.39644 | 2.5326 | 11.84 | 1 | 0 | 0.24403 | 0 | 6.0122 | 0.58368 | 126.4611 | 0 | 133.057 | 0.94116 | 0.99604 | 0.48913 | 0 | 0 | 0.30662 | 0.5 | 0 | 0.97912 | 0.53868 | 0 | 0.8816 | ET | 0 | 0 | 0 | 0 | 0 | 0 | 0 | 0 | 0 | 0 | 0 | 0 | 0 | 0 | 0 | 0 | 0 |  | 0 | 0.72104 | 0.97894 | 0.71268 | 0 | 0.95204 | 0 | 0 | 0 | 0 | 0.30662 | 1 | 0 | 0.48913 | 0.99604 | 0.94116 | 0.8816 | 0.59621 | 133.057 | 6130937.8373 | ET | 6_1.2.20 | 38 | 10 | 150 | DX | 6.1.36 | 0.46163 | 142.3267 | 2439130.5337 | 681267.0975 | 150 | CQ | 503_1.2.10 | 0.51353 | 142.4177 | 2868439.7665 | 681093.269 | '503_1.2.10'
|  |  | 151 | 6_1.2.21 | 3640.5 | 39 | 7629357.3023 | 1213.5 | 460000.0004 | 1213499999.2499 | 6_1.2.21 | 59 | 0 | 61422.9558 | 5955.0636 | 386952.6734 | 0 | 68287.7456 | 261979.4618 | 9033.869 | 259.5855 | 0.2624 | 0.18871 | 2.6871 | 14.4104 | 0 | 0.041203 | 0.23923 | 0 | 6.9291 | 1.6995 | 128.9964 | 0 | 137.625 | 0.94752 | 0.99811 | 0.43765 | 0 | 0 | 0 | 0.020602 | 0 | 0.94045 | 0.38865 | 0 | 0.8559 | EU | 0 | 0 | 0 | 0 | 0 | 0 | 0 | 0 | 0 | 0 | 0 | 0 | 0 | 0 | 0 | 0 | 0 |  | 0 | 0.56589 | 0.93014 | 0.45383 | 0 | 0.78891 | 0 | 0 | 0 | 0 | 0 | 0 | 0.041203 | 0.43765 | 0.99811 | 0.94752 | 0.8559 | 0.47958 | 137.625 | 7629357.3023 | EU | 6_1.2.21 | 142 | 75 | 151 | CG | 502_1.2.9 | 0.45704 | 142.6198 | 2270065.7749 | 683537.1633 | 151 | DD | 504.1.4 | 0.41408 | 142.5292 | 3488158.7761 | 684581.4277 | '504.1.4'
|  |  | 152 | 6_1.2.22 | 2148 | 0 | 4600055.8755 | 716 | 558000.0008 | 716000001 | 6_1.2.22 | 40 | 0 | 81151.436 | 1697.9435 | 359763.565 | 0 | 47828.0664 | 148064.5712 | 107717.3792 | 265.2664 | 0.61821 | 0.10565 | 2.4367 | 12.1289 | 1 | 0.53282 | 0.24447 | 0 | 7.7851 | 0.47438 | 126.2347 | 0 | 134.4941 | 0.87636 | 0.99894 | 0.5211 | 0 | 0 | 0 | 0.76641 | 0 | 0.98302 | 0.19079 | 0 | 0.87871 | EV | 0 | 0 | 0 | 0 | 0 | 0 | 0 | 0 | 0 | 0 | 0 | 0 | 0 | 0 | 0 | 0 | 0 |  | 0 | 0.42105 | 0.98372 | 0.7358 | 0 | 0.90072 | 0 | 0 | 0 | 0 | 0 | 1 | 0.53282 | 0.5211 | 0.99894 | 0.87636 | 0.87871 | 0.60068 | 134.4941 | 4600055.8755 | EV | 6_1.2.22 | 35 | 23 | 152 | BG | 501.1.3 | 0.44932 | 139.8814 | 4887399.3067 | 688424.5626 | 152 | CW | 503_1.2.3 | 0.50746 | 142.5939 | 13132172.9021 | 697713.6006 | '503_1.2.3'
|  |  | 153 | 6_1.2.23 | 3479.9907 | 30 | 7050075.152 | 1159.9969 | 1291155.2126 | 1159996911.2442 | 6_1.2.23 | 82 | 0 | 104246.3595 | 4235.8091 | 276538.7298 | 0 | 87980.4085 | 83100.7451 | 20824.0893 | 250.9395 | 0.63449 | 2.2676 | 2.2127 | 18.1771 | 1 | 0 | 0.23127 | 0 | 9.4726 | 1.2516 | 133.4415 | 0 | 144.1657 | 0.8731 | 0.97732 | 0.59576 | 0 | 0 | 0 | 0.5 | 0.19178 | 0.95764 | 0.076559 | 0 | 0.81823 | EW | 0 | 0 | 0 | 0 | 0 | 0 | 0 | 0 | 0 | 0 | 0 | 0 | 0 | 0 | 0 | 0 | 0 |  | 0 | 0.13552 | 0.94973 | 0 | 0 | 0.55534 | 0 | 0.19178 | 0 | 0 | 0 | 1 | 0 | 0.59576 | 0.97732 | 0.8731 | 0.81823 | 0.46412 | 144.1657 | 7050075.152 | EW | 6_1.2.23 | 147 | 158 | 153 | BK | 502.1.1 | 0.44907 | 143.0862 | 2888775.4497 | 691313.338 | 153 | CG | 502_1.2.9 | 0.45704 | 142.6198 | 2270065.7749 | 699983.6664 | '502_1.2.9'
|  |  | 154 | 6_1.2.24 | 2419.5 | 0 | 5183616.4651 | 806.5 | 174999.9998 | 806499999.4 | 6_1.2.24 | 33 | 0 | 123122.6168 | 5218.6909 | 296202.942 | 0 | 71554.3532 | 154136.2902 | 130158.3287 | 265.3754 | 0.24203 | 0.47675 | 2.6283 | 11.1128 | 1 | 1 | 0.24457 | 0 | 9.9192 | 1.4556 | 126.1824 | 0 | 137.5572 | 0.95159 | 0.99523 | 0.45722 | 0 | 0 | 0 | 1 | 0 | 0.94781 | 0 | 0 | 0.88887 | EX | 0 | 0 | 0 | 0 | 0 | 0 | 0 | 0 | 0 | 0 | 0 | 0 | 0 | 0 | 0 | 0 | 0 |  | 0 | 0.059958 | 0.94081 | 0.74114 | 0 | 0.79133 | 0 | 0 | 0 | 0 | 0 | 1 | 1 | 0.45722 | 0.99523 | 0.95159 | 0.88887 | 0.58118 | 137.5572 | 5183616.4651 | EX | 6_1.2.24 | 52 | 72 | 154 | BX | 502_1.2.13 | 0.44806 | 143.5961 | 2524027.4442 | 693837.3655 | 154 | BK | 502.1.1 | 0.44907 | 143.0862 | 2888775.4497 | 702872.4419 | '502.1.1'
|  |  | 155 | 6_1.2.25 | 2376 | 0 | 4883875.0892 | 792 | 1400999.9974 | 792000000.75 | 6_1.2.25 | 77 | 0 | 28622.6366 | 5682.8086 | 270246.1797 | 0 | 40396.5686 | 81703.8447 | 93772.2045 | 254.6077 | 0.89395 | 1.3692 | 2.2953 | 12.073 | 1 | 0.10701 | 0.23465 | 0 | 5.3237 | 1.654 | 131.5194 | 0 | 138.497 | 0.82121 | 0.98631 | 0.56822 | 0 | 0 | 0.0078606 | 0.5535 | 0.18296 | 0.94317 | 0.71377 | 0 | 0.87927 | EY | 0 | 0 | 0 | 0 | 0 | 0 | 0 | 0 | 0 | 0 | 0 | 0 | 0 | 0 | 0 | 0 | 0 |  | 0 | 0.83755 | 0.93213 | 0.19625 | 0 | 0.75777 | 0 | 0.18296 | 0 | 0 | 0.0078606 | 1 | 0.10701 | 0.56822 | 0.98631 | 0.82121 | 0.87927 | 0.54865 | 138.497 | 4883875.0892 | EY | 6_1.2.25 | 77 | 98 | 155 | F | 500.1.13 | 0.44522 | 143.2992 | 2759840.9026 | 696597.2064 | 155 | F | 500.1.13 | 0.44522 | 143.2992 | 2759840.9026 | 705632.2828 | '500.1.13'
|  |  | 156 | 6_1.2.26 | 2596.5 | 0 | 5336532.2361 | 865.5 | 1169000.0022 | 865500002.3 | 6_1.2.26 | 64 | 0 | 58462.3513 | 1283.7161 | 220909.513 | 0 | 73989.1038 | 119484.2481 | 48196.3534 | 254.58 | 0.67636 | 3.6913 | 2.1407 | 17.4173 | 1 | 0 | 0.23462 | 0 | 6.9068 | 0.37327 | 131.5332 | 0 | 138.8134 | 0.86473 | 0.96309 | 0.61978 | 0 | 0 | 0 | 0.5 | 0.0012765 | 0.98716 | 0.41566 | 0 | 0.82583 | EZ | 0 | 0 | 0 | 0 | 0 | 0 | 0 | 0 | 0 | 0 | 0 | 0 | 0 | 0 | 0 | 0 | 0 |  | 0 | 0.56966 | 0.98814 | 0.19483 | 0 | 0.74648 | 0 | 0.0012765 | 0 | 0 | 0 | 1 | 0 | 0.61978 | 0.96309 | 0.86473 | 0.82583 | 0.51245 | 138.8134 | 5336532.2361 | EZ | 6_1.2.26 | 115 | 103 | 156 | CY | 503_1.2.5 | 0.43694 | 148.098 | 12057645.9344 | 708654.8523 | 156 | BX | 502_1.2.13 | 0.44806 | 143.5961 | 2524027.4442 | 708156.3102 | '502_1.2.13'
|  |  | 157 | 6_1.2.27 | 2638.5 | 24 | 5519460.0472 | 879.5 | 188000.0002 | 879500002.8 | 6_1.2.27 | 41 | 0 | 88560.1164 | 23415.8074 | 409952.49 | 0 | 90071.5956 | 278831.5906 | 8286.2082 | 259.1152 | 0.17682 | 0.19528 | 2.7144 | 8.1072 | 0 | 0.57248 | 0.2388 | 0 | 8.3562 | 6.6952 | 129.231 | 0 | 144.2824 | 0.96464 | 0.99805 | 0.42854 | 0 | 0 | 0 | 0.28624 | 0 | 0.76584 | 0.12688 | 0 | 0.91893 | FA | 0 | 0 | 0 | 0 | 0 | 0 | 0 | 0 | 0 | 0 | 0 | 0 | 0 | 0 | 0 | 0 | 0 |  | 0 | 0.32442 | 0.71166 | 0.42988 | 0 | 0.55118 | 0 | 0 | 0 | 0 | 0 | 0 | 0.57248 | 0.42854 | 0.99805 | 0.96464 | 0.91893 | 0.4146 | 144.2824 | 5519460.0472 | FA | 6_1.2.27 | 161 | 159 | 157 | DG | 504_5.2.3 | 0.42898 | 141.4421 | 6447684.254 | 715102.5366 | 157 | FJ | 6_1.2.35 | 0.3939 | 143.6397 | 11603558.1344 | 719759.8683 | '6_1.2.35'
|  |  | 158 | 6_1.2.28 | 2322 | 0 | 4911539.1298 | 774 | 307999.9996 | 773999997.75 | 6_1.2.28 | 37 | 0 | 25742.0309 | 472.5706 | 373567.3154 | 0 | 21710.75 | 195559.573 | 59671.9105 | 262.0045 | 0.44202 | 0.22707 | 2.4922 | 13.1828 | 1 | 0 | 0.24146 | 0 | 5.0251 | 0.13369 | 127.8063 | 0 | 132.9651 | 0.9116 | 0.99773 | 0.50258 | 0 | 0 | 0.21774 | 0.5 | 0 | 0.99527 | 0.74258 | 0 | 0.86817 | FB | 0 | 0 | 0 | 0 | 0 | 0 | 0 | 0 | 0 | 0 | 0 | 0 | 0 | 0 | 0 | 0 | 0 |  | 0 | 0.88807 | 0.99862 | 0.57534 | 0 | 0.95532 | 0 | 0 | 0 | 0 | 0.21774 | 1 | 0 | 0.50258 | 0.99773 | 0.9116 | 0.86817 | 0.59613 | 132.9651 | 4911539.1298 | FB | 6_1.2.28 | 39 | 8 | 158 | DH | 504_5.2.4 | 0.42771 | 141.453 | 6141287.128 | 721243.8237 | 158 | EW | 6_1.2.23 | 0.46412 | 144.1657 | 7050075.152 | 726809.9435 | '6_1.2.23'
|  |  | 159 | 6_1.2.29 | 3284.25 | 0 | 7012561.516 | 1094.75 | 325000 | 1094749996.75 | 6_1.2.29 | 46 | 0 | 121847.3594 | 8144.6165 | 276043.6469 | 0 | 74305.9452 | 186646.5264 | 137582.6472 | 264.4806 | 0.19674 | 0.71843 | 2.8573 | 9.8372 | 1 | 0.6538 | 0.24375 | 0 | 9.8882 | 2.2829 | 126.6093 | 0 | 138.7804 | 0.96065 | 0.99282 | 0.38091 | 0 | 0 | 0 | 0.8269 | 0 | 0.91855 | 0.00086682 | 0 | 0.90163 | FC | 0 | 0 | 0 | 0 | 0 | 0 | 0 | 0 | 0 | 0 | 0 | 0 | 0 | 0 | 0 | 0 | 0 |  | 0 | 0.065191 | 0.90463 | 0.69755 | 0 | 0.74765 | 0 | 0 | 0 | 0 | 0 | 1 | 0.6538 | 0.38091 | 0.99282 | 0.96065 | 0.90163 | 0.54355 | 138.7804 | 7012561.516 | FC | 6_1.2.29 | 84 | 102 | 159 | CR | 503_1.2.11 | 0.42032 | 148.8331 | 5184964.5119 | 726428.7882 | 159 | FA | 6_1.2.27 | 0.4146 | 144.2824 | 5519460.0472 | 732329.4035 | '6_1.2.27'
|  |  | 160 | 6_1.2.3 | 4732.5 | 0 | 10043980.0482 | 1577.5 | 625999.999 | 1577500000.75 | 6_1.2.3 | 70 | 0 | 57315.5745 | 18317.9171 | 319900.8678 | 0 | 44356.9167 | 230713.9794 | 67227.2792 | 262.8867 | 0.20407 | 0.00095087 | 2.7139 | 5.2396 | 1 | 0 | 0.24228 | 0 | 6.6306 | 5.1613 | 127.3767 | 0 | 139.1686 | 0.95919 | 0.99999 | 0.42868 | 0 | 0 | 0.0083944 | 0.5 | 0 | 0.81682 | 0.42684 | 0 | 0.9476 | FD | 0 | 0 | 0 | 0 | 0 | 0 | 0 | 0 | 0 | 0 | 0 | 0 | 0 | 0 | 0 | 0 | 0 |  | 0 | 0.6164 | 0.77875 | 0.6192 | 0 | 0.73379 | 0 | 0 | 0 | 0 | 0.0083944 | 1 | 0 | 0.42868 | 0.99999 | 0.95919 | 0.9476 | 0.51029 | 139.1686 | 10043980.0482 | FD | 6_1.2.3 | 118 | 113 | 160 | BI | 501_3.2.1 | 0.41832 | 142.3476 | 8479606.3735 | 734908.3946 | 160 | CU | 503_1.2.14 | 0.47779 | 145.4301 | 3364001.5357 | 735693.4051 | '503_1.2.14'
|  |  | 161 | 6_1.2.30 | 2421 | 6 | 5068302.6008 | 807 | 333999.9998 | 807000004.25 | 6_1.2.30 | 46 | 0 | 45607.6761 | 5195.4388 | 396690.1949 | 0 | 49254.2976 | 220091.8818 | 32295.0567 | 259.3111 | 0.19446 | 0.077138 | 2.6152 | 11.2509 | 0.059789 | 0.15985 | 0.23898 | 0 | 6.1127 | 1.4829 | 129.1335 | 0 | 136.7291 | 0.96111 | 0.99923 | 0.46159 | 0 | 0 | 0 | 0.10982 | 0 | 0.94805 | 0.54392 | 0 | 0.88749 | FE | 0 | 0 | 0 | 0 | 0 | 0 | 0 | 0 | 0 | 0 | 0 | 0 | 0 | 0 | 0 | 0 | 0 |  | 0 | 0.70404 | 0.93961 | 0.43984 | 0 | 0.8209 | 0 | 0 | 0 | 0 | 0 | 0.059789 | 0.15985 | 0.46159 | 0.99923 | 0.96111 | 0.88749 | 0.50481 | 136.7291 | 5068302.6008 | FE | 6_1.2.30 | 127 | 55 | 161 | FA | 6_1.2.27 | 0.4146 | 144.2824 | 5519460.0472 | 740427.8546 | 161 | CJ | 503.1.14 | 0.46603 | 145.6334 | 2583556.0263 | 738276.9611 | '503.1.14'
|  |  | 162 | 6_1.2.31 | 2659.5 | 0 | 5641448.2269 | 886.5 | 554999.9988 | 886499997.3 | 6_1.2.31 | 40 | 0 | 108073.353 | 5208.4939 | 204986.2539 | 0 | 63066.5552 | 179947.0054 | 125859.69 | 262.7508 | 0.5981 | 1.679 | 2.4693 | 12.6909 | 1 | 0.97349 | 0.24215 | 0 | 9.2441 | 1.4675 | 127.4428 | 0 | 138.1544 | 0.88038 | 0.98321 | 0.51023 | 0 | 0 | 0 | 0.98675 | 0 | 0.94792 | 0.012149 | 0 | 0.87309 | FF | 0 | 0 | 0 | 0 | 0 | 0 | 0 | 0 | 0 | 0 | 0 | 0 | 0 | 0 | 0 | 0 | 0 |  | 0 | 0.17419 | 0.94029 | 0.61245 | 0 | 0.77001 | 0 | 0 | 0 | 0 | 0 | 1 | 0.97349 | 0.51023 | 0.98321 | 0.88038 | 0.87309 | 0.56902 | 138.1544 | 5641448.2269 | FF | 6_1.2.31 | 62 | 92 | 162 | DD | 504.1.4 | 0.41408 | 142.5292 | 3488158.7761 | 743916.0134 | 162 | BF | 501.1.1 | 0.34427 | 147.4278 | 1447689.8317 | 739724.6509 | '501.1.1'
|  |  | 163 | 6_1.2.32 | 2864.25 | 0 | 6087706.1269 | 954.75 | 273000.0002 | 954749997.15 | 6_1.2.32 | 40 | 0 | 111617.6135 | 14366.4008 | 241171.6037 | 0 | 56380.6758 | 171915.1249 | 150501.9539 | 263.2669 | 0.22733 | 1.0807 | 2.5899 | 7.4368 | 1 | 1 | 0.24263 | 0 | 9.4076 | 4.0423 | 127.1928 | 0 | 140.6426 | 0.95453 | 0.98919 | 0.47002 | 0 | 0 | 0 | 1 | 0 | 0.85634 | 0.0034536 | 0 | 0.92563 | FG | 0 | 0 | 0 | 0 | 0 | 0 | 0 | 0 | 0 | 0 | 0 | 0 | 0 | 0 | 0 | 0 | 0 |  | 0 | 0.14652 | 0.82769 | 0.63798 | 0 | 0.68115 | 0 | 0 | 0 | 0 | 0 | 1 | 1 | 0.47002 | 0.98919 | 0.95453 | 0.92563 | 0.53943 | 140.6426 | 6087706.1269 | FG | 6_1.2.32 | 89 | 133 | 163 | CV | 503_1.2.2 | 0.40551 | 149.8977 | 10390067.5028 | 754306.0809 | 163 | Q | 500.1.33 | 0.39766 | 147.7801 | 3280603.843 | 743005.2548 | '500.1.33'
|  |  | 164 | 6_1.2.33 | 2202.75 | 0 | 4740365.1101 | 734.25 | 187999.9992 | 734250002.15 | 6_1.2.33 | 30 | 0 | 84352.5874 | 4176.5937 | 334792.7807 | 0 | 46915.4545 | 153294.6919 | 114318.645 | 266.5631 | 0.20714 | 0.074932 | 2.8271 | 10.6559 | 1 | 0.86381 | 0.24566 | 0 | 7.9092 | 1.1606 | 125.6199 | 0 | 134.6896 | 0.95857 | 0.99925 | 0.39097 | 0 | 0 | 0 | 0.9319 | 0 | 0.95823 | 0.16542 | 0 | 0.89344 | FH | 0 | 0 | 0 | 0 | 0 | 0 | 0 | 0 | 0 | 0 | 0 | 0 | 0 | 0 | 0 | 0 | 0 |  | 0 | 0.40006 | 0.95371 | 0.79856 | 0 | 0.89373 | 0 | 0 | 0 | 0 | 0 | 1 | 0.86381 | 0.39097 | 0.99925 | 0.95857 | 0.89344 | 0.6128 | 134.6896 | 4740365.1101 | FH | 6_1.2.33 | 27 | 27 | 164 | CO | 503.1.8 | 0.40366 | 149.9873 | 2885951.9318 | 757192.0329 | 164 | CY | 503_1.2.5 | 0.43694 | 148.098 | 12057645.9344 | 755062.9007 | '503_1.2.5'
|  |  | 165 | 6_1.2.34 | 2846.25 | 0 | 6112866.9191 | 948.75 | 195999.9998 | 948749995.5001 | 6_1.2.34 | 38 | 0 | 87013.3532 | 8068.366 | 318660.9095 | 0 | 48521.4875 | 164026.3436 | 116317.2369 | 266.0268 | 0.19474 | 0.074308 | 2.7141 | 9.0274 | 1 | 0.68379 | 0.24517 | 0 | 8.0598 | 2.2469 | 125.8732 | 0 | 136.1799 | 0.96105 | 0.99926 | 0.42863 | 0 | 0 | 0 | 0.8419 | 0 | 0.91932 | 0.1481 | 0 | 0.90973 | FI | 0 | 0 | 0 | 0 | 0 | 0 | 0 | 0 | 0 | 0 | 0 | 0 | 0 | 0 | 0 | 0 | 0 |  | 0 | 0.37457 | 0.9062 | 0.7727 | 0 | 0.84052 | 0 | 0 | 0 | 0 | 0 | 1 | 0.68379 | 0.42863 | 0.99926 | 0.96105 | 0.90973 | 0.58533 | 136.1799 | 6112866.9191 | FI | 6_1.2.34 | 47 | 44 | 165 | Q | 500.1.33 | 0.39766 | 147.7801 | 3280603.843 | 760472.6367 | 165 | CR | 503_1.2.11 | 0.42032 | 148.8331 | 5184964.5119 | 760247.8652 | '503_1.2.11'
|  |  | 166 | 6_1.2.35 | 5565 | 34 | 11603558.1344 | 1855 | 771000.0002 | 1854999997.6501 | 6_1.2.35 | 91 | 0 | 105432.7528 | 16439.5544 | 374969.0873 | 0 | 99923.281 | 298156.4388 | 16543.5619 | 258.2733 | 0.29462 | 0.02372 | 2.7356 | 7.7406 | 0 | 0 | 0.23802 | 0 | 9.2674 | 4.7199 | 129.6524 | 0 | 143.6397 | 0.94108 | 0.99976 | 0.42148 | 0 | 0 | 0 | 0 | 0 | 0.8356 | 0.043106 | 0 | 0.92259 | FJ | 0 | 0 | 0 | 0 | 0 | 0 | 0 | 0 | 0 | 0 | 0 | 0 | 0 | 0 | 0 | 0 | 0 |  | 0 | 0.17025 | 0.79805 | 0.38686 | 0 | 0.57413 | 0 | 0 | 0 | 0 | 0 | 0 | 0 | 0.42148 | 0.99976 | 0.94108 | 0.92259 | 0.3939 | 143.6397 | 11603558.1344 | FJ | 6_1.2.35 | 166 | 157 | 166 | FJ | 6_1.2.35 | 0.3939 | 143.6397 | 11603558.1344 | 772076.1948 | 166 | CV | 503_1.2.2 | 0.40551 | 149.8977 | 10390067.5028 | 770637.9327 | '503_1.2.2'
|  |  | 167 | 6_1.2.36 | 1923 | 0 | 4106654.1993 | 641 | 261000.0006 | 641000001.5 | 6_1.2.36 | 27 | 0 | 122958.3211 | 4805.1563 | 272932.0741 | 0 | 63665.2664 | 164730.3516 | 141629.9984 | 264.5223 | 0.22841 | 1.2988 | 2.5152 | 11.5055 | 1 | 1 | 0.24378 | 0 | 9.9422 | 1.3451 | 126.5889 | 0 | 137.8763 | 0.95432 | 0.98701 | 0.49493 | 0 | 0 | 0 | 1 | 0 | 0.95195 | 0 | 0 | 0.88495 | FK | 0 | 0 | 0 | 0 | 0 | 0 | 0 | 0 | 0 | 0 | 0 | 0 | 0 | 0 | 0 | 0 | 0 |  | 0 | 0.056059 | 0.94564 | 0.69963 | 0 | 0.77994 | 0 | 0 | 0 | 0 | 0 | 1 | 1 | 0.49493 | 0.98701 | 0.95432 | 0.88495 | 0.57804 | 137.8763 | 4106654.1993 | FK | 6_1.2.36 | 55 | 82 | 167 | EC | 6.1.42 | 0.35343 | 150.1275 | 3041095.8121 | 775117.2906 | 167 | CO | 503.1.8 | 0.40366 | 149.9873 | 2885951.9318 | 773523.8847 | '503.1.8'
|  |  | 168 | 6_1.2.37 | 3525 | 0 | 7533065.2731 | 1175 | 1639999.9981 | 1174999999.375 | 6_1.2.37 | 103 | 0 | 103760.6323 | 2984.4406 | 363458.1428 | 0 | 95772.4546 | 99006.6403 | 83134.9459 | 264.7074 | 0.34615 | 0.79624 | 2.2619 | 12.5397 | 1 | 0.87851 | 0.24395 | 0 | 8.9549 | 0.83465 | 126.5011 | 0 | 136.2906 | 0.93077 | 0.99204 | 0.57937 | 0 | 0 | 0 | 0.93926 | 0.07807 | 0.97016 | 0.04218 | 0 | 0.8746 | FL | 0 | 0 | 0 | 0 | 0 | 0 | 0 | 0 | 0 | 0 | 0 | 0 | 0 | 0 | 0 | 0 | 0 |  | 0 | 0.22312 | 0.96797 | 0.7086 | 0 | 0.83656 | 0 | 0.07807 | 0 | 0 | 0 | 1 | 0.87851 | 0.57937 | 0.99204 | 0.93077 | 0.8746 | 0.6091 | 136.2906 | 7533065.2731 | FL | 6_1.2.37 | 32 | 47 | 168 | BF | 501.1.1 | 0.34427 | 147.4278 | 1447689.8317 | 776564.9805 | 168 | EC | 6.1.42 | 0.35343 | 150.1275 | 3041095.8121 | 776564.9805 | '6.1.42'
|  |  | 169 | 6_1.2.4 | 5472.75 | 0 | 11492633.3972 | 1824.25 | 563000.0006 | 1824250000.6 | 6_1.2.4 | 79 | 0 | 92944.2142 | 50008.2447 | 316831.1841 | 0 | 79221.0512 | 266503.1502 | 57881.4027 | 260.1162 | 0.1527 | 0 | 2.741 | 1.6918 | 0.73277 | 0 | 0.23972 | 0 | 8.5537 | 14.241 | 128.734 | 0 | 151.5288 | 0.96946 | 1 | 0.41967 | 0 | 0 | 0 | 0.36638 | 0 | 0.49992 | 0.12412 | 0 | 0.98308 | FM | 0 | 0 | 0 | 0 | 0 | 0 | 0 | 0 | 0 | 0 | 0 | 0 | 0 | 0 | 0 | 0 | 0 |  | 0 | 0.291 | 0.38166 | 0.48062 | 0 | 0.29241 | 0 | 0 | 0 | 0 | 0 | 0.73277 | 0 | 0.41967 | 1 | 0.96946 | 0.98308 | 0.32221 | 151.5288 | 11492633.3972 | FM | 6_1.2.4 | 169 | 169 | 169 | FM | 6_1.2.4 | 0.32221 | 151.5288 | 11492633.3972 | 788057.6139 | 169 | FM | 6_1.2.4 | 0.32221 | 151.5288 | 11492633.3972 | 788057.6139 | '6_1.2.4'
|  |  | 170 | 6_1.2.5 | 2590.7575 | 0 | 5256793.1165 | 863.5858 | 1868195.2344 | 863585840.1769 | 6_1.2.5 | 106 | 0 | 39118.0016 | 4286.7364 | 345196.0186 | 0 | 32727.7893 | 30821.3531 | 63578.7762 | 251.3319 | 0.91134 | 1.6402 | 2.1227 | 12.9301 | 0.60924 | 0 | 0.23163 | 0 | 5.9587 | 1.2644 | 133.2338 | 0 | 140.4569 | 0.81773 | 0.9836 | 0.62576 | 0 | 0 | 0.12751 | 0.30462 | 0.69179 | 0.95713 | 0.60882 | 0 | 0.8707 | FN | 0 | 0 | 0 | 0 | 0 | 0 | 0 | 0 | 0 | 0 | 0 | 0 | 0 | 0 | 0 | 0 | 0 |  | 0 | 0.7301 | 0.94917 | 0.021204 | 0 | 0.68779 | 0 | 0.69179 | 0 | 0 | 0.12751 | 0.60924 | 0 | 0.62576 | 0.9836 | 0.81773 | 0.8707 | 0.57423 | 140.4569 | 5256793.1165 | FN | 6_1.2.5 | 56 | 131 | 170 | CZ | 503_1.2.6 | 0.29268 | 158.2592 | 5785620.8466 | 793843.2347 | 170 | EE | 6.1.45 | 0.27242 | 152.3952 | 1699763.8738 | 789757.3777 | '6.1.45'
|  |  | 171 | 6_1.2.6 | 3134.25 | 0 | 6532106.7303 | 1044.75 | 1163000.0006 | 1044750000 | 6_1.2.6 | 70 | 0 | 75051.6145 | 3710.6708 | 190437.8182 | 0 | 64047.0295 | 156537.7349 | 71528.0897 | 258.1506 | 1.0412 | 5.9012 | 2.1498 | 18.5044 | 1 | 0.18282 | 0.23791 | 0 | 7.6799 | 1.0652 | 129.7146 | 0 | 138.4597 | 0.79177 | 0.94099 | 0.61675 | 0 | 0 | 0 | 0.59141 | 0 | 0.96289 | 0.25102 | 0 | 0.81496 | FO | 0 | 0 | 0 | 0 | 0 | 0 | 0 | 0 | 0 | 0 | 0 | 0 | 0 | 0 | 0 | 0 | 0 |  | 0 | 0.43886 | 0.95788 | 0.38051 | 0 | 0.7591 | 0 | 0 | 0 | 0 | 0 | 1 | 0.18282 | 0.61675 | 0.94099 | 0.79177 | 0.81496 | 0.52101 | 138.4597 | 6532106.7303 | FO | 6_1.2.6 | 106 | 97 | 171 | EE | 6.1.45 | 0.27242 | 152.3952 | 1699763.8738 | 795542.9986 | 171 | EJ | 6_1.2.11 | 0.21795 | 156.3143 | 5173471.8212 | 794930.8496 | '6_1.2.11'
|  |  | 172 | 6_1.2.7 | 1911 | 0 | 4033366.828 | 637 | 271999.9998 | 636999998.3 | 6_1.2.7 | 29 | 0 | 43644.3052 | 15938.8861 | 344074.0706 | 0 | 46920.5257 | 245505.3212 | 39446.1513 | 261.433 | 0.25659 | 0.038462 | 2.7104 | 5.6719 | 1 | 0 | 0.24094 | 0 | 5.962 | 4.5151 | 128.0849 | 0 | 138.562 | 0.94868 | 0.99962 | 0.42988 | 0 | 0 | 0.007609 | 0.5 | 0 | 0.84061 | 0.56356 | 0 | 0.94328 | FP | 0 | 0 | 0 | 0 | 0 | 0 | 0 | 0 | 0 | 0 | 0 | 0 | 0 | 0 | 0 | 0 | 0 |  | 0 | 0.72954 | 0.80701 | 0.54689 | 0 | 0.75545 | 0 | 0 | 0 | 0 | 0.007609 | 1 | 0 | 0.42988 | 0.99962 | 0.94868 | 0.94328 | 0.51825 | 138.562 | 4033366.828 | FP | 6_1.2.7 | 110 | 99 | 172 | CH | 503.1.10 | 0.26664 | 159.7171 | 3637260.6237 | 799180.2592 | 172 | BH | 501_1.2.1 | 0.2086 | 156.9637 | 347487.6971 | 795278.3373 | '501_1.2.1'
|  |  | 173 | 6_1.2.8 | 2406.75 | 0 | 5106853.6855 | 802.25 | 471000 | 802250000.8 | 6_1.2.8 | 39 | 0 | 99910.4355 | 2968.1012 | 276002.2005 | 0 | 46699.3432 | 141935.1173 | 124106.0126 | 262.8306 | 0.35974 | 1.5347 | 2.3584 | 12.9907 | 1 | 0.86413 | 0.24222 | 0 | 8.8217 | 0.83639 | 127.4043 | 0 | 137.0623 | 0.92805 | 0.98465 | 0.54721 | 0 | 0 | 0 | 0.93207 | 0 | 0.97032 | 0.054215 | 0 | 0.87009 | FQ | 0 | 0 | 0 | 0 | 0 | 0 | 0 | 0 | 0 | 0 | 0 | 0 | 0 | 0 | 0 | 0 | 0 |  | 0 | 0.24566 | 0.96789 | 0.61638 | 0 | 0.80901 | 0 | 0 | 0 | 0 | 0 | 1 | 0.86413 | 0.54721 | 0.98465 | 0.92805 | 0.87009 | 0.58331 | 137.0623 | 5106853.6855 | FQ | 6_1.2.8 | 50 | 61 | 173 | EJ | 6_1.2.11 | 0.21795 | 156.3143 | 5173471.8212 | 804353.731 | 173 | CZ | 503_1.2.6 | 0.29268 | 158.2592 | 5785620.8466 | 801063.9581 | '503_1.2.6'
|  |  | 174 | 6_1.2.9 | 2956.5 | 0 | 6304815.7949 | 985.5 | 311000.0016 | 985500002.95 | 6_1.2.9 | 42 | 0 | 94024.9006 | 7917.8989 | 291469.2452 | 0 | 58023.0332 | 198745.2175 | 112634.1197 | 264.1484 | 0.19083 | 0.41172 | 2.8904 | 9.1218 | 1 | 0 | 0.24344 | 0 | 8.4776 | 2.2212 | 126.7685 | 0 | 137.4672 | 0.96183 | 0.99588 | 0.36986 | 0 | 0 | 0 | 0.5 | 0 | 0.92082 | 0.093152 | 0 | 0.90878 | FR | 0 | 0 | 0 | 0 | 0 | 0 | 0 | 0 | 0 | 0 | 0 | 0 | 0 | 0 | 0 | 0 | 0 |  | 0 | 0.30389 | 0.90733 | 0.6813 | 0 | 0.79455 | 0 | 0 | 0 | 0 | 0 | 1 | 0 | 0.36986 | 0.99588 | 0.96183 | 0.90878 | 0.52964 | 137.4672 | 6304815.7949 | FR | 6_1.2.9 | 99 | 69 | 174 | BH | 501_1.2.1 | 0.2086 | 156.9637 | 347487.6971 | 804701.2187 | 174 | CH | 503.1.10 | 0.26664 | 159.7171 | 3637260.6237 | 804701.2187 | '503.1.10'
|  |  | 0 | 0 | 0 | 0 | 0 | 0 | 0 | 0 | 0 | 0 | 0 | 0 | 0 | 0 | 0 | 0 | 0 | 0 | 0 | 0 | 0 | 0 | 0 | 0 | 0 | 0 | 0 | 0 | 0 | 0 | 0 | 0 | 0 | 0 | 0 | 0 | 0 | 0 | 0 | 0 | 0 | 0 | 0 | 0 | 0 | 0 | 0 | 0 | 0 | 0 | 0 | 0 | 0 | 0 | 0 | 0 | 0 | 0 | 0 | 0 | 0 | 0 |  | 0 | 1.7383 | 1.0045 | 13.624 | 0 | 5.7035 | 0 | 0 | 0 | 0 | 0 | 0 | 0 | 0 | 0 | 0 | 0 | 0 | 0 | 0 | 0 | 0 |  |  | 175 | #N/A | #N/A | #N/A | #N/A | #N/A | #N/A | 175 | #N/A | #N/A | #N/A | #N/A | #N/A | #N/A | #N/A
|  |  | 0 | 0 | 0 | 0 | 0 | 0 | 0 | 0 | 0 | 0 | 0 | 0 | 0 | 0 | 0 | 0 | 0 | 0 | 0 | 0 | 0 | 0 | 0 | 0 | 0 | 0 | 0 | 0 | 0 | 0 | 0 | 0 | 0 | 0 | 0 | 0 | 0 | 0 | 0 | 0 | 0 | 0 | 0 | 0 | 0 | 0 | 0 | 0 | 0 | 0 | 0 | 0 | 0 | 0 | 0 | 0 | 0 | 0 | 0 | 0 | 0 | 0 |  | 0 | 1.7383 | 1.0045 | 13.624 | 0 | 5.7035 | 0 | 0 | 0 | 0 | 0 | 0 | 0 | 0 | 0 | 0 | 0 | 0 | 0 | 0 | 0 | 0 |  |  | 176 | #N/A | #N/A | #N/A | #N/A | #N/A | #N/A | 176 | #N/A | #N/A | #N/A | #N/A | #N/A | #N/A | #N/A
|  |  | 0 | 0 | 0 | 0 | 0 | 0 | 0 | 0 | 0 | 0 | 0 | 0 | 0 | 0 | 0 | 0 | 0 | 0 | 0 | 0 | 0 | 0 | 0 | 0 | 0 | 0 | 0 | 0 | 0 | 0 | 0 | 0 | 0 | 0 | 0 | 0 | 0 | 0 | 0 | 0 | 0 | 0 | 0 | 0 | 0 | 0 | 0 | 0 | 0 | 0 | 0 | 0 | 0 | 0 | 0 | 0 | 0 | 0 | 0 | 0 | 0 | 0 |  | 0 | 1.7383 | 1.0045 | 13.624 | 0 | 5.7035 | 0 | 0 | 0 | 0 | 0 | 0 | 0 | 0 | 0 | 0 | 0 | 0 | 0 | 0 | 0 | 0 |  |  | 177 | #N/A | #N/A | #N/A | #N/A | #N/A | #N/A | 177 | #N/A | #N/A | #N/A | #N/A | #N/A | #N/A | #N/A
|  |  | 0 | 0 | 0 | 0 | 0 | 0 | 0 | 0 | 0 | 0 | 0 | 0 | 0 | 0 | 0 | 0 | 0 | 0 | 0 | 0 | 0 | 0 | 0 | 0 | 0 | 0 | 0 | 0 | 0 | 0 | 0 | 0 | 0 | 0 | 0 | 0 | 0 | 0 | 0 | 0 | 0 | 0 | 0 | 0 | 0 | 0 | 0 | 0 | 0 | 0 | 0 | 0 | 0 | 0 | 0 | 0 | 0 | 0 | 0 | 0 | 0 | 0 |  | 0 | 1.7383 | 1.0045 | 13.624 | 0 | 5.7035 | 0 | 0 | 0 | 0 | 0 | 0 | 0 | 0 | 0 | 0 | 0 | 0 | 0 | 0 | 0 | 0 |  |  | 178 | #N/A | #N/A | #N/A | #N/A | #N/A | #N/A | 178 | #N/A | #N/A | #N/A | #N/A | #N/A | #N/A | #N/A
|  |  | 0 | 0 | 0 | 0 | 0 | 0 | 0 | 0 | 0 | 0 | 0 | 0 | 0 | 0 | 0 | 0 | 0 | 0 | 0 | 0 | 0 | 0 | 0 | 0 | 0 | 0 | 0 | 0 | 0 | 0 | 0 | 0 | 0 | 0 | 0 | 0 | 0 | 0 | 0 | 0 | 0 | 0 | 0 | 0 | 0 | 0 | 0 | 0 | 0 | 0 | 0 | 0 | 0 | 0 | 0 | 0 | 0 | 0 | 0 | 0 | 0 | 0 |  | 0 | 1.7383 | 1.0045 | 13.624 | 0 | 5.7035 | 0 | 0 | 0 | 0 | 0 | 0 | 0 | 0 | 0 | 0 | 0 | 0 | 0 | 0 | 0 | 0 |  |  | 179 | #N/A | #N/A | #N/A | #N/A | #N/A | #N/A | 179 | #N/A | #N/A | #N/A | #N/A | #N/A | #N/A | #N/A
|  |  | 0 | 0 | 0 | 0 | 0 | 0 | 0 | 0 | 0 | 0 | 0 | 0 | 0 | 0 | 0 | 0 | 0 | 0 | 0 | 0 | 0 | 0 | 0 | 0 | 0 | 0 | 0 | 0 | 0 | 0 | 0 | 0 | 0 | 0 | 0 | 0 | 0 | 0 | 0 | 0 | 0 | 0 | 0 | 0 | 0 | 0 | 0 | 0 | 0 | 0 | 0 | 0 | 0 | 0 | 0 | 0 | 0 | 0 | 0 | 0 | 0 | 0 |  | 0 | 1.7383 | 1.0045 | 13.624 | 0 | 5.7035 | 0 | 0 | 0 | 0 | 0 | 0 | 0 | 0 | 0 | 0 | 0 | 0 | 0 | 0 | 0 | 0 |  |  | 180 | #N/A | #N/A | #N/A | #N/A | #N/A | #N/A | 180 | #N/A | #N/A | #N/A | #N/A | #N/A | #N/A | #N/A
|  |  | 0 | 0 | 0 | 0 | 0 | 0 | 0 | 0 | 0 | 0 | 0 | 0 | 0 | 0 | 0 | 0 | 0 | 0 | 0 | 0 | 0 | 0 | 0 | 0 | 0 | 0 | 0 | 0 | 0 | 0 | 0 | 0 | 0 | 0 | 0 | 0 | 0 | 0 | 0 | 0 | 0 | 0 | 0 | 0 | 0 | 0 | 0 | 0 | 0 | 0 | 0 | 0 | 0 | 0 | 0 | 0 | 0 | 0 | 0 | 0 | 0 | 0 |  | 0 | 1.7383 | 1.0045 | 13.624 | 0 | 5.7035 | 0 | 0 | 0 | 0 | 0 | 0 | 0 | 0 | 0 | 0 | 0 | 0 | 0 | 0 | 0 | 0 |  |  | 181 | #N/A | #N/A | #N/A | #N/A | #N/A | #N/A | 181 | #N/A | #N/A | #N/A | #N/A | #N/A | #N/A | #N/A
|  |  | 0 | 0 | 0 | 0 | 0 | 0 | 0 | 0 | 0 | 0 | 0 | 0 | 0 | 0 | 0 | 0 | 0 | 0 | 0 | 0 | 0 | 0 | 0 | 0 | 0 | 0 | 0 | 0 | 0 | 0 | 0 | 0 | 0 | 0 | 0 | 0 | 0 | 0 | 0 | 0 | 0 | 0 | 0 | 0 | 0 | 0 | 0 | 0 | 0 | 0 | 0 | 0 | 0 | 0 | 0 | 0 | 0 | 0 | 0 | 0 | 0 | 0 |  | 0 | 1.7383 | 1.0045 | 13.624 | 0 | 5.7035 | 0 | 0 | 0 | 0 | 0 | 0 | 0 | 0 | 0 | 0 | 0 | 0 | 0 | 0 | 0 | 0 |  |  | 182 | #N/A | #N/A | #N/A | #N/A | #N/A | #N/A | 182 | #N/A | #N/A | #N/A | #N/A | #N/A | #N/A | #N/A
|  |  | 0 | 0 | 0 | 0 | 0 | 0 | 0 | 0 | 0 | 0 | 0 | 0 | 0 | 0 | 0 | 0 | 0 | 0 | 0 | 0 | 0 | 0 | 0 | 0 | 0 | 0 | 0 | 0 | 0 | 0 | 0 | 0 | 0 | 0 | 0 | 0 | 0 | 0 | 0 | 0 | 0 | 0 | 0 | 0 | 0 | 0 | 0 | 0 | 0 | 0 | 0 | 0 | 0 | 0 | 0 | 0 | 0 | 0 | 0 | 0 | 0 | 0 |  | 0 | 1.7383 | 1.0045 | 13.624 | 0 | 5.7035 | 1 | 0 | 0 | 0 | 0 | 0 | 0 | 0 | 0 | 0 | 0 | 0 | 0 | 0 | 0 | 0 |  |  | 183 | #N/A | #N/A | #N/A | #N/A | #N/A | #N/A | 183 | #N/A | #N/A | #N/A | #N/A | #N/A | #N/A | #N/A
|  |  | 0 | 0 | 0 | 0 | 0 | 0 | 0 | 0 | 0 | 0 | 0 | 0 | 0 | 0 | 0 | 0 | 0 | 0 | 0 | 0 | 0 | 0 | 0 | 0 | 0 | 0 | 0 | 0 | 0 | 0 | 0 | 0 | 0 | 0 | 0 | 0 | 0 | 0 | 0 | 0 | 0 | 0 | 0 | 0 | 0 | 0 | 0 | 0 | 0 | 0 | 0 | 0 | 0 | 0 | 0 | 0 | 0 | 0 | 0 | 0 | 0 | 0 |  | 0 | 1.7383 | 1.0045 | 13.624 | 0 | 5.7035 | 2 | 0 | 0 | 0 | 0 | 0 | 0 | 0 | 0 | 0 | 0 | 0 | 0 | 0 | 0 | 0 |  |  | 184 | #N/A | #N/A | #N/A | #N/A | #N/A | #N/A | 184 | #N/A | #N/A | #N/A | #N/A | #N/A | #N/A | #N/A
|  |  | 0 | 0 | 0 | 0 | 0 | 0 | 0 | 0 | 0 | 0 | 0 | 0 | 0 | 0 | 0 | 0 | 0 | 0 | 0 | 0 | 0 | 0 | 0 | 0 | 0 | 0 | 0 | 0 | 0 | 0 | 0 | 0 | 0 | 0 | 0 | 0 | 0 | 0 | 0 | 0 | 0 | 0 | 0 | 0 | 0 | 0 | 0 | 0 | 0 | 0 | 0 | 0 | 0 | 0 | 0 | 0 | 0 | 0 | 0 | 0 | 0 | 0 |  | 0 | 1.7383 | 1.0045 | 13.624 | 0 | 5.7035 | 3 | 0 | 0 | 0 | 0 | 0 | 0 | 0 | 0 | 0 | 0 | 0 | 0 | 0 | 0 | 0 |  |  | 185 | #N/A | #N/A | #N/A | #N/A | #N/A | #N/A | 185 | #N/A | #N/A | #N/A | #N/A | #N/A | #N/A | #N/A
|  |  | 0 | 0 | 0 | 0 | 0 | 0 | 0 | 0 | 0 | 0 | 0 | 0 | 0 | 0 | 0 | 0 | 0 | 0 | 0 | 0 | 0 | 0 | 0 | 0 | 0 | 0 | 0 | 0 | 0 | 0 | 0 | 0 | 0 | 0 | 0 | 0 | 0 | 0 | 0 | 0 | 0 | 0 | 0 | 0 | 0 | 0 | 0 | 0 | 0 | 0 | 0 | 0 | 0 | 0 | 0 | 0 | 0 | 0 | 0 | 0 | 0 | 0 |  | 0 | 1.7383 | 1.0045 | 13.624 | 0 | 5.7035 | 4 | 0 | 0 | 0 | 0 | 0 | 0 | 0 | 0 | 0 | 0 | 0 | 0 | 0 | 0 | 0 |  |  | 186 | #N/A | #N/A | #N/A | #N/A | #N/A | #N/A | 186 | #N/A | #N/A | #N/A | #N/A | #N/A | #N/A | #N/A
|  |  | 0 | 0 | 0 | 0 | 0 | 0 | 0 | 0 | 0 | 0 | 0 | 0 | 0 | 0 | 0 | 0 | 0 | 0 | 0 | 0 | 0 | 0 | 0 | 0 | 0 | 0 | 0 | 0 | 0 | 0 | 0 | 0 | 0 | 0 | 0 | 0 | 0 | 0 | 0 | 0 | 0 | 0 | 0 | 0 | 0 | 0 | 0 | 0 | 0 | 0 | 0 | 0 | 0 | 0 | 0 | 0 | 0 | 0 | 0 | 0 | 0 | 0 |  | 0 | 1.7383 | 1.0045 | 13.624 | 0 | 5.7035 | 5 | 0 | 0 | 0 | 0 | 0 | 0 | 0 | 0 | 0 | 0 | 0 | 0 | 0 | 0 | 0 |  |  | 187 | #N/A | #N/A | #N/A | #N/A | #N/A | #N/A | 187 | #N/A | #N/A | #N/A | #N/A | #N/A | #N/A | #N/A
|  |  | 0 | 0 | 0 | 0 | 0 | 0 | 0 | 0 | 0 | 0 | 0 | 0 | 0 | 0 | 0 | 0 | 0 | 0 | 0 | 0 | 0 | 0 | 0 | 0 | 0 | 0 | 0 | 0 | 0 | 0 | 0 | 0 | 0 | 0 | 0 | 0 | 0 | 0 | 0 | 0 | 0 | 0 | 0 | 0 | 0 | 0 | 0 | 0 | 0 | 0 | 0 | 0 | 0 | 0 | 0 | 0 | 0 | 0 | 0 | 0 | 0 | 0 |  | 0 | 1.7383 | 1.0045 | 13.624 | 0 | 5.7035 | 6 | 0 | 0 | 0 | 0 | 0 | 0 | 0 | 0 | 0 | 0 | 0 | 0 | 0 | 0 | 0 |  |  | 188 | #N/A | #N/A | #N/A | #N/A | #N/A | #N/A | 188 | #N/A | #N/A | #N/A | #N/A | #N/A | #N/A | #N/A
|  |  | 0 | 0 | 0 | 0 | 0 | 0 | 0 | 0 | 0 | 0 | 0 | 0 | 0 | 0 | 0 | 0 | 0 | 0 | 0 | 0 | 0 | 0 | 0 | 0 | 0 | 0 | 0 | 0 | 0 | 0 | 0 | 0 | 0 | 0 | 0 | 0 | 0 | 0 | 0 | 0 | 0 | 0 | 0 | 0 | 0 | 0 | 0 | 0 | 0 | 0 | 0 | 0 | 0 | 0 | 0 | 0 | 0 | 0 | 0 | 0 | 0 | 0 |  | 0 | 1.7383 | 1.0045 | 13.624 | 0 | 5.7035 | 7 | 0 | 0 | 0 | 0 | 0 | 0 | 0 | 0 | 0 | 0 | 0 | 0 | 0 | 0 | 0 |  |  | 189 | #N/A | #N/A | #N/A | #N/A | #N/A | #N/A | 189 | #N/A | #N/A | #N/A | #N/A | #N/A | #N/A | #N/A
|  |  | 0 | 0 | 0 | 0 | 0 | 0 | 0 | 0 | 0 | 0 | 0 | 0 | 0 | 0 | 0 | 0 | 0 | 0 | 0 | 0 | 0 | 0 | 0 | 0 | 0 | 0 | 0 | 0 | 0 | 0 | 0 | 0 | 0 | 0 | 0 | 0 | 0 | 0 | 0 | 0 | 0 | 0 | 0 | 0 | 0 | 0 | 0 | 0 | 0 | 0 | 0 | 0 | 0 | 0 | 0 | 0 | 0 | 0 | 0 | 0 | 0 | 0 |  | 0 | 1.7383 | 1.0045 | 13.624 | 0 | 5.7035 | 8 | 0 | 0 | 0 | 0 | 0 | 0 | 0 | 0 | 0 | 0 | 0 | 0 | 0 | 0 | 0 |  |  | 190 | #N/A | #N/A | #N/A | #N/A | #N/A | #N/A | 190 | #N/A | #N/A | #N/A | #N/A | #N/A | #N/A | #N/A
|  |  | 0 | 0 | 0 | 0 | 0 | 0 | 0 | 0 | 0 | 0 | 0 | 0 | 0 | 0 | 0 | 0 | 0 | 0 | 0 | 0 | 0 | 0 | 0 | 0 | 0 | 0 | 0 | 0 | 0 | 0 | 0 | 0 | 0 | 0 | 0 | 0 | 0 | 0 | 0 | 0 | 0 | 0 | 0 | 0 | 0 | 0 | 0 | 0 | 0 | 0 | 0 | 0 | 0 | 0 | 0 | 0 | 0 | 0 | 0 | 0 | 0 | 0 |  | 0 | 1.7383 | 1.0045 | 13.624 | 0 | 5.7035 | 9 | 0 | 0 | 0 | 0 | 0 | 0 | 0 | 0 | 0 | 0 | 0 | 0 | 0 | 0 | 0 |  |  | 191 | #N/A | #N/A | #N/A | #N/A | #N/A | #N/A | 191 | #N/A | #N/A | #N/A | #N/A | #N/A | #N/A | #N/A
|  |  | 0 | 0 | 0 | 0 | 0 | 0 | 0 | 0 | 0 | 0 | 0 | 0 | 0 | 0 | 0 | 0 | 0 | 0 | 0 | 0 | 0 | 0 | 0 | 0 | 0 | 0 | 0 | 0 | 0 | 0 | 0 | 0 | 0 | 0 | 0 | 0 | 0 | 0 | 0 | 0 | 0 | 0 | 0 | 0 | 0 | 0 | 0 | 0 | 0 | 0 | 0 | 0 | 0 | 0 | 0 | 0 | 0 | 0 | 0 | 0 | 0 | 0 |  | 0 | 1.7383 | 1.0045 | 13.624 | 0 | 5.7035 | 10 | 0 | 0 | 0 | 0 | 0 | 0 | 0 | 0 | 0 | 0 | 0 | 0 | 0 | 0 | 0 |  |  | 192 | #N/A | #N/A | #N/A | #N/A | #N/A | #N/A | 192 | #N/A | #N/A | #N/A | #N/A | #N/A | #N/A | #N/A
|  |  | 0 | 0 | 0 | 0 | 0 | 0 | 0 | 0 | 0 | 0 | 0 | 0 | 0 | 0 | 0 | 0 | 0 | 0 | 0 | 0 | 0 | 0 | 0 | 0 | 0 | 0 | 0 | 0 | 0 | 0 | 0 | 0 | 0 | 0 | 0 | 0 | 0 | 0 | 0 | 0 | 0 | 0 | 0 | 0 | 0 | 0 | 0 | 0 | 0 | 0 | 0 | 0 | 0 | 0 | 0 | 0 | 0 | 0 | 0 | 0 | 0 | 0 |  | 0 | 1.7383 | 1.0045 | 13.624 | 0 | 5.7035 | 11 | 0 | 0 | 0 | 0 | 0 | 0 | 0 | 0 | 0 | 0 | 0 | 0 | 0 | 0 | 0 |  |  | 193 | #N/A | #N/A | #N/A | #N/A | #N/A | #N/A | 193 | #N/A | #N/A | #N/A | #N/A | #N/A | #N/A | #N/A
|  |  | 0 | 0 | 0 | 0 | 0 | 0 | 0 | 0 | 0 | 0 | 0 | 0 | 0 | 0 | 0 | 0 | 0 | 0 | 0 | 0 | 0 | 0 | 0 | 0 | 0 | 0 | 0 | 0 | 0 | 0 | 0 | 0 | 0 | 0 | 0 | 0 | 0 | 0 | 0 | 0 | 0 | 0 | 0 | 0 | 0 | 0 | 0 | 0 | 0 | 0 | 0 | 0 | 0 | 0 | 0 | 0 | 0 | 0 | 0 | 0 | 0 | 0 |  | 0 | 1.7383 | 1.0045 | 13.624 | 0 | 5.7035 | 12 | 0 | 0 | 0 | 0 | 0 | 0 | 0 | 0 | 0 | 0 | 0 | 0 | 0 | 0 | 0 |  |  | 194 | #N/A | #N/A | #N/A | #N/A | #N/A | #N/A | 194 | #N/A | #N/A | #N/A | #N/A | #N/A | #N/A | #N/A
|  |  | 0 | 0 | 0 | 0 | 0 | 0 | 0 | 0 | 0 | 0 | 0 | 0 | 0 | 0 | 0 | 0 | 0 | 0 | 0 | 0 | 0 | 0 | 0 | 0 | 0 | 0 | 0 | 0 | 0 | 0 | 0 | 0 | 0 | 0 | 0 | 0 | 0 | 0 | 0 | 0 | 0 | 0 | 0 | 0 | 0 | 0 | 0 | 0 | 0 | 0 | 0 | 0 | 0 | 0 | 0 | 0 | 0 | 0 | 0 | 0 | 0 | 0 |  | 0 | 1.7383 | 1.0045 | 13.624 | 0 | 5.7035 | 13 | 0 | 0 | 0 | 0 | 0 | 0 | 0 | 0 | 0 | 0 | 0 | 0 | 0 | 0 | 0 |  |  | 195 | #N/A | #N/A | #N/A | #N/A | #N/A | #N/A | 195 | #N/A | #N/A | #N/A | #N/A | #N/A | #N/A | #N/A
|  |  | 0 | 0 | 0 | 0 | 0 | 0 | 0 | 0 | 0 | 0 | 0 | 0 | 0 | 0 | 0 | 0 | 0 | 0 | 0 | 0 | 0 | 0 | 0 | 0 | 0 | 0 | 0 | 0 | 0 | 0 | 0 | 0 | 0 | 0 | 0 | 0 | 0 | 0 | 0 | 0 | 0 | 0 | 0 | 0 | 0 | 0 | 0 | 0 | 0 | 0 | 0 | 0 | 0 | 0 | 0 | 0 | 0 | 0 | 0 | 0 | 0 | 0 |  | 0 | 1.7383 | 1.0045 | 13.624 | 0 | 5.7035 | 14 | 0 | 0 | 0 | 0 | 0 | 0 | 0 | 0 | 0 | 0 | 0 | 0 | 0 | 0 | 0 |  |  | 196 | #N/A | #N/A | #N/A | #N/A | #N/A | #N/A | 196 | #N/A | #N/A | #N/A | #N/A | #N/A | #N/A | #N/A
|  |  | 0 | 0 | 0 | 0 | 0 | 0 | 0 | 0 | 0 | 0 | 0 | 0 | 0 | 0 | 0 | 0 | 0 | 0 | 0 | 0 | 0 | 0 | 0 | 0 | 0 | 0 | 0 | 0 | 0 | 0 | 0 | 0 | 0 | 0 | 0 | 0 | 0 | 0 | 0 | 0 | 0 | 0 | 0 | 0 | 0 | 0 | 0 | 0 | 0 | 0 | 0 | 0 | 0 | 0 | 0 | 0 | 0 | 0 | 0 | 0 | 0 | 0 |  | 0 | 1.7383 | 1.0045 | 13.624 | 0 | 5.7035 | 15 | 0 | 0 | 0 | 0 | 0 | 0 | 0 | 0 | 0 | 0 | 0 | 0 | 0 | 0 | 0 |  |  | 197 | #N/A | #N/A | #N/A | #N/A | #N/A | #N/A | 197 | #N/A | #N/A | #N/A | #N/A | #N/A | #N/A | #N/A
|  |  | 0 | 0 | 0 | 0 | 0 | 0 | 0 | 0 | 0 | 0 | 0 | 0 | 0 | 0 | 0 | 0 | 0 | 0 | 0 | 0 | 0 | 0 | 0 | 0 | 0 | 0 | 0 | 0 | 0 | 0 | 0 | 0 | 0 | 0 | 0 | 0 | 0 | 0 | 0 | 0 | 0 | 0 | 0 | 0 | 0 | 0 | 0 | 0 | 0 | 0 | 0 | 0 | 0 | 0 | 0 | 0 | 0 | 0 | 0 | 0 | 0 | 0 |  | 0 | 1.7383 | 1.0045 | 13.624 | 0 | 5.7035 | 16 | 0 | 0 | 0 | 0 | 0 | 0 | 0 | 0 | 0 | 0 | 0 | 0 | 0 | 0 | 0 |  |  | 198 | #N/A | #N/A | #N/A | #N/A | #N/A | #N/A | 198 | #N/A | #N/A | #N/A | #N/A | #N/A | #N/A | #N/A
|  |  | 0 | 0 | 0 | 0 | 0 | 0 | 0 | 0 | 0 | 0 | 0 | 0 | 0 | 0 | 0 | 0 | 0 | 0 | 0 | 0 | 0 | 0 | 0 | 0 | 0 | 0 | 0 | 0 | 0 | 0 | 0 | 0 | 0 | 0 | 0 | 0 | 0 | 0 | 0 | 0 | 0 | 0 | 0 | 0 | 0 | 0 | 0 | 0 | 0 | 0 | 0 | 0 | 0 | 0 | 0 | 0 | 0 | 0 | 0 | 0 | 0 | 0 |  | 0 | 1.7383 | 1.0045 | 13.624 | 0 | 5.7035 | 17 | 0 | 0 | 0 | 0 | 0 | 0 | 0 | 0 | 0 | 0 | 0 | 0 | 0 | 0 | 0 |  |  | 199 | #N/A | #N/A | #N/A | #N/A | #N/A | #N/A | 199 | #N/A | #N/A | #N/A | #N/A | #N/A | #N/A | #N/A
|  |  | 0 | 0 | 0 | 0 | 0 | 0 | 0 | 0 | 0 | 0 | 0 | 0 | 0 | 0 | 0 | 0 | 0 | 0 | 0 | 0 | 0 | 0 | 0 | 0 | 0 | 0 | 0 | 0 | 0 | 0 | 0 | 0 | 0 | 0 | 0 | 0 | 0 | 0 | 0 | 0 | 0 | 0 | 0 | 0 | 0 | 0 | 0 | 0 | 0 | 0 | 0 | 0 | 0 | 0 | 0 | 0 | 0 | 0 | 0 | 0 | 0 | 0 |  | 0 | 1.7383 | 1.0045 | 13.624 | 0 | 5.7035 | 18 | 0 | 0 | 0 | 0 | 0 | 0 | 0 | 0 | 0 | 0 | 0 | 0 | 0 | 0 | 0 |  |  | 200 | #N/A | #N/A | #N/A | #N/A | #N/A | #N/A | 200 | #N/A | #N/A | #N/A | #N/A | #N/A | #N/A | #N/A
|  |  | 0 | 0 | 0 | 0 | 0 | 0 | 0 | 0 | 0 | 0 | 0 | 0 | 0 | 0 | 0 | 0 | 0 | 0 | 0 | 0 | 0 | 0 | 0 | 0 | 0 | 0 | 0 | 0 | 0 | 0 | 0 | 0 | 0 | 0 | 0 | 0 | 0 | 0 | 0 | 0 | 0 | 0 | 0 | 0 | 0 | 0 | 0 | 0 | 0 | 0 | 0 | 0 | 0 | 0 | 0 | 0 | 0 | 0 | 0 | 0 | 0 | 0 |  | 0 | 1.7383 | 1.0045 | 13.624 | 0 | 5.7035 | 19 | 0 | 0 | 0 | 0 | 0 | 0 | 0 | 0 | 0 | 0 | 0 | 0 | 0 | 0 | 0 |  |  | 201 | #N/A | #N/A | #N/A | #N/A | #N/A | #N/A | 201 | #N/A | #N/A | #N/A | #N/A | #N/A | #N/A | #N/A
|  |  | 0 | 0 | 0 | 0 | 0 | 0 | 0 | 0 | 0 | 0 | 0 | 0 | 0 | 0 | 0 | 0 | 0 | 0 | 0 | 0 | 0 | 0 | 0 | 0 | 0 | 0 | 0 | 0 | 0 | 0 | 0 | 0 | 0 | 0 | 0 | 0 | 0 | 0 | 0 | 0 | 0 | 0 | 0 | 0 | 0 | 0 | 0 | 0 | 0 | 0 | 0 | 0 | 0 | 0 | 0 | 0 | 0 | 0 | 0 | 0 | 0 | 0 |  | 0 | 1.7383 | 1.0045 | 13.624 | 0 | 5.7035 | 20 | 0 | 0 | 0 | 0 | 0 | 0 | 0 | 0 | 0 | 0 | 0 | 0 | 0 | 0 | 0 |  |  | 202 | #N/A | #N/A | #N/A | #N/A | #N/A | #N/A | 202 | #N/A | #N/A | #N/A | #N/A | #N/A | #N/A | #N/A
|  |  | 0 | 0 | 0 | 0 | 0 | 0 | 0 | 0 | 0 | 0 | 0 | 0 | 0 | 0 | 0 | 0 | 0 | 0 | 0 | 0 | 0 | 0 | 0 | 0 | 0 | 0 | 0 | 0 | 0 | 0 | 0 | 0 | 0 | 0 | 0 | 0 | 0 | 0 | 0 | 0 | 0 | 0 | 0 | 0 | 0 | 0 | 0 | 0 | 0 | 0 | 0 | 0 | 0 | 0 | 0 | 0 | 0 | 0 | 0 | 0 | 0 | 0 |  | 0 | 1.7383 | 1.0045 | 13.624 | 0 | 5.7035 | 21 | 0 | 0 | 0 | 0 | 0 | 0 | 0 | 0 | 0 | 0 | 0 | 0 | 0 | 0 | 0 |  |  | 203 | #N/A | #N/A | #N/A | #N/A | #N/A | #N/A | 203 | #N/A | #N/A | #N/A | #N/A | #N/A | #N/A | #N/A
|  |  | 0 | 0 | 0 | 0 | 0 | 0 | 0 | 0 | 0 | 0 | 0 | 0 | 0 | 0 | 0 | 0 | 0 | 0 | 0 | 0 | 0 | 0 | 0 | 0 | 0 | 0 | 0 | 0 | 0 | 0 | 0 | 0 | 0 | 0 | 0 | 0 | 0 | 0 | 0 | 0 | 0 | 0 | 0 | 0 | 0 | 0 | 0 | 0 | 0 | 0 | 0 | 0 | 0 | 0 | 0 | 0 | 0 | 0 | 0 | 0 | 0 | 0 |  | 0 | 1.7383 | 1.0045 | 13.624 | 0 | 5.7035 | 22 | 0 | 0 | 0 | 0 | 0 | 0 | 0 | 0 | 0 | 0 | 0 | 0 | 0 | 0 | 0 |  |  | 204 | #N/A | #N/A | #N/A | #N/A | #N/A | #N/A | 204 | #N/A | #N/A | #N/A | #N/A | #N/A | #N/A | #N/A
|  |  | 0 | 0 | 0 | 0 | 0 | 0 | 0 | 0 | 0 | 0 | 0 | 0 | 0 | 0 | 0 | 0 | 0 | 0 | 0 | 0 | 0 | 0 | 0 | 0 | 0 | 0 | 0 | 0 | 0 | 0 | 0 | 0 | 0 | 0 | 0 | 0 | 0 | 0 | 0 | 0 | 0 | 0 | 0 | 0 | 0 | 0 | 0 | 0 | 0 | 0 | 0 | 0 | 0 | 0 | 0 | 0 | 0 | 0 | 0 | 0 | 0 | 0 |  | 0 | 1.7383 | 1.0045 | 13.624 | 0 | 5.7035 | 23 | 0 | 0 | 0 | 0 | 0 | 0 | 0 | 0 | 0 | 0 | 0 | 0 | 0 | 0 | 0 |  |  | 205 | #N/A | #N/A | #N/A | #N/A | #N/A | #N/A | 205 | #N/A | #N/A | #N/A | #N/A | #N/A | #N/A | #N/A
|  |  | 0 | 0 | 0 | 0 | 0 | 0 | 0 | 0 | 0 | 0 | 0 | 0 | 0 | 0 | 0 | 0 | 0 | 0 | 0 | 0 | 0 | 0 | 0 | 0 | 0 | 0 | 0 | 0 | 0 | 0 | 0 | 0 | 0 | 0 | 0 | 0 | 0 | 0 | 0 | 0 | 0 | 0 | 0 | 0 | 0 | 0 | 0 | 0 | 0 | 0 | 0 | 0 | 0 | 0 | 0 | 0 | 0 | 0 | 0 | 0 | 0 | 0 |  | 0 | 1.7383 | 1.0045 | 13.624 | 0 | 5.7035 | 24 | 0 | 0 | 0 | 0 | 0 | 0 | 0 | 0 | 0 | 0 | 0 | 0 | 0 | 0 | 0 |  |  | 206 | #N/A | #N/A | #N/A | #N/A | #N/A | #N/A | 206 | #N/A | #N/A | #N/A | #N/A | #N/A | #N/A | #N/A
|  |  | 0 | 0 | 0 | 0 | 0 | 0 | 0 | 0 | 0 | 0 | 0 | 0 | 0 | 0 | 0 | 0 | 0 | 0 | 0 | 0 | 0 | 0 | 0 | 0 | 0 | 0 | 0 | 0 | 0 | 0 | 0 | 0 | 0 | 0 | 0 | 0 | 0 | 0 | 0 | 0 | 0 | 0 | 0 | 0 | 0 | 0 | 0 | 0 | 0 | 0 | 0 | 0 | 0 | 0 | 0 | 0 | 0 | 0 | 0 | 0 | 0 | 0 |  | 0 | 1.7383 | 1.0045 | 13.624 | 0 | 5.7035 | 25 | 0 | 0 | 0 | 0 | 0 | 0 | 0 | 0 | 0 | 0 | 0 | 0 | 0 | 0 | 0 |  |  | 207 | #N/A | #N/A | #N/A | #N/A | #N/A | #N/A | 207 | #N/A | #N/A | #N/A | #N/A | #N/A | #N/A | #N/A
|  |  | 0 | 0 | 0 | 0 | 0 | 0 | 0 | 0 | 0 | 0 | 0 | 0 | 0 | 0 | 0 | 0 | 0 | 0 | 0 | 0 | 0 | 0 | 0 | 0 | 0 | 0 | 0 | 0 | 0 | 0 | 0 | 0 | 0 | 0 | 0 | 0 | 0 | 0 | 0 | 0 | 0 | 0 | 0 | 0 | 0 | 0 | 0 | 0 | 0 | 0 | 0 | 0 | 0 | 0 | 0 | 0 | 0 | 0 | 0 | 0 | 0 | 0 |  | 0 | 1.7383 | 1.0045 | 13.624 | 0 | 5.7035 | 26 | 0 | 0 | 0 | 0 | 0 | 0 | 0 | 0 | 0 | 0 | 0 | 0 | 0 | 0 | 0 |  |  | 208 | #N/A | #N/A | #N/A | #N/A | #N/A | #N/A | 208 | #N/A | #N/A | #N/A | #N/A | #N/A | #N/A | #N/A
|  |  | 0 | 0 | 0 | 0 | 0 | 0 | 0 | 0 | 0 | 0 | 0 | 0 | 0 | 0 | 0 | 0 | 0 | 0 | 0 | 0 | 0 | 0 | 0 | 0 | 0 | 0 | 0 | 0 | 0 | 0 | 0 | 0 | 0 | 0 | 0 | 0 | 0 | 0 | 0 | 0 | 0 | 0 | 0 | 0 | 0 | 0 | 0 | 0 | 0 | 0 | 0 | 0 | 0 | 0 | 0 | 0 | 0 | 0 | 0 | 0 | 0 | 0 |  | 0 | 1.7383 | 1.0045 | 13.624 | 0 | 5.7035 | 27 | 0 | 0 | 0 | 0 | 0 | 0 | 0 | 0 | 0 | 0 | 0 | 0 | 0 | 0 | 0 |  |  | 209 | #N/A | #N/A | #N/A | #N/A | #N/A | #N/A | 209 | #N/A | #N/A | #N/A | #N/A | #N/A | #N/A | #N/A
|  |  | 0 | 0 | 0 | 0 | 0 | 0 | 0 | 0 | 0 | 0 | 0 | 0 | 0 | 0 | 0 | 0 | 0 | 0 | 0 | 0 | 0 | 0 | 0 | 0 | 0 | 0 | 0 | 0 | 0 | 0 | 0 | 0 | 0 | 0 | 0 | 0 | 0 | 0 | 0 | 0 | 0 | 0 | 0 | 0 | 0 | 0 | 0 | 0 | 0 | 0 | 0 | 0 | 0 | 0 | 0 | 0 | 0 | 0 | 0 | 0 | 0 | 0 |  | 0 | 1.7383 | 1.0045 | 13.624 | 0 | 5.7035 | 28 | 0 | 0 | 0 | 0 | 0 | 0 | 0 | 0 | 0 | 0 | 0 | 0 | 0 | 0 | 0 |  |  | 210 | #N/A | #N/A | #N/A | #N/A | #N/A | #N/A | 210 | #N/A | #N/A | #N/A | #N/A | #N/A | #N/A | #N/A
|  |  | 0 | 0 | 0 | 0 | 0 | 0 | 0 | 0 | 0 | 0 | 0 | 0 | 0 | 0 | 0 | 0 | 0 | 0 | 0 | 0 | 0 | 0 | 0 | 0 | 0 | 0 | 0 | 0 | 0 | 0 | 0 | 0 | 0 | 0 | 0 | 0 | 0 | 0 | 0 | 0 | 0 | 0 | 0 | 0 | 0 | 0 | 0 | 0 | 0 | 0 | 0 | 0 | 0 | 0 | 0 | 0 | 0 | 0 | 0 | 0 | 0 | 0 |  | 0 | 1.7383 | 1.0045 | 13.624 | 0 | 5.7035 | 29 | 0 | 0 | 0 | 0 | 0 | 0 | 0 | 0 | 0 | 0 | 0 | 0 | 0 | 0 | 0 |  |  | 211 | #N/A | #N/A | #N/A | #N/A | #N/A | #N/A | 211 | #N/A | #N/A | #N/A | #N/A | #N/A | #N/A | #N/A
|  |  | 0 | 0 | 0 | 0 | 0 | 0 | 0 | 0 | 0 | 0 | 0 | 0 | 0 | 0 | 0 | 0 | 0 | 0 | 0 | 0 | 0 | 0 | 0 | 0 | 0 | 0 | 0 | 0 | 0 | 0 | 0 | 0 | 0 | 0 | 0 | 0 | 0 | 0 | 0 | 0 | 0 | 0 | 0 | 0 | 0 | 0 | 0 | 0 | 0 | 0 | 0 | 0 | 0 | 0 | 0 | 0 | 0 | 0 | 0 | 0 | 0 | 0 |  | 0 | 1.7383 | 1.0045 | 13.624 | 0 | 5.7035 | 30 | 0 | 0 | 0 | 0 | 0 | 0 | 0 | 0 | 0 | 0 | 0 | 0 | 0 | 0 | 0 |  |  | 212 | #N/A | #N/A | #N/A | #N/A | #N/A | #N/A | 212 | #N/A | #N/A | #N/A | #N/A | #N/A | #N/A | #N/A
|  |  | 0 | 0 | 0 | 0 | 0 | 0 | 0 | 0 | 0 | 0 | 0 | 0 | 0 | 0 | 0 | 0 | 0 | 0 | 0 | 0 | 0 | 0 | 0 | 0 | 0 | 0 | 0 | 0 | 0 | 0 | 0 | 0 | 0 | 0 | 0 | 0 | 0 | 0 | 0 | 0 | 0 | 0 | 0 | 0 | 0 | 0 | 0 | 0 | 0 | 0 | 0 | 0 | 0 | 0 | 0 | 0 | 0 | 0 | 0 | 0 | 0 | 0 |  | 0 | 1.7383 | 1.0045 | 13.624 | 0 | 5.7035 | 31 | 0 | 0 | 0 | 0 | 0 | 0 | 0 | 0 | 0 | 0 | 0 | 0 | 0 | 0 | 0 |  |  | 213 | #N/A | #N/A | #N/A | #N/A | #N/A | #N/A | 213 | #N/A | #N/A | #N/A | #N/A | #N/A | #N/A | #N/A
|  |  | 0 | 0 | 0 | 0 | 0 | 0 | 0 | 0 | 0 | 0 | 0 | 0 | 0 | 0 | 0 | 0 | 0 | 0 | 0 | 0 | 0 | 0 | 0 | 0 | 0 | 0 | 0 | 0 | 0 | 0 | 0 | 0 | 0 | 0 | 0 | 0 | 0 | 0 | 0 | 0 | 0 | 0 | 0 | 0 | 0 | 0 | 0 | 0 | 0 | 0 | 0 | 0 | 0 | 0 | 0 | 0 | 0 | 0 | 0 | 0 | 0 | 0 |  | 0 | 1.7383 | 1.0045 | 13.624 | 0 | 5.7035 | 32 | 0 | 0 | 0 | 0 | 0 | 0 | 0 | 0 | 0 | 0 | 0 | 0 | 0 | 0 | 0 |  |  | 214 | #N/A | #N/A | #N/A | #N/A | #N/A | #N/A | 214 | #N/A | #N/A | #N/A | #N/A | #N/A | #N/A | #N/A
|  |  | 0 | 0 | 0 | 0 | 0 | 0 | 0 | 0 | 0 | 0 | 0 | 0 | 0 | 0 | 0 | 0 | 0 | 0 | 0 | 0 | 0 | 0 | 0 | 0 | 0 | 0 | 0 | 0 | 0 | 0 | 0 | 0 | 0 | 0 | 0 | 0 | 0 | 0 | 0 | 0 | 0 | 0 | 0 | 0 | 0 | 0 | 0 | 0 | 0 | 0 | 0 | 0 | 0 | 0 | 0 | 0 | 0 | 0 | 0 | 0 | 0 | 0 |  | 0 | 1.7383 | 1.0045 | 13.624 | 0 | 5.7035 | 33 | 0 | 0 | 0 | 0 | 0 | 0 | 0 | 0 | 0 | 0 | 0 | 0 | 0 | 0 | 0 |  |  | 215 | #N/A | #N/A | #N/A | #N/A | #N/A | #N/A | 215 | #N/A | #N/A | #N/A | #N/A | #N/A | #N/A | #N/A
|  |  | 0 | 0 | 0 | 0 | 0 | 0 | 0 | 0 | 0 | 0 | 0 | 0 | 0 | 0 | 0 | 0 | 0 | 0 | 0 | 0 | 0 | 0 | 0 | 0 | 0 | 0 | 0 | 0 | 0 | 0 | 0 | 0 | 0 | 0 | 0 | 0 | 0 | 0 | 0 | 0 | 0 | 0 | 0 | 0 | 0 | 0 | 0 | 0 | 0 | 0 | 0 | 0 | 0 | 0 | 0 | 0 | 0 | 0 | 0 | 0 | 0 | 0 |  | 0 | 1.7383 | 1.0045 | 13.624 | 0 | 5.7035 | 34 | 0 | 0 | 0 | 0 | 0 | 0 | 0 | 0 | 0 | 0 | 0 | 0 | 0 | 0 | 0 |  |  | 216 | #N/A | #N/A | #N/A | #N/A | #N/A | #N/A | 216 | #N/A | #N/A | #N/A | #N/A | #N/A | #N/A | #N/A
|  |  | 0 | 0 | 0 | 0 | 0 | 0 | 0 | 0 | 0 | 0 | 0 | 0 | 0 | 0 | 0 | 0 | 0 | 0 | 0 | 0 | 0 | 0 | 0 | 0 | 0 | 0 | 0 | 0 | 0 | 0 | 0 | 0 | 0 | 0 | 0 | 0 | 0 | 0 | 0 | 0 | 0 | 0 | 0 | 0 | 0 | 0 | 0 | 0 | 0 | 0 | 0 | 0 | 0 | 0 | 0 | 0 | 0 | 0 | 0 | 0 | 0 | 0 |  | 0 | 1.7383 | 1.0045 | 13.624 | 0 | 5.7035 | 35 | 0 | 0 | 0 | 0 | 0 | 0 | 0 | 0 | 0 | 0 | 0 | 0 | 0 | 0 | 0 |  |  | 217 | #N/A | #N/A | #N/A | #N/A | #N/A | #N/A | 217 | #N/A | #N/A | #N/A | #N/A | #N/A | #N/A | #N/A
|  |  | 0 | 0 | 0 | 0 | 0 | 0 | 0 | 0 | 0 | 0 | 0 | 0 | 0 | 0 | 0 | 0 | 0 | 0 | 0 | 0 | 0 | 0 | 0 | 0 | 0 | 0 | 0 | 0 | 0 | 0 | 0 | 0 | 0 | 0 | 0 | 0 | 0 | 0 | 0 | 0 | 0 | 0 | 0 | 0 | 0 | 0 | 0 | 0 | 0 | 0 | 0 | 0 | 0 | 0 | 0 | 0 | 0 | 0 | 0 | 0 | 0 | 0 |  | 0 | 1.7383 | 1.0045 | 13.624 | 0 | 5.7035 | 36 | 0 | 0 | 0 | 0 | 0 | 0 | 0 | 0 | 0 | 0 | 0 | 0 | 0 | 0 | 0 |  |  | 218 | #N/A | #N/A | #N/A | #N/A | #N/A | #N/A | 218 | #N/A | #N/A | #N/A | #N/A | #N/A | #N/A | #N/A
|  |  | 0 | 0 | 0 | 0 | 0 | 0 | 0 | 0 | 0 | 0 | 0 | 0 | 0 | 0 | 0 | 0 | 0 | 0 | 0 | 0 | 0 | 0 | 0 | 0 | 0 | 0 | 0 | 0 | 0 | 0 | 0 | 0 | 0 | 0 | 0 | 0 | 0 | 0 | 0 | 0 | 0 | 0 | 0 | 0 | 0 | 0 | 0 | 0 | 0 | 0 | 0 | 0 | 0 | 0 | 0 | 0 | 0 | 0 | 0 | 0 | 0 | 0 |  | 0 | 1.7383 | 1.0045 | 13.624 | 0 | 5.7035 | 37 | 0 | 0 | 0 | 0 | 0 | 0 | 0 | 0 | 0 | 0 | 0 | 0 | 0 | 0 | 0 |  |  | 219 | #N/A | #N/A | #N/A | #N/A | #N/A | #N/A | 219 | #N/A | #N/A | #N/A | #N/A | #N/A | #N/A | #N/A
|  |  | 0 | 0 | 0 | 0 | 0 | 0 | 0 | 0 | 0 | 0 | 0 | 0 | 0 | 0 | 0 | 0 | 0 | 0 | 0 | 0 | 0 | 0 | 0 | 0 | 0 | 0 | 0 | 0 | 0 | 0 | 0 | 0 | 0 | 0 | 0 | 0 | 0 | 0 | 0 | 0 | 0 | 0 | 0 | 0 | 0 | 0 | 0 | 0 | 0 | 0 | 0 | 0 | 0 | 0 | 0 | 0 | 0 | 0 | 0 | 0 | 0 | 0 |  | 0 | 1.7383 | 1.0045 | 13.624 | 0 | 5.7035 | 38 | 0 | 0 | 0 | 0 | 0 | 0 | 0 | 0 | 0 | 0 | 0 | 0 | 0 | 0 | 0 |  |  | 220 | #N/A | #N/A | #N/A | #N/A | #N/A | #N/A | 220 | #N/A | #N/A | #N/A | #N/A | #N/A | #N/A | #N/A
|  |  | 0 | 0 | 0 | 0 | 0 | 0 | 0 | 0 | 0 | 0 | 0 | 0 | 0 | 0 | 0 | 0 | 0 | 0 | 0 | 0 | 0 | 0 | 0 | 0 | 0 | 0 | 0 | 0 | 0 | 0 | 0 | 0 | 0 | 0 | 0 | 0 | 0 | 0 | 0 | 0 | 0 | 0 | 0 | 0 | 0 | 0 | 0 | 0 | 0 | 0 | 0 | 0 | 0 | 0 | 0 | 0 | 0 | 0 | 0 | 0 | 0 | 0 |  | 0 | 1.7383 | 1.0045 | 13.624 | 0 | 5.7035 | 39 | 0 | 0 | 0 | 0 | 0 | 0 | 0 | 0 | 0 | 0 | 0 | 0 | 0 | 0 | 0 |  |  | 221 | #N/A | #N/A | #N/A | #N/A | #N/A | #N/A | 221 | #N/A | #N/A | #N/A | #N/A | #N/A | #N/A | #N/A
|  |  | 0 | 0 | 0 | 0 | 0 | 0 | 0 | 0 | 0 | 0 | 0 | 0 | 0 | 0 | 0 | 0 | 0 | 0 | 0 | 0 | 0 | 0 | 0 | 0 | 0 | 0 | 0 | 0 | 0 | 0 | 0 | 0 | 0 | 0 | 0 | 0 | 0 | 0 | 0 | 0 | 0 | 0 | 0 | 0 | 0 | 0 | 0 | 0 | 0 | 0 | 0 | 0 | 0 | 0 | 0 | 0 | 0 | 0 | 0 | 0 | 0 | 0 |  | 0 | 1.7383 | 1.0045 | 13.624 | 0 | 5.7035 | 40 | 0 | 0 | 0 | 0 | 0 | 0 | 0 | 0 | 0 | 0 | 0 | 0 | 0 | 0 | 0 |  |  | 222 | #N/A | #N/A | #N/A | #N/A | #N/A | #N/A | 222 | #N/A | #N/A | #N/A | #N/A | #N/A | #N/A | #N/A
|  |  | 0 | 0 | 0 | 0 | 0 | 0 | 0 | 0 | 0 | 0 | 0 | 0 | 0 | 0 | 0 | 0 | 0 | 0 | 0 | 0 | 0 | 0 | 0 | 0 | 0 | 0 | 0 | 0 | 0 | 0 | 0 | 0 | 0 | 0 | 0 | 0 | 0 | 0 | 0 | 0 | 0 | 0 | 0 | 0 | 0 | 0 | 0 | 0 | 0 | 0 | 0 | 0 | 0 | 0 | 0 | 0 | 0 | 0 | 0 | 0 | 0 | 0 |  | 0 | 1.7383 | 1.0045 | 13.624 | 0 | 5.7035 | 41 | 0 | 0 | 0 | 0 | 0 | 0 | 0 | 0 | 0 | 0 | 0 | 0 | 0 | 0 | 0 |  |  | 223 | #N/A | #N/A | #N/A | #N/A | #N/A | #N/A | 223 | #N/A | #N/A | #N/A | #N/A | #N/A | #N/A | #N/A
|  |  | 0 | 0 | 0 | 0 | 0 | 0 | 0 | 0 | 0 | 0 | 0 | 0 | 0 | 0 | 0 | 0 | 0 | 0 | 0 | 0 | 0 | 0 | 0 | 0 | 0 | 0 | 0 | 0 | 0 | 0 | 0 | 0 | 0 | 0 | 0 | 0 | 0 | 0 | 0 | 0 | 0 | 0 | 0 | 0 | 0 | 0 | 0 | 0 | 0 | 0 | 0 | 0 | 0 | 0 | 0 | 0 | 0 | 0 | 0 | 0 | 0 | 0 |  | 0 | 1.7383 | 1.0045 | 13.624 | 0 | 5.7035 | 42 | 0 | 0 | 0 | 0 | 0 | 0 | 0 | 0 | 0 | 0 | 0 | 0 | 0 | 0 | 0 |  |  | 224 | #N/A | #N/A | #N/A | #N/A | #N/A | #N/A | 224 | #N/A | #N/A | #N/A | #N/A | #N/A | #N/A | #N/A
|  |  | 0 | 0 | 0 | 0 | 0 | 0 | 0 | 0 | 0 | 0 | 0 | 0 | 0 | 0 | 0 | 0 | 0 | 0 | 0 | 0 | 0 | 0 | 0 | 0 | 0 | 0 | 0 | 0 | 0 | 0 | 0 | 0 | 0 | 0 | 0 | 0 | 0 | 0 | 0 | 0 | 0 | 0 | 0 | 0 | 0 | 0 | 0 | 0 | 0 | 0 | 0 | 0 | 0 | 0 | 0 | 0 | 0 | 0 | 0 | 0 | 0 | 0 |  | 0 | 1.7383 | 1.0045 | 13.624 | 0 | 5.7035 | 43 | 0 | 0 | 0 | 0 | 0 | 0 | 0 | 0 | 0 | 0 | 0 | 0 | 0 | 0 | 0 |  |  | 225 | #N/A | #N/A | #N/A | #N/A | #N/A | #N/A | 225 | #N/A | #N/A | #N/A | #N/A | #N/A | #N/A | #N/A
|  |  | 0 | 0 | 0 | 0 | 0 | 0 | 0 | 0 | 0 | 0 | 0 | 0 | 0 | 0 | 0 | 0 | 0 | 0 | 0 | 0 | 0 | 0 | 0 | 0 | 0 | 0 | 0 | 0 | 0 | 0 | 0 | 0 | 0 | 0 | 0 | 0 | 0 | 0 | 0 | 0 | 0 | 0 | 0 | 0 | 0 | 0 | 0 | 0 | 0 | 0 | 0 | 0 | 0 | 0 | 0 | 0 | 0 | 0 | 0 | 0 | 0 | 0 |  | 0 | 1.7383 | 1.0045 | 13.624 | 0 | 5.7035 | 44 | 0 | 0 | 0 | 0 | 0 | 0 | 0 | 0 | 0 | 0 | 0 | 0 | 0 | 0 | 0 |  |  | 226 | #N/A | #N/A | #N/A | #N/A | #N/A | #N/A | 226 | #N/A | #N/A | #N/A | #N/A | #N/A | #N/A | #N/A
|  |  | 0 | 0 | 0 | 0 | 0 | 0 | 0 | 0 | 0 | 0 | 0 | 0 | 0 | 0 | 0 | 0 | 0 | 0 | 0 | 0 | 0 | 0 | 0 | 0 | 0 | 0 | 0 | 0 | 0 | 0 | 0 | 0 | 0 | 0 | 0 | 0 | 0 | 0 | 0 | 0 | 0 | 0 | 0 | 0 | 0 | 0 | 0 | 0 | 0 | 0 | 0 | 0 | 0 | 0 | 0 | 0 | 0 | 0 | 0 | 0 | 0 | 0 |  | 0 | 1.7383 | 1.0045 | 13.624 | 0 | 5.7035 | 45 | 0 | 0 | 0 | 0 | 0 | 0 | 0 | 0 | 0 | 0 | 0 | 0 | 0 | 0 | 0 |  |  | 227 | #N/A | #N/A | #N/A | #N/A | #N/A | #N/A | 227 | #N/A | #N/A | #N/A | #N/A | #N/A | #N/A | #N/A
|  |  | 0 | 0 | 0 | 0 | 0 | 0 | 0 | 0 | 0 | 0 | 0 | 0 | 0 | 0 | 0 | 0 | 0 | 0 | 0 | 0 | 0 | 0 | 0 | 0 | 0 | 0 | 0 | 0 | 0 | 0 | 0 | 0 | 0 | 0 | 0 | 0 | 0 | 0 | 0 | 0 | 0 | 0 | 0 | 0 | 0 | 0 | 0 | 0 | 0 | 0 | 0 | 0 | 0 | 0 | 0 | 0 | 0 | 0 | 0 | 0 | 0 | 0 |  | 0 | 1.7383 | 1.0045 | 13.624 | 0 | 5.7035 | 46 | 0 | 0 | 0 | 0 | 0 | 0 | 0 | 0 | 0 | 0 | 0 | 0 | 0 | 0 | 0 |  |  | 228 | #N/A | #N/A | #N/A | #N/A | #N/A | #N/A | 228 | #N/A | #N/A | #N/A | #N/A | #N/A | #N/A | #N/A
|  |  | 0 | 0 | 0 | 0 | 0 | 0 | 0 | 0 | 0 | 0 | 0 | 0 | 0 | 0 | 0 | 0 | 0 | 0 | 0 | 0 | 0 | 0 | 0 | 0 | 0 | 0 | 0 | 0 | 0 | 0 | 0 | 0 | 0 | 0 | 0 | 0 | 0 | 0 | 0 | 0 | 0 | 0 | 0 | 0 | 0 | 0 | 0 | 0 | 0 | 0 | 0 | 0 | 0 | 0 | 0 | 0 | 0 | 0 | 0 | 0 | 0 | 0 |  | 0 | 1.7383 | 1.0045 | 13.624 | 0 | 5.7035 | 47 | 0 | 0 | 0 | 0 | 0 | 0 | 0 | 0 | 0 | 0 | 0 | 0 | 0 | 0 | 0 |  |  | 229 | #N/A | #N/A | #N/A | #N/A | #N/A | #N/A | 229 | #N/A | #N/A | #N/A | #N/A | #N/A | #N/A | #N/A
|  |  | 0 | 0 | 0 | 0 | 0 | 0 | 0 | 0 | 0 | 0 | 0 | 0 | 0 | 0 | 0 | 0 | 0 | 0 | 0 | 0 | 0 | 0 | 0 | 0 | 0 | 0 | 0 | 0 | 0 | 0 | 0 | 0 | 0 | 0 | 0 | 0 | 0 | 0 | 0 | 0 | 0 | 0 | 0 | 0 | 0 | 0 | 0 | 0 | 0 | 0 | 0 | 0 | 0 | 0 | 0 | 0 | 0 | 0 | 0 | 0 | 0 | 0 |  | 0 | 1.7383 | 1.0045 | 13.624 | 0 | 5.7035 | 48 | 0 | 0 | 0 | 0 | 0 | 0 | 0 | 0 | 0 | 0 | 0 | 0 | 0 | 0 | 0 |  |  | 230 | #N/A | #N/A | #N/A | #N/A | #N/A | #N/A | 230 | #N/A | #N/A | #N/A | #N/A | #N/A | #N/A | #N/A
|  |  | 0 | 0 | 0 | 0 | 0 | 0 | 0 | 0 | 0 | 0 | 0 | 0 | 0 | 0 | 0 | 0 | 0 | 0 | 0 | 0 | 0 | 0 | 0 | 0 | 0 | 0 | 0 | 0 | 0 | 0 | 0 | 0 | 0 | 0 | 0 | 0 | 0 | 0 | 0 | 0 | 0 | 0 | 0 | 0 | 0 | 0 | 0 | 0 | 0 | 0 | 0 | 0 | 0 | 0 | 0 | 0 | 0 | 0 | 0 | 0 | 0 | 0 |  | 0 | 1.7383 | 1.0045 | 13.624 | 0 | 5.7035 | 49 | 0 | 0 | 0 | 0 | 0 | 0 | 0 | 0 | 0 | 0 | 0 | 0 | 0 | 0 | 0 |  |  | 231 | #N/A | #N/A | #N/A | #N/A | #N/A | #N/A | 231 | #N/A | #N/A | #N/A | #N/A | #N/A | #N/A | #N/A
|  |  | 0 | 0 | 0 | 0 | 0 | 0 | 0 | 0 | 0 | 0 | 0 | 0 | 0 | 0 | 0 | 0 | 0 | 0 | 0 | 0 | 0 | 0 | 0 | 0 | 0 | 0 | 0 | 0 | 0 | 0 | 0 | 0 | 0 | 0 | 0 | 0 | 0 | 0 | 0 | 0 | 0 | 0 | 0 | 0 | 0 | 0 | 0 | 0 | 0 | 0 | 0 | 0 | 0 | 0 | 0 | 0 | 0 | 0 | 0 | 0 | 0 | 0 |  | 0 | 1.7383 | 1.0045 | 13.624 | 0 | 5.7035 | 50 | 0 | 0 | 0 | 0 | 0 | 0 | 0 | 0 | 0 | 0 | 0 | 0 | 0 | 0 | 0 |  |  | 232 | #N/A | #N/A | #N/A | #N/A | #N/A | #N/A | 232 | #N/A | #N/A | #N/A | #N/A | #N/A | #N/A | #N/A
|  |  | 0 | 0 | 0 | 0 | 0 | 0 | 0 | 0 | 0 | 0 | 0 | 0 | 0 | 0 | 0 | 0 | 0 | 0 | 0 | 0 | 0 | 0 | 0 | 0 | 0 | 0 | 0 | 0 | 0 | 0 | 0 | 0 | 0 | 0 | 0 | 0 | 0 | 0 | 0 | 0 | 0 | 0 | 0 | 0 | 0 | 0 | 0 | 0 | 0 | 0 | 0 | 0 | 0 | 0 | 0 | 0 | 0 | 0 | 0 | 0 | 0 | 0 |  | 0 | 1.7383 | 1.0045 | 13.624 | 0 | 5.7035 | 51 | 0 | 0 | 0 | 0 | 0 | 0 | 0 | 0 | 0 | 0 | 0 | 0 | 0 | 0 | 0 |  |  | 233 | #N/A | #N/A | #N/A | #N/A | #N/A | #N/A | 233 | #N/A | #N/A | #N/A | #N/A | #N/A | #N/A | #N/A
|  |  | 0 | 0 | 0 | 0 | 0 | 0 | 0 | 0 | 0 | 0 | 0 | 0 | 0 | 0 | 0 | 0 | 0 | 0 | 0 | 0 | 0 | 0 | 0 | 0 | 0 | 0 | 0 | 0 | 0 | 0 | 0 | 0 | 0 | 0 | 0 | 0 | 0 | 0 | 0 | 0 | 0 | 0 | 0 | 0 | 0 | 0 | 0 | 0 | 0 | 0 | 0 | 0 | 0 | 0 | 0 | 0 | 0 | 0 | 0 | 0 | 0 | 0 |  | 0 | 1.7383 | 1.0045 | 13.624 | 0 | 5.7035 | 52 | 0 | 0 | 0 | 0 | 0 | 0 | 0 | 0 | 0 | 0 | 0 | 0 | 0 | 0 | 0 |  |  | 234 | #N/A | #N/A | #N/A | #N/A | #N/A | #N/A | 234 | #N/A | #N/A | #N/A | #N/A | #N/A | #N/A | #N/A
|  |  | 0 | 0 | 0 | 0 | 0 | 0 | 0 | 0 | 0 | 0 | 0 | 0 | 0 | 0 | 0 | 0 | 0 | 0 | 0 | 0 | 0 | 0 | 0 | 0 | 0 | 0 | 0 | 0 | 0 | 0 | 0 | 0 | 0 | 0 | 0 | 0 | 0 | 0 | 0 | 0 | 0 | 0 | 0 | 0 | 0 | 0 | 0 | 0 | 0 | 0 | 0 | 0 | 0 | 0 | 0 | 0 | 0 | 0 | 0 | 0 | 0 | 0 |  | 0 | 1.7383 | 1.0045 | 13.624 | 0 | 5.7035 | 53 | 0 | 0 | 0 | 0 | 0 | 0 | 0 | 0 | 0 | 0 | 0 | 0 | 0 | 0 | 0 |  |  | 235 | #N/A | #N/A | #N/A | #N/A | #N/A | #N/A | 235 | #N/A | #N/A | #N/A | #N/A | #N/A | #N/A | #N/A
|  |  | 0 | 0 | 0 | 0 | 0 | 0 | 0 | 0 | 0 | 0 | 0 | 0 | 0 | 0 | 0 | 0 | 0 | 0 | 0 | 0 | 0 | 0 | 0 | 0 | 0 | 0 | 0 | 0 | 0 | 0 | 0 | 0 | 0 | 0 | 0 | 0 | 0 | 0 | 0 | 0 | 0 | 0 | 0 | 0 | 0 | 0 | 0 | 0 | 0 | 0 | 0 | 0 | 0 | 0 | 0 | 0 | 0 | 0 | 0 | 0 | 0 | 0 |  | 0 | 1.7383 | 1.0045 | 13.624 | 0 | 5.7035 | 54 | 0 | 0 | 0 | 0 | 0 | 0 | 0 | 0 | 0 | 0 | 0 | 0 | 0 | 0 | 0 |  |  | 236 | #N/A | #N/A | #N/A | #N/A | #N/A | #N/A | 236 | #N/A | #N/A | #N/A | #N/A | #N/A | #N/A | #N/A
|  |  | 0 | 0 | 0 | 0 | 0 | 0 | 0 | 0 | 0 | 0 | 0 | 0 | 0 | 0 | 0 | 0 | 0 | 0 | 0 | 0 | 0 | 0 | 0 | 0 | 0 | 0 | 0 | 0 | 0 | 0 | 0 | 0 | 0 | 0 | 0 | 0 | 0 | 0 | 0 | 0 | 0 | 0 | 0 | 0 | 0 | 0 | 0 | 0 | 0 | 0 | 0 | 0 | 0 | 0 | 0 | 0 | 0 | 0 | 0 | 0 | 0 | 0 |  | 0 | 1.7383 | 1.0045 | 13.624 | 0 | 5.7035 | 55 | 0 | 0 | 0 | 0 | 0 | 0 | 0 | 0 | 0 | 0 | 0 | 0 | 0 | 0 | 0 |  |  | 237 | #N/A | #N/A | #N/A | #N/A | #N/A | #N/A | 237 | #N/A | #N/A | #N/A | #N/A | #N/A | #N/A | #N/A
|  |  | 0 | 0 | 0 | 0 | 0 | 0 | 0 | 0 | 0 | 0 | 0 | 0 | 0 | 0 | 0 | 0 | 0 | 0 | 0 | 0 | 0 | 0 | 0 | 0 | 0 | 0 | 0 | 0 | 0 | 0 | 0 | 0 | 0 | 0 | 0 | 0 | 0 | 0 | 0 | 0 | 0 | 0 | 0 | 0 | 0 | 0 | 0 | 0 | 0 | 0 | 0 | 0 | 0 | 0 | 0 | 0 | 0 | 0 | 0 | 0 | 0 | 0 |  | 0 | 1.7383 | 1.0045 | 13.624 | 0 | 5.7035 | 56 | 0 | 0 | 0 | 0 | 0 | 0 | 0 | 0 | 0 | 0 | 0 | 0 | 0 | 0 | 0 |  |  | 238 | #N/A | #N/A | #N/A | #N/A | #N/A | #N/A | 238 | #N/A | #N/A | #N/A | #N/A | #N/A | #N/A | #N/A
|  |  | 0 | 0 | 0 | 0 | 0 | 0 | 0 | 0 | 0 | 0 | 0 | 0 | 0 | 0 | 0 | 0 | 0 | 0 | 0 | 0 | 0 | 0 | 0 | 0 | 0 | 0 | 0 | 0 | 0 | 0 | 0 | 0 | 0 | 0 | 0 | 0 | 0 | 0 | 0 | 0 | 0 | 0 | 0 | 0 | 0 | 0 | 0 | 0 | 0 | 0 | 0 | 0 | 0 | 0 | 0 | 0 | 0 | 0 | 0 | 0 | 0 | 0 |  | 0 | 1.7383 | 1.0045 | 13.624 | 0 | 5.7035 | 57 | 0 | 0 | 0 | 0 | 0 | 0 | 0 | 0 | 0 | 0 | 0 | 0 | 0 | 0 | 0 |  |  | 239 | #N/A | #N/A | #N/A | #N/A | #N/A | #N/A | 239 | #N/A | #N/A | #N/A | #N/A | #N/A | #N/A | #N/A
|  |  | 0 | 0 | 0 | 0 | 0 | 0 | 0 | 0 | 0 | 0 | 0 | 0 | 0 | 0 | 0 | 0 | 0 | 0 | 0 | 0 | 0 | 0 | 0 | 0 | 0 | 0 | 0 | 0 | 0 | 0 | 0 | 0 | 0 | 0 | 0 | 0 | 0 | 0 | 0 | 0 | 0 | 0 | 0 | 0 | 0 | 0 | 0 | 0 | 0 | 0 | 0 | 0 | 0 | 0 | 0 | 0 | 0 | 0 | 0 | 0 | 0 | 0 |  | 0 | 1.7383 | 1.0045 | 13.624 | 0 | 5.7035 | 58 | 0 | 0 | 0 | 0 | 0 | 0 | 0 | 0 | 0 | 0 | 0 | 0 | 0 | 0 | 0 |  |  | 240 | #N/A | #N/A | #N/A | #N/A | #N/A | #N/A | 240 | #N/A | #N/A | #N/A | #N/A | #N/A | #N/A | #N/A
|  |  | 0 | 0 | 0 | 0 | 0 | 0 | 0 | 0 | 0 | 0 | 0 | 0 | 0 | 0 | 0 | 0 | 0 | 0 | 0 | 0 | 0 | 0 | 0 | 0 | 0 | 0 | 0 | 0 | 0 | 0 | 0 | 0 | 0 | 0 | 0 | 0 | 0 | 0 | 0 | 0 | 0 | 0 | 0 | 0 | 0 | 0 | 0 | 0 | 0 | 0 | 0 | 0 | 0 | 0 | 0 | 0 | 0 | 0 | 0 | 0 | 0 | 0 |  | 0 | 1.7383 | 1.0045 | 13.624 | 0 | 5.7035 | 59 | 0 | 0 | 0 | 0 | 0 | 0 | 0 | 0 | 0 | 0 | 0 | 0 | 0 | 0 | 0 |  |  | 241 | #N/A | #N/A | #N/A | #N/A | #N/A | #N/A | 241 | #N/A | #N/A | #N/A | #N/A | #N/A | #N/A | #N/A
|  |  | 0 | 0 | 0 | 0 | 0 | 0 | 0 | 0 | 0 | 0 | 0 | 0 | 0 | 0 | 0 | 0 | 0 | 0 | 0 | 0 | 0 | 0 | 0 | 0 | 0 | 0 | 0 | 0 | 0 | 0 | 0 | 0 | 0 | 0 | 0 | 0 | 0 | 0 | 0 | 0 | 0 | 0 | 0 | 0 | 0 | 0 | 0 | 0 | 0 | 0 | 0 | 0 | 0 | 0 | 0 | 0 | 0 | 0 | 0 | 0 | 0 | 0 |  | 0 | 1.7383 | 1.0045 | 13.624 | 0 | 5.7035 | 60 | 0 | 0 | 0 | 0 | 0 | 0 | 0 | 0 | 0 | 0 | 0 | 0 | 0 | 0 | 0 |  |  | 242 | #N/A | #N/A | #N/A | #N/A | #N/A | #N/A | 242 | #N/A | #N/A | #N/A | #N/A | #N/A | #N/A | #N/A
|  |  | 0 | 0 | 0 | 0 | 0 | 0 | 0 | 0 | 0 | 0 | 0 | 0 | 0 | 0 | 0 | 0 | 0 | 0 | 0 | 0 | 0 | 0 | 0 | 0 | 0 | 0 | 0 | 0 | 0 | 0 | 0 | 0 | 0 | 0 | 0 | 0 | 0 | 0 | 0 | 0 | 0 | 0 | 0 | 0 | 0 | 0 | 0 | 0 | 0 | 0 | 0 | 0 | 0 | 0 | 0 | 0 | 0 | 0 | 0 | 0 | 0 | 0 |  | 0 | 1.7383 | 1.0045 | 13.624 | 0 | 5.7035 | 61 | 0 | 0 | 0 | 0 | 0 | 0 | 0 | 0 | 0 | 0 | 0 | 0 | 0 | 0 | 0 |  |  | 243 | #N/A | #N/A | #N/A | #N/A | #N/A | #N/A | 243 | #N/A | #N/A | #N/A | #N/A | #N/A | #N/A | #N/A
|  |  | 0 | 0 | 0 | 0 | 0 | 0 | 0 | 0 | 0 | 0 | 0 | 0 | 0 | 0 | 0 | 0 | 0 | 0 | 0 | 0 | 0 | 0 | 0 | 0 | 0 | 0 | 0 | 0 | 0 | 0 | 0 | 0 | 0 | 0 | 0 | 0 | 0 | 0 | 0 | 0 | 0 | 0 | 0 | 0 | 0 | 0 | 0 | 0 | 0 | 0 | 0 | 0 | 0 | 0 | 0 | 0 | 0 | 0 | 0 | 0 | 0 | 0 |  | 0 | 1.7383 | 1.0045 | 13.624 | 0 | 5.7035 | 62 | 0 | 0 | 0 | 0 | 0 | 0 | 0 | 0 | 0 | 0 | 0 | 0 | 0 | 0 | 0 |  |  | 244 | #N/A | #N/A | #N/A | #N/A | #N/A | #N/A | 244 | #N/A | #N/A | #N/A | #N/A | #N/A | #N/A | #N/A
|  |  | 0 | 0 | 0 | 0 | 0 | 0 | 0 | 0 | 0 | 0 | 0 | 0 | 0 | 0 | 0 | 0 | 0 | 0 | 0 | 0 | 0 | 0 | 0 | 0 | 0 | 0 | 0 | 0 | 0 | 0 | 0 | 0 | 0 | 0 | 0 | 0 | 0 | 0 | 0 | 0 | 0 | 0 | 0 | 0 | 0 | 0 | 0 | 0 | 0 | 0 | 0 | 0 | 0 | 0 | 0 | 0 | 0 | 0 | 0 | 0 | 0 | 0 |  | 0 | 1.7383 | 1.0045 | 13.624 | 0 | 5.7035 | 63 | 0 | 0 | 0 | 0 | 0 | 0 | 0 | 0 | 0 | 0 | 0 | 0 | 0 | 0 | 0 |  |  | 245 | #N/A | #N/A | #N/A | #N/A | #N/A | #N/A | 245 | #N/A | #N/A | #N/A | #N/A | #N/A | #N/A | #N/A
|  |  | 0 | 0 | 0 | 0 | 0 | 0 | 0 | 0 | 0 | 0 | 0 | 0 | 0 | 0 | 0 | 0 | 0 | 0 | 0 | 0 | 0 | 0 | 0 | 0 | 0 | 0 | 0 | 0 | 0 | 0 | 0 | 0 | 0 | 0 | 0 | 0 | 0 | 0 | 0 | 0 | 0 | 0 | 0 | 0 | 0 | 0 | 0 | 0 | 0 | 0 | 0 | 0 | 0 | 0 | 0 | 0 | 0 | 0 | 0 | 0 | 0 | 0 |  | 0 | 1.7383 | 1.0045 | 13.624 | 0 | 5.7035 | 64 | 0 | 0 | 0 | 0 | 0 | 0 | 0 | 0 | 0 | 0 | 0 | 0 | 0 | 0 | 0 |  |  | 246 | #N/A | #N/A | #N/A | #N/A | #N/A | #N/A | 246 | #N/A | #N/A | #N/A | #N/A | #N/A | #N/A | #N/A
|  |  | 0 | 0 | 0 | 0 | 0 | 0 | 0 | 0 | 0 | 0 | 0 | 0 | 0 | 0 | 0 | 0 | 0 | 0 | 0 | 0 | 0 | 0 | 0 | 0 | 0 | 0 | 0 | 0 | 0 | 0 | 0 | 0 | 0 | 0 | 0 | 0 | 0 | 0 | 0 | 0 | 0 | 0 | 0 | 0 | 0 | 0 | 0 | 0 | 0 | 0 | 0 | 0 | 0 | 0 | 0 | 0 | 0 | 0 | 0 | 0 | 0 | 0 |  | 0 | 1.7383 | 1.0045 | 13.624 | 0 | 5.7035 | 65 | 0 | 0 | 0 | 0 | 0 | 0 | 0 | 0 | 0 | 0 | 0 | 0 | 0 | 0 | 0 |  |  | 247 | #N/A | #N/A | #N/A | #N/A | #N/A | #N/A | 247 | #N/A | #N/A | #N/A | #N/A | #N/A | #N/A | #N/A
|  |  | 0 | 0 | 0 | 0 | 0 | 0 | 0 | 0 | 0 | 0 | 0 | 0 | 0 | 0 | 0 | 0 | 0 | 0 | 0 | 0 | 0 | 0 | 0 | 0 | 0 | 0 | 0 | 0 | 0 | 0 | 0 | 0 | 0 | 0 | 0 | 0 | 0 | 0 | 0 | 0 | 0 | 0 | 0 | 0 | 0 | 0 | 0 | 0 | 0 | 0 | 0 | 0 | 0 | 0 | 0 | 0 | 0 | 0 | 0 | 0 | 0 | 0 |  | 0 | 1.7383 | 1.0045 | 13.624 | 0 | 5.7035 | 66 | 0 | 0 | 0 | 0 | 0 | 0 | 0 | 0 | 0 | 0 | 0 | 0 | 0 | 0 | 0 |  |  | 248 | #N/A | #N/A | #N/A | #N/A | #N/A | #N/A | 248 | #N/A | #N/A | #N/A | #N/A | #N/A | #N/A | #N/A
|  |  | 0 | 0 | 0 | 0 | 0 | 0 | 0 | 0 | 0 | 0 | 0 | 0 | 0 | 0 | 0 | 0 | 0 | 0 | 0 | 0 | 0 | 0 | 0 | 0 | 0 | 0 | 0 | 0 | 0 | 0 | 0 | 0 | 0 | 0 | 0 | 0 | 0 | 0 | 0 | 0 | 0 | 0 | 0 | 0 | 0 | 0 | 0 | 0 | 0 | 0 | 0 | 0 | 0 | 0 | 0 | 0 | 0 | 0 | 0 | 0 | 0 | 0 |  | 0 | 1.7383 | 1.0045 | 13.624 | 0 | 5.7035 | 67 | 0 | 0 | 0 | 0 | 0 | 0 | 0 | 0 | 0 | 0 | 0 | 0 | 0 | 0 | 0 |  |  | 249 | #N/A | #N/A | #N/A | #N/A | #N/A | #N/A | 249 | #N/A | #N/A | #N/A | #N/A | #N/A | #N/A | #N/A
|  |  | 0 | 0 | 0 | 0 | 0 | 0 | 0 | 0 | 0 | 0 | 0 | 0 | 0 | 0 | 0 | 0 | 0 | 0 | 0 | 0 | 0 | 0 | 0 | 0 | 0 | 0 | 0 | 0 | 0 | 0 | 0 | 0 | 0 | 0 | 0 | 0 | 0 | 0 | 0 | 0 | 0 | 0 | 0 | 0 | 0 | 0 | 0 | 0 | 0 | 0 | 0 | 0 | 0 | 0 | 0 | 0 | 0 | 0 | 0 | 0 | 0 | 0 |  | 0 | 1.7383 | 1.0045 | 13.624 | 0 | 5.7035 | 68 | 0 | 0 | 0 | 0 | 0 | 0 | 0 | 0 | 0 | 0 | 0 | 0 | 0 | 0 | 0 |  |  | 250 | #N/A | #N/A | #N/A | #N/A | #N/A | #N/A | 250 | #N/A | #N/A | #N/A | #N/A | #N/A | #N/A | #N/A
|  |  | 0 | 0 | 0 | 0 | 0 | 0 | 0 | 0 | 0 | 0 | 0 | 0 | 0 | 0 | 0 | 0 | 0 | 0 | 0 | 0 | 0 | 0 | 0 | 0 | 0 | 0 | 0 | 0 | 0 | 0 | 0 | 0 | 0 | 0 | 0 | 0 | 0 | 0 | 0 | 0 | 0 | 0 | 0 | 0 | 0 | 0 | 0 | 0 | 0 | 0 | 0 | 0 | 0 | 0 | 0 | 0 | 0 | 0 | 0 | 0 | 0 | 0 |  | 0 | 1.7383 | 1.0045 | 13.624 | 0 | 5.7035 | 69 | 0 | 0 | 0 | 0 | 0 | 0 | 0 | 0 | 0 | 0 | 0 | 0 | 0 | 0 | 0 |  |  | 251 | #N/A | #N/A | #N/A | #N/A | #N/A | #N/A | 251 | #N/A | #N/A | #N/A | #N/A | #N/A | #N/A | #N/A
|  |  | 0 | 0 | 0 | 0 | 0 | 0 | 0 | 0 | 0 | 0 | 0 | 0 | 0 | 0 | 0 | 0 | 0 | 0 | 0 | 0 | 0 | 0 | 0 | 0 | 0 | 0 | 0 | 0 | 0 | 0 | 0 | 0 | 0 | 0 | 0 | 0 | 0 | 0 | 0 | 0 | 0 | 0 | 0 | 0 | 0 | 0 | 0 | 0 | 0 | 0 | 0 | 0 | 0 | 0 | 0 | 0 | 0 | 0 | 0 | 0 | 0 | 0 |  | 0 | 1.7383 | 1.0045 | 13.624 | 0 | 5.7035 | 70 | 0 | 0 | 0 | 0 | 0 | 0 | 0 | 0 | 0 | 0 | 0 | 0 | 0 | 0 | 0 |  |  | 252 | #N/A | #N/A | #N/A | #N/A | #N/A | #N/A | 252 | #N/A | #N/A | #N/A | #N/A | #N/A | #N/A | #N/A
|  |  | 0 | 0 | 0 | 0 | 0 | 0 | 0 | 0 | 0 | 0 | 0 | 0 | 0 | 0 | 0 | 0 | 0 | 0 | 0 | 0 | 0 | 0 | 0 | 0 | 0 | 0 | 0 | 0 | 0 | 0 | 0 | 0 | 0 | 0 | 0 | 0 | 0 | 0 | 0 | 0 | 0 | 0 | 0 | 0 | 0 | 0 | 0 | 0 | 0 | 0 | 0 | 0 | 0 | 0 | 0 | 0 | 0 | 0 | 0 | 0 | 0 | 0 |  | 0 | 1.7383 | 1.0045 | 13.624 | 0 | 5.7035 | 71 | 0 | 0 | 0 | 0 | 0 | 0 | 0 | 0 | 0 | 0 | 0 | 0 | 0 | 0 | 0 |  |  | 253 | #N/A | #N/A | #N/A | #N/A | #N/A | #N/A | 253 | #N/A | #N/A | #N/A | #N/A | #N/A | #N/A | #N/A
|  |  | 0 | 0 | 0 | 0 | 0 | 0 | 0 | 0 | 0 | 0 | 0 | 0 | 0 | 0 | 0 | 0 | 0 | 0 | 0 | 0 | 0 | 0 | 0 | 0 | 0 | 0 | 0 | 0 | 0 | 0 | 0 | 0 | 0 | 0 | 0 | 0 | 0 | 0 | 0 | 0 | 0 | 0 | 0 | 0 | 0 | 0 | 0 | 0 | 0 | 0 | 0 | 0 | 0 | 0 | 0 | 0 | 0 | 0 | 0 | 0 | 0 | 0 |  | 0 | 1.7383 | 1.0045 | 13.624 | 0 | 5.7035 | 72 | 0 | 0 | 0 | 0 | 0 | 0 | 0 | 0 | 0 | 0 | 0 | 0 | 0 | 0 | 0 |  |  | 254 | #N/A | #N/A | #N/A | #N/A | #N/A | #N/A | 254 | #N/A | #N/A | #N/A | #N/A | #N/A | #N/A | #N/A
|  |  | 0 | 0 | 0 | 0 | 0 | 0 | 0 | 0 | 0 | 0 | 0 | 0 | 0 | 0 | 0 | 0 | 0 | 0 | 0 | 0 | 0 | 0 | 0 | 0 | 0 | 0 | 0 | 0 | 0 | 0 | 0 | 0 | 0 | 0 | 0 | 0 | 0 | 0 | 0 | 0 | 0 | 0 | 0 | 0 | 0 | 0 | 0 | 0 | 0 | 0 | 0 | 0 | 0 | 0 | 0 | 0 | 0 | 0 | 0 | 0 | 0 | 0 |  | 0 | 1.7383 | 1.0045 | 13.624 | 0 | 5.7035 | 73 | 0 | 0 | 0 | 0 | 0 | 0 | 0 | 0 | 0 | 0 | 0 | 0 | 0 | 0 | 0 |  |  | 255 | #N/A | #N/A | #N/A | #N/A | #N/A | #N/A | 255 | #N/A | #N/A | #N/A | #N/A | #N/A | #N/A | #N/A
|  |  | 0 | 0 | 0 | 0 | 0 | 0 | 0 | 0 | 0 | 0 | 0 | 0 | 0 | 0 | 0 | 0 | 0 | 0 | 0 | 0 | 0 | 0 | 0 | 0 | 0 | 0 | 0 | 0 | 0 | 0 | 0 | 0 | 0 | 0 | 0 | 0 | 0 | 0 | 0 | 0 | 0 | 0 | 0 | 0 | 0 | 0 | 0 | 0 | 0 | 0 | 0 | 0 | 0 | 0 | 0 | 0 | 0 | 0 | 0 | 0 | 0 | 0 |  | 0 | 1.7383 | 1.0045 | 13.624 | 0 | 5.7035 | 74 | 0 | 0 | 0 | 0 | 0 | 0 | 0 | 0 | 0 | 0 | 0 | 0 | 0 | 0 | 0 |  |  | 256 | #N/A | #N/A | #N/A | #N/A | #N/A | #N/A | 256 | #N/A | #N/A | #N/A | #N/A | #N/A | #N/A | #N/A
|  |  | 0 | 0 | 0 | 0 | 0 | 0 | 0 | 0 | 0 | 0 | 0 | 0 | 0 | 0 | 0 | 0 | 0 | 0 | 0 | 0 | 0 | 0 | 0 | 0 | 0 | 0 | 0 | 0 | 0 | 0 | 0 | 0 | 0 | 0 | 0 | 0 | 0 | 0 | 0 | 0 | 0 | 0 | 0 | 0 | 0 | 0 | 0 | 0 | 0 | 0 | 0 | 0 | 0 | 0 | 0 | 0 | 0 | 0 | 0 | 0 | 0 | 0 |  | 0 | 1.7383 | 1.0045 | 13.624 | 0 | 5.7035 | 75 | 0 | 0 | 0 | 0 | 0 | 0 | 0 | 0 | 0 | 0 | 0 | 0 | 0 | 0 | 0 |  |  | 257 | #N/A | #N/A | #N/A | #N/A | #N/A | #N/A | 257 | #N/A | #N/A | #N/A | #N/A | #N/A | #N/A | #N/A
|  |  | 0 | 0 | 0 | 0 | 0 | 0 | 0 | 0 | 0 | 0 | 0 | 0 | 0 | 0 | 0 | 0 | 0 | 0 | 0 | 0 | 0 | 0 | 0 | 0 | 0 | 0 | 0 | 0 | 0 | 0 | 0 | 0 | 0 | 0 | 0 | 0 | 0 | 0 | 0 | 0 | 0 | 0 | 0 | 0 | 0 | 0 | 0 | 0 | 0 | 0 | 0 | 0 | 0 | 0 | 0 | 0 | 0 | 0 | 0 | 0 | 0 | 0 |  | 0 | 1.7383 | 1.0045 | 13.624 | 0 | 5.7035 | 76 | 0 | 0 | 0 | 0 | 0 | 0 | 0 | 0 | 0 | 0 | 0 | 0 | 0 | 0 | 0 |  |  | 258 | #N/A | #N/A | #N/A | #N/A | #N/A | #N/A | 258 | #N/A | #N/A | #N/A | #N/A | #N/A | #N/A | #N/A
|  |  | 0 | 0 | 0 | 0 | 0 | 0 | 0 | 0 | 0 | 0 | 0 | 0 | 0 | 0 | 0 | 0 | 0 | 0 | 0 | 0 | 0 | 0 | 0 | 0 | 0 | 0 | 0 | 0 | 0 | 0 | 0 | 0 | 0 | 0 | 0 | 0 | 0 | 0 | 0 | 0 | 0 | 0 | 0 | 0 | 0 | 0 | 0 | 0 | 0 | 0 | 0 | 0 | 0 | 0 | 0 | 0 | 0 | 0 | 0 | 0 | 0 | 0 |  | 0 | 1.7383 | 1.0045 | 13.624 | 0 | 5.7035 | 77 | 0 | 0 | 0 | 0 | 0 | 0 | 0 | 0 | 0 | 0 | 0 | 0 | 0 | 0 | 0 |  |  | 259 | #N/A | #N/A | #N/A | #N/A | #N/A | #N/A | 259 | #N/A | #N/A | #N/A | #N/A | #N/A | #N/A | #N/A
|  |  | 0 | 0 | 0 | 0 | 0 | 0 | 0 | 0 | 0 | 0 | 0 | 0 | 0 | 0 | 0 | 0 | 0 | 0 | 0 | 0 | 0 | 0 | 0 | 0 | 0 | 0 | 0 | 0 | 0 | 0 | 0 | 0 | 0 | 0 | 0 | 0 | 0 | 0 | 0 | 0 | 0 | 0 | 0 | 0 | 0 | 0 | 0 | 0 | 0 | 0 | 0 | 0 | 0 | 0 | 0 | 0 | 0 | 0 | 0 | 0 | 0 | 0 |  | 0 | 1.7383 | 1.0045 | 13.624 | 0 | 5.7035 | 78 | 0 | 0 | 0 | 0 | 0 | 0 | 0 | 0 | 0 | 0 | 0 | 0 | 0 | 0 | 0 |  |  | 260 | #N/A | #N/A | #N/A | #N/A | #N/A | #N/A | 260 | #N/A | #N/A | #N/A | #N/A | #N/A | #N/A | #N/A
|  |  | 0 | 0 | 0 | 0 | 0 | 0 | 0 | 0 | 0 | 0 | 0 | 0 | 0 | 0 | 0 | 0 | 0 | 0 | 0 | 0 | 0 | 0 | 0 | 0 | 0 | 0 | 0 | 0 | 0 | 0 | 0 | 0 | 0 | 0 | 0 | 0 | 0 | 0 | 0 | 0 | 0 | 0 | 0 | 0 | 0 | 0 | 0 | 0 | 0 | 0 | 0 | 0 | 0 | 0 | 0 | 0 | 0 | 0 | 0 | 0 | 0 | 0 |  | 0 | 1.7383 | 1.0045 | 13.624 | 0 | 5.7035 | 79 | 0 | 0 | 0 | 0 | 0 | 0 | 0 | 0 | 0 | 0 | 0 | 0 | 0 | 0 | 0 |  |  | 261 | #N/A | #N/A | #N/A | #N/A | #N/A | #N/A | 261 | #N/A | #N/A | #N/A | #N/A | #N/A | #N/A | #N/A
|  |  | 0 | 0 | 0 | 0 | 0 | 0 | 0 | 0 | 0 | 0 | 0 | 0 | 0 | 0 | 0 | 0 | 0 | 0 | 0 | 0 | 0 | 0 | 0 | 0 | 0 | 0 | 0 | 0 | 0 | 0 | 0 | 0 | 0 | 0 | 0 | 0 | 0 | 0 | 0 | 0 | 0 | 0 | 0 | 0 | 0 | 0 | 0 | 0 | 0 | 0 | 0 | 0 | 0 | 0 | 0 | 0 | 0 | 0 | 0 | 0 | 0 | 0 |  | 0 | 1.7383 | 1.0045 | 13.624 | 0 | 5.7035 | 80 | 0 | 0 | 0 | 0 | 0 | 0 | 0 | 0 | 0 | 0 | 0 | 0 | 0 | 0 | 0 |  |  | 262 | #N/A | #N/A | #N/A | #N/A | #N/A | #N/A | 262 | #N/A | #N/A | #N/A | #N/A | #N/A | #N/A | #N/A
|  |  | 0 | 0 | 0 | 0 | 0 | 0 | 0 | 0 | 0 | 0 | 0 | 0 | 0 | 0 | 0 | 0 | 0 | 0 | 0 | 0 | 0 | 0 | 0 | 0 | 0 | 0 | 0 | 0 | 0 | 0 | 0 | 0 | 0 | 0 | 0 | 0 | 0 | 0 | 0 | 0 | 0 | 0 | 0 | 0 | 0 | 0 | 0 | 0 | 0 | 0 | 0 | 0 | 0 | 0 | 0 | 0 | 0 | 0 | 0 | 0 | 0 | 0 |  | 0 | 1.7383 | 1.0045 | 13.624 | 0 | 5.7035 | 81 | 0 | 0 | 0 | 0 | 0 | 0 | 0 | 0 | 0 | 0 | 0 | 0 | 0 | 0 | 0 |  |  | 263 | #N/A | #N/A | #N/A | #N/A | #N/A | #N/A | 263 | #N/A | #N/A | #N/A | #N/A | #N/A | #N/A | #N/A
|  |  | 0 | 0 | 0 | 0 | 0 | 0 | 0 | 0 | 0 | 0 | 0 | 0 | 0 | 0 | 0 | 0 | 0 | 0 | 0 | 0 | 0 | 0 | 0 | 0 | 0 | 0 | 0 | 0 | 0 | 0 | 0 | 0 | 0 | 0 | 0 | 0 | 0 | 0 | 0 | 0 | 0 | 0 | 0 | 0 | 0 | 0 | 0 | 0 | 0 | 0 | 0 | 0 | 0 | 0 | 0 | 0 | 0 | 0 | 0 | 0 | 0 | 0 |  | 0 | 1.7383 | 1.0045 | 13.624 | 0 | 5.7035 | 82 | 0 | 0 | 0 | 0 | 0 | 0 | 0 | 0 | 0 | 0 | 0 | 0 | 0 | 0 | 0 |  |  | 264 | #N/A | #N/A | #N/A | #N/A | #N/A | #N/A | 264 | #N/A | #N/A | #N/A | #N/A | #N/A | #N/A | #N/A
|  |  | 0 | 0 | 0 | 0 | 0 | 0 | 0 | 0 | 0 | 0 | 0 | 0 | 0 | 0 | 0 | 0 | 0 | 0 | 0 | 0 | 0 | 0 | 0 | 0 | 0 | 0 | 0 | 0 | 0 | 0 | 0 | 0 | 0 | 0 | 0 | 0 | 0 | 0 | 0 | 0 | 0 | 0 | 0 | 0 | 0 | 0 | 0 | 0 | 0 | 0 | 0 | 0 | 0 | 0 | 0 | 0 | 0 | 0 | 0 | 0 | 0 | 0 |  | 0 | 1.7383 | 1.0045 | 13.624 | 0 | 5.7035 | 83 | 0 | 0 | 0 | 0 | 0 | 0 | 0 | 0 | 0 | 0 | 0 | 0 | 0 | 0 | 0 |  |  | 265 | #N/A | #N/A | #N/A | #N/A | #N/A | #N/A | 265 | #N/A | #N/A | #N/A | #N/A | #N/A | #N/A | #N/A
|  |  | 0 | 0 | 0 | 0 | 0 | 0 | 0 | 0 | 0 | 0 | 0 | 0 | 0 | 0 | 0 | 0 | 0 | 0 | 0 | 0 | 0 | 0 | 0 | 0 | 0 | 0 | 0 | 0 | 0 | 0 | 0 | 0 | 0 | 0 | 0 | 0 | 0 | 0 | 0 | 0 | 0 | 0 | 0 | 0 | 0 | 0 | 0 | 0 | 0 | 0 | 0 | 0 | 0 | 0 | 0 | 0 | 0 | 0 | 0 | 0 | 0 | 0 |  | 0 | 1.7383 | 1.0045 | 13.624 | 0 | 5.7035 | 84 | 0 | 0 | 0 | 0 | 0 | 0 | 0 | 0 | 0 | 0 | 0 | 0 | 0 | 0 | 0 |  |  | 266 | #N/A | #N/A | #N/A | #N/A | #N/A | #N/A | 266 | #N/A | #N/A | #N/A | #N/A | #N/A | #N/A | #N/A
|  |  | 0 | 0 | 0 | 0 | 0 | 0 | 0 | 0 | 0 | 0 | 0 | 0 | 0 | 0 | 0 | 0 | 0 | 0 | 0 | 0 | 0 | 0 | 0 | 0 | 0 | 0 | 0 | 0 | 0 | 0 | 0 | 0 | 0 | 0 | 0 | 0 | 0 | 0 | 0 | 0 | 0 | 0 | 0 | 0 | 0 | 0 | 0 | 0 | 0 | 0 | 0 | 0 | 0 | 0 | 0 | 0 | 0 | 0 | 0 | 0 | 0 | 0 |  | 0 | 1.7383 | 1.0045 | 13.624 | 0 | 5.7035 | 85 | 0 | 0 | 0 | 0 | 0 | 0 | 0 | 0 | 0 | 0 | 0 | 0 | 0 | 0 | 0 |  |  | 267 | #N/A | #N/A | #N/A | #N/A | #N/A | #N/A | 267 | #N/A | #N/A | #N/A | #N/A | #N/A | #N/A | #N/A
|  |  | 0 | 0 | 0 | 0 | 0 | 0 | 0 | 0 | 0 | 0 | 0 | 0 | 0 | 0 | 0 | 0 | 0 | 0 | 0 | 0 | 0 | 0 | 0 | 0 | 0 | 0 | 0 | 0 | 0 | 0 | 0 | 0 | 0 | 0 | 0 | 0 | 0 | 0 | 0 | 0 | 0 | 0 | 0 | 0 | 0 | 0 | 0 | 0 | 0 | 0 | 0 | 0 | 0 | 0 | 0 | 0 | 0 | 0 | 0 | 0 | 0 | 0 |  | 0 | 1.7383 | 1.0045 | 13.624 | 0 | 5.7035 | 86 | 0 | 0 | 0 | 0 | 0 | 0 | 0 | 0 | 0 | 0 | 0 | 0 | 0 | 0 | 0 |  |  | 268 | #N/A | #N/A | #N/A | #N/A | #N/A | #N/A | 268 | #N/A | #N/A | #N/A | #N/A | #N/A | #N/A | #N/A
|  |  | 0 | 0 | 0 | 0 | 0 | 0 | 0 | 0 | 0 | 0 | 0 | 0 | 0 | 0 | 0 | 0 | 0 | 0 | 0 | 0 | 0 | 0 | 0 | 0 | 0 | 0 | 0 | 0 | 0 | 0 | 0 | 0 | 0 | 0 | 0 | 0 | 0 | 0 | 0 | 0 | 0 | 0 | 0 | 0 | 0 | 0 | 0 | 0 | 0 | 0 | 0 | 0 | 0 | 0 | 0 | 0 | 0 | 0 | 0 | 0 | 0 | 0 |  | 0 | 1.7383 | 1.0045 | 13.624 | 0 | 5.7035 | 87 | 0 | 0 | 0 | 0 | 0 | 0 | 0 | 0 | 0 | 0 | 0 | 0 | 0 | 0 | 0 |  |  | 269 | #N/A | #N/A | #N/A | #N/A | #N/A | #N/A | 269 | #N/A | #N/A | #N/A | #N/A | #N/A | #N/A | #N/A
|  |  | 0 | 0 | 0 | 0 | 0 | 0 | 0 | 0 | 0 | 0 | 0 | 0 | 0 | 0 | 0 | 0 | 0 | 0 | 0 | 0 | 0 | 0 | 0 | 0 | 0 | 0 | 0 | 0 | 0 | 0 | 0 | 0 | 0 | 0 | 0 | 0 | 0 | 0 | 0 | 0 | 0 | 0 | 0 | 0 | 0 | 0 | 0 | 0 | 0 | 0 | 0 | 0 | 0 | 0 | 0 | 0 | 0 | 0 | 0 | 0 | 0 | 0 |  | 0 | 1.7383 | 1.0045 | 13.624 | 0 | 5.7035 | 88 | 0 | 0 | 0 | 0 | 0 | 0 | 0 | 0 | 0 | 0 | 0 | 0 | 0 | 0 | 0 |  |  | 270 | #N/A | #N/A | #N/A | #N/A | #N/A | #N/A | 270 | #N/A | #N/A | #N/A | #N/A | #N/A | #N/A | #N/A
|  |  | 0 | 0 | 0 | 0 | 0 | 0 | 0 | 0 | 0 | 0 | 0 | 0 | 0 | 0 | 0 | 0 | 0 | 0 | 0 | 0 | 0 | 0 | 0 | 0 | 0 | 0 | 0 | 0 | 0 | 0 | 0 | 0 | 0 | 0 | 0 | 0 | 0 | 0 | 0 | 0 | 0 | 0 | 0 | 0 | 0 | 0 | 0 | 0 | 0 | 0 | 0 | 0 | 0 | 0 | 0 | 0 | 0 | 0 | 0 | 0 | 0 | 0 |  | 0 | 1.7383 | 1.0045 | 13.624 | 0 | 5.7035 | 89 | 0 | 0 | 0 | 0 | 0 | 0 | 0 | 0 | 0 | 0 | 0 | 0 | 0 | 0 | 0 |  |  | 271 | #N/A | #N/A | #N/A | #N/A | #N/A | #N/A | 271 | #N/A | #N/A | #N/A | #N/A | #N/A | #N/A | #N/A
|  |  | 0 | 0 | 0 | 0 | 0 | 0 | 0 | 0 | 0 | 0 | 0 | 0 | 0 | 0 | 0 | 0 | 0 | 0 | 0 | 0 | 0 | 0 | 0 | 0 | 0 | 0 | 0 | 0 | 0 | 0 | 0 | 0 | 0 | 0 | 0 | 0 | 0 | 0 | 0 | 0 | 0 | 0 | 0 | 0 | 0 | 0 | 0 | 0 | 0 | 0 | 0 | 0 | 0 | 0 | 0 | 0 | 0 | 0 | 0 | 0 | 0 | 0 |  | 0 | 1.7383 | 1.0045 | 13.624 | 0 | 5.7035 | 90 | 0 | 0 | 0 | 0 | 0 | 0 | 0 | 0 | 0 | 0 | 0 | 0 | 0 | 0 | 0 |  |  | 272 | #N/A | #N/A | #N/A | #N/A | #N/A | #N/A | 272 | #N/A | #N/A | #N/A | #N/A | #N/A | #N/A | #N/A
|  |  | 0 | 0 | 0 | 0 | 0 | 0 | 0 | 0 | 0 | 0 | 0 | 0 | 0 | 0 | 0 | 0 | 0 | 0 | 0 | 0 | 0 | 0 | 0 | 0 | 0 | 0 | 0 | 0 | 0 | 0 | 0 | 0 | 0 | 0 | 0 | 0 | 0 | 0 | 0 | 0 | 0 | 0 | 0 | 0 | 0 | 0 | 0 | 0 | 0 | 0 | 0 | 0 | 0 | 0 | 0 | 0 | 0 | 0 | 0 | 0 | 0 | 0 |  | 0 | 1.7383 | 1.0045 | 13.624 | 0 | 5.7035 | 91 | 0 | 0 | 0 | 0 | 0 | 0 | 0 | 0 | 0 | 0 | 0 | 0 | 0 | 0 | 0 |  |  | 273 | #N/A | #N/A | #N/A | #N/A | #N/A | #N/A | 273 | #N/A | #N/A | #N/A | #N/A | #N/A | #N/A | #N/A
|  |  | 0 | 0 | 0 | 0 | 0 | 0 | 0 | 0 | 0 | 0 | 0 | 0 | 0 | 0 | 0 | 0 | 0 | 0 | 0 | 0 | 0 | 0 | 0 | 0 | 0 | 0 | 0 | 0 | 0 | 0 | 0 | 0 | 0 | 0 | 0 | 0 | 0 | 0 | 0 | 0 | 0 | 0 | 0 | 0 | 0 | 0 | 0 | 0 | 0 | 0 | 0 | 0 | 0 | 0 | 0 | 0 | 0 | 0 | 0 | 0 | 0 | 0 |  | 0 | 1.7383 | 1.0045 | 13.624 | 0 | 5.7035 | 92 | 0 | 0 | 0 | 0 | 0 | 0 | 0 | 0 | 0 | 0 | 0 | 0 | 0 | 0 | 0 |  |  | 274 | #N/A | #N/A | #N/A | #N/A | #N/A | #N/A | 274 | #N/A | #N/A | #N/A | #N/A | #N/A | #N/A | #N/A
|  |  | 0 | 0 | 0 | 0 | 0 | 0 | 0 | 0 | 0 | 0 | 0 | 0 | 0 | 0 | 0 | 0 | 0 | 0 | 0 | 0 | 0 | 0 | 0 | 0 | 0 | 0 | 0 | 0 | 0 | 0 | 0 | 0 | 0 | 0 | 0 | 0 | 0 | 0 | 0 | 0 | 0 | 0 | 0 | 0 | 0 | 0 | 0 | 0 | 0 | 0 | 0 | 0 | 0 | 0 | 0 | 0 | 0 | 0 | 0 | 0 | 0 | 0 |  | 0 | 1.7383 | 1.0045 | 13.624 | 0 | 5.7035 | 93 | 0 | 0 | 0 | 0 | 0 | 0 | 0 | 0 | 0 | 0 | 0 | 0 | 0 | 0 | 0 |  |  | 275 | #N/A | #N/A | #N/A | #N/A | #N/A | #N/A | 275 | #N/A | #N/A | #N/A | #N/A | #N/A | #N/A | #N/A
|  |  | 0 | 0 | 0 | 0 | 0 | 0 | 0 | 0 | 0 | 0 | 0 | 0 | 0 | 0 | 0 | 0 | 0 | 0 | 0 | 0 | 0 | 0 | 0 | 0 | 0 | 0 | 0 | 0 | 0 | 0 | 0 | 0 | 0 | 0 | 0 | 0 | 0 | 0 | 0 | 0 | 0 | 0 | 0 | 0 | 0 | 0 | 0 | 0 | 0 | 0 | 0 | 0 | 0 | 0 | 0 | 0 | 0 | 0 | 0 | 0 | 0 | 0 |  | 0 | 1.7383 | 1.0045 | 13.624 | 0 | 5.7035 | 94 | 0 | 0 | 0 | 0 | 0 | 0 | 0 | 0 | 0 | 0 | 0 | 0 | 0 | 0 | 0 |  |  | 276 | #N/A | #N/A | #N/A | #N/A | #N/A | #N/A | 276 | #N/A | #N/A | #N/A | #N/A | #N/A | #N/A | #N/A
|  |  | 0 | 0 | 0 | 0 | 0 | 0 | 0 | 0 | 0 | 0 | 0 | 0 | 0 | 0 | 0 | 0 | 0 | 0 | 0 | 0 | 0 | 0 | 0 | 0 | 0 | 0 | 0 | 0 | 0 | 0 | 0 | 0 | 0 | 0 | 0 | 0 | 0 | 0 | 0 | 0 | 0 | 0 | 0 | 0 | 0 | 0 | 0 | 0 | 0 | 0 | 0 | 0 | 0 | 0 | 0 | 0 | 0 | 0 | 0 | 0 | 0 | 0 |  | 0 | 1.7383 | 1.0045 | 13.624 | 0 | 5.7035 | 95 | 0 | 0 | 0 | 0 | 0 | 0 | 0 | 0 | 0 | 0 | 0 | 0 | 0 | 0 | 0 |  |  | 277 | #N/A | #N/A | #N/A | #N/A | #N/A | #N/A | 277 | #N/A | #N/A | #N/A | #N/A | #N/A | #N/A | #N/A
|  |  | 0 | 0 | 0 | 0 | 0 | 0 | 0 | 0 | 0 | 0 | 0 | 0 | 0 | 0 | 0 | 0 | 0 | 0 | 0 | 0 | 0 | 0 | 0 | 0 | 0 | 0 | 0 | 0 | 0 | 0 | 0 | 0 | 0 | 0 | 0 | 0 | 0 | 0 | 0 | 0 | 0 | 0 | 0 | 0 | 0 | 0 | 0 | 0 | 0 | 0 | 0 | 0 | 0 | 0 | 0 | 0 | 0 | 0 | 0 | 0 | 0 | 0 |  | 0 | 1.7383 | 1.0045 | 13.624 | 0 | 5.7035 | 96 | 0 | 0 | 0 | 0 | 0 | 0 | 0 | 0 | 0 | 0 | 0 | 0 | 0 | 0 | 0 |  |  | 278 | #N/A | #N/A | #N/A | #N/A | #N/A | #N/A | 278 | #N/A | #N/A | #N/A | #N/A | #N/A | #N/A | #N/A
|  |  | 0 | 0 | 0 | 0 | 0 | 0 | 0 | 0 | 0 | 0 | 0 | 0 | 0 | 0 | 0 | 0 | 0 | 0 | 0 | 0 | 0 | 0 | 0 | 0 | 0 | 0 | 0 | 0 | 0 | 0 | 0 | 0 | 0 | 0 | 0 | 0 | 0 | 0 | 0 | 0 | 0 | 0 | 0 | 0 | 0 | 0 | 0 | 0 | 0 | 0 | 0 | 0 | 0 | 0 | 0 | 0 | 0 | 0 | 0 | 0 | 0 | 0 |  | 0 | 1.7383 | 1.0045 | 13.624 | 0 | 5.7035 | 97 | 0 | 0 | 0 | 0 | 0 | 0 | 0 | 0 | 0 | 0 | 0 | 0 | 0 | 0 | 0 |  |  | 279 | #N/A | #N/A | #N/A | #N/A | #N/A | #N/A | 279 | #N/A | #N/A | #N/A | #N/A | #N/A | #N/A | #N/A
|  |  | 0 | 0 | 0 | 0 | 0 | 0 | 0 | 0 | 0 | 0 | 0 | 0 | 0 | 0 | 0 | 0 | 0 | 0 | 0 | 0 | 0 | 0 | 0 | 0 | 0 | 0 | 0 | 0 | 0 | 0 | 0 | 0 | 0 | 0 | 0 | 0 | 0 | 0 | 0 | 0 | 0 | 0 | 0 | 0 | 0 | 0 | 0 | 0 | 0 | 0 | 0 | 0 | 0 | 0 | 0 | 0 | 0 | 0 | 0 | 0 | 0 | 0 |  | 0 | 1.7383 | 1.0045 | 13.624 | 0 | 5.7035 | 98 | 0 | 0 | 0 | 0 | 0 | 0 | 0 | 0 | 0 | 0 | 0 | 0 | 0 | 0 | 0 |  |  | 280 | #N/A | #N/A | #N/A | #N/A | #N/A | #N/A | 280 | #N/A | #N/A | #N/A | #N/A | #N/A | #N/A | #N/A
|  |  | 0 | 0 | 0 | 0 | 0 | 0 | 0 | 0 | 0 | 0 | 0 | 0 | 0 | 0 | 0 | 0 | 0 | 0 | 0 | 0 | 0 | 0 | 0 | 0 | 0 | 0 | 0 | 0 | 0 | 0 | 0 | 0 | 0 | 0 | 0 | 0 | 0 | 0 | 0 | 0 | 0 | 0 | 0 | 0 | 0 | 0 | 0 | 0 | 0 | 0 | 0 | 0 | 0 | 0 | 0 | 0 | 0 | 0 | 0 | 0 | 0 | 0 |  | 0 | 1.7383 | 1.0045 | 13.624 | 0 | 5.7035 | 99 | 0 | 0 | 0 | 0 | 0 | 0 | 0 | 0 | 0 | 0 | 0 | 0 | 0 | 0 | 0 |  |  | 281 | #N/A | #N/A | #N/A | #N/A | #N/A | #N/A | 281 | #N/A | #N/A | #N/A | #N/A | #N/A | #N/A | #N/A
|  |  | 0 | 0 | 0 | 0 | 0 | 0 | 0 | 0 | 0 | 0 | 0 | 0 | 0 | 0 | 0 | 0 | 0 | 0 | 0 | 0 | 0 | 0 | 0 | 0 | 0 | 0 | 0 | 0 | 0 | 0 | 0 | 0 | 0 | 0 | 0 | 0 | 0 | 0 | 0 | 0 | 0 | 0 | 0 | 0 | 0 | 0 | 0 | 0 | 0 | 0 | 0 | 0 | 0 | 0 | 0 | 0 | 0 | 0 | 0 | 0 | 0 | 0 |  | 0 | 1.7383 | 1.0045 | 13.624 | 0 | 5.7035 | 100 | 0 | 0 | 0 | 0 | 0 | 0 | 0 | 0 | 0 | 0 | 0 | 0 | 0 | 0 | 0 |  |  | 282 | #N/A | #N/A | #N/A | #N/A | #N/A | #N/A | 282 | #N/A | #N/A | #N/A | #N/A | #N/A | #N/A | #N/A
|  |  | 0 | 0 | 0 | 0 | 0 | 0 | 0 | 0 | 0 | 0 | 0 | 0 | 0 | 0 | 0 | 0 | 0 | 0 | 0 | 0 | 0 | 0 | 0 | 0 | 0 | 0 | 0 | 0 | 0 | 0 | 0 | 0 | 0 | 0 | 0 | 0 | 0 | 0 | 0 | 0 | 0 | 0 | 0 | 0 | 0 | 0 | 0 | 0 | 0 | 0 | 0 | 0 | 0 | 0 | 0 | 0 | 0 | 0 | 0 | 0 | 0 | 0 |  | 0 | 1.7383 | 1.0045 | 13.624 | 0 | 5.7035 | 101 | 0 | 0 | 0 | 0 | 0 | 0 | 0 | 0 | 0 | 0 | 0 | 0 | 0 | 0 | 0 |  |  | 283 | #N/A | #N/A | #N/A | #N/A | #N/A | #N/A | 283 | #N/A | #N/A | #N/A | #N/A | #N/A | #N/A | #N/A
|  |  | 0 | 0 | 0 | 0 | 0 | 0 | 0 | 0 | 0 | 0 | 0 | 0 | 0 | 0 | 0 | 0 | 0 | 0 | 0 | 0 | 0 | 0 | 0 | 0 | 0 | 0 | 0 | 0 | 0 | 0 | 0 | 0 | 0 | 0 | 0 | 0 | 0 | 0 | 0 | 0 | 0 | 0 | 0 | 0 | 0 | 0 | 0 | 0 | 0 | 0 | 0 | 0 | 0 | 0 | 0 | 0 | 0 | 0 | 0 | 0 | 0 | 0 |  | 0 | 1.7383 | 1.0045 | 13.624 | 0 | 5.7035 | 102 | 0 | 0 | 0 | 0 | 0 | 0 | 0 | 0 | 0 | 0 | 0 | 0 | 0 | 0 | 0 |  |  | 284 | #N/A | #N/A | #N/A | #N/A | #N/A | #N/A | 284 | #N/A | #N/A | #N/A | #N/A | #N/A | #N/A | #N/A
|  |  | 0 | 0 | 0 | 0 | 0 | 0 | 0 | 0 | 0 | 0 | 0 | 0 | 0 | 0 | 0 | 0 | 0 | 0 | 0 | 0 | 0 | 0 | 0 | 0 | 0 | 0 | 0 | 0 | 0 | 0 | 0 | 0 | 0 | 0 | 0 | 0 | 0 | 0 | 0 | 0 | 0 | 0 | 0 | 0 | 0 | 0 | 0 | 0 | 0 | 0 | 0 | 0 | 0 | 0 | 0 | 0 | 0 | 0 | 0 | 0 | 0 | 0 |  | 0 | 1.7383 | 1.0045 | 13.624 | 0 | 5.7035 | 103 | 0 | 0 | 0 | 0 | 0 | 0 | 0 | 0 | 0 | 0 | 0 | 0 | 0 | 0 | 0 |  |  | 285 | #N/A | #N/A | #N/A | #N/A | #N/A | #N/A | 285 | #N/A | #N/A | #N/A | #N/A | #N/A | #N/A | #N/A
|  |  | 0 | 0 | 0 | 0 | 0 | 0 | 0 | 0 | 0 | 0 | 0 | 0 | 0 | 0 | 0 | 0 | 0 | 0 | 0 | 0 | 0 | 0 | 0 | 0 | 0 | 0 | 0 | 0 | 0 | 0 | 0 | 0 | 0 | 0 | 0 | 0 | 0 | 0 | 0 | 0 | 0 | 0 | 0 | 0 | 0 | 0 | 0 | 0 | 0 | 0 | 0 | 0 | 0 | 0 | 0 | 0 | 0 | 0 | 0 | 0 | 0 | 0 |  | 0 | 1.7383 | 1.0045 | 13.624 | 0 | 5.7035 | 104 | 0 | 0 | 0 | 0 | 0 | 0 | 0 | 0 | 0 | 0 | 0 | 0 | 0 | 0 | 0 |  |  | 286 | #N/A | #N/A | #N/A | #N/A | #N/A | #N/A | 286 | #N/A | #N/A | #N/A | #N/A | #N/A | #N/A | #N/A
|  |  | 0 | 0 | 0 | 0 | 0 | 0 | 0 | 0 | 0 | 0 | 0 | 0 | 0 | 0 | 0 | 0 | 0 | 0 | 0 | 0 | 0 | 0 | 0 | 0 | 0 | 0 | 0 | 0 | 0 | 0 | 0 | 0 | 0 | 0 | 0 | 0 | 0 | 0 | 0 | 0 | 0 | 0 | 0 | 0 | 0 | 0 | 0 | 0 | 0 | 0 | 0 | 0 | 0 | 0 | 0 | 0 | 0 | 0 | 0 | 0 | 0 | 0 |  | 0 | 1.7383 | 1.0045 | 13.624 | 0 | 5.7035 | 105 | 0 | 0 | 0 | 0 | 0 | 0 | 0 | 0 | 0 | 0 | 0 | 0 | 0 | 0 | 0 |  |  | 287 | #N/A | #N/A | #N/A | #N/A | #N/A | #N/A | 287 | #N/A | #N/A | #N/A | #N/A | #N/A | #N/A | #N/A
|  |  | 0 | 0 | 0 | 0 | 0 | 0 | 0 | 0 | 0 | 0 | 0 | 0 | 0 | 0 | 0 | 0 | 0 | 0 | 0 | 0 | 0 | 0 | 0 | 0 | 0 | 0 | 0 | 0 | 0 | 0 | 0 | 0 | 0 | 0 | 0 | 0 | 0 | 0 | 0 | 0 | 0 | 0 | 0 | 0 | 0 | 0 | 0 | 0 | 0 | 0 | 0 | 0 | 0 | 0 | 0 | 0 | 0 | 0 | 0 | 0 | 0 | 0 |  | 0 | 1.7383 | 1.0045 | 13.624 | 0 | 5.7035 | 106 | 0 | 0 | 0 | 0 | 0 | 0 | 0 | 0 | 0 | 0 | 0 | 0 | 0 | 0 | 0 |  |  | 288 | #N/A | #N/A | #N/A | #N/A | #N/A | #N/A | 288 | #N/A | #N/A | #N/A | #N/A | #N/A | #N/A | #N/A
|  |  | 0 | 0 | 0 | 0 | 0 | 0 | 0 | 0 | 0 | 0 | 0 | 0 | 0 | 0 | 0 | 0 | 0 | 0 | 0 | 0 | 0 | 0 | 0 | 0 | 0 | 0 | 0 | 0 | 0 | 0 | 0 | 0 | 0 | 0 | 0 | 0 | 0 | 0 | 0 | 0 | 0 | 0 | 0 | 0 | 0 | 0 | 0 | 0 | 0 | 0 | 0 | 0 | 0 | 0 | 0 | 0 | 0 | 0 | 0 | 0 | 0 | 0 |  | 0 | 1.7383 | 1.0045 | 13.624 | 0 | 5.7035 | 107 | 0 | 0 | 0 | 0 | 0 | 0 | 0 | 0 | 0 | 0 | 0 | 0 | 0 | 0 | 0 |  |  | 289 | #N/A | #N/A | #N/A | #N/A | #N/A | #N/A | 289 | #N/A | #N/A | #N/A | #N/A | #N/A | #N/A | #N/A
|  |  | 0 | 0 | 0 | 0 | 0 | 0 | 0 | 0 | 0 | 0 | 0 | 0 | 0 | 0 | 0 | 0 | 0 | 0 | 0 | 0 | 0 | 0 | 0 | 0 | 0 | 0 | 0 | 0 | 0 | 0 | 0 | 0 | 0 | 0 | 0 | 0 | 0 | 0 | 0 | 0 | 0 | 0 | 0 | 0 | 0 | 0 | 0 | 0 | 0 | 0 | 0 | 0 | 0 | 0 | 0 | 0 | 0 | 0 | 0 | 0 | 0 | 0 |  | 0 | 1.7383 | 1.0045 | 13.624 | 0 | 5.7035 | 108 | 0 | 0 | 0 | 0 | 0 | 0 | 0 | 0 | 0 | 0 | 0 | 0 | 0 | 0 | 0 |  |  | 290 | #N/A | #N/A | #N/A | #N/A | #N/A | #N/A | 290 | #N/A | #N/A | #N/A | #N/A | #N/A | #N/A | #N/A
|  |  | 0 | 0 | 0 | 0 | 0 | 0 | 0 | 0 | 0 | 0 | 0 | 0 | 0 | 0 | 0 | 0 | 0 | 0 | 0 | 0 | 0 | 0 | 0 | 0 | 0 | 0 | 0 | 0 | 0 | 0 | 0 | 0 | 0 | 0 | 0 | 0 | 0 | 0 | 0 | 0 | 0 | 0 | 0 | 0 | 0 | 0 | 0 | 0 | 0 | 0 | 0 | 0 | 0 | 0 | 0 | 0 | 0 | 0 | 0 | 0 | 0 | 0 |  | 0 | 1.7383 | 1.0045 | 13.624 | 0 | 5.7035 | 109 | 0 | 0 | 0 | 0 | 0 | 0 | 0 | 0 | 0 | 0 | 0 | 0 | 0 | 0 | 0 |  |  | 291 | #N/A | #N/A | #N/A | #N/A | #N/A | #N/A | 291 | #N/A | #N/A | #N/A | #N/A | #N/A | #N/A | #N/A
|  |  | 0 | 0 | 0 | 0 | 0 | 0 | 0 | 0 | 0 | 0 | 0 | 0 | 0 | 0 | 0 | 0 | 0 | 0 | 0 | 0 | 0 | 0 | 0 | 0 | 0 | 0 | 0 | 0 | 0 | 0 | 0 | 0 | 0 | 0 | 0 | 0 | 0 | 0 | 0 | 0 | 0 | 0 | 0 | 0 | 0 | 0 | 0 | 0 | 0 | 0 | 0 | 0 | 0 | 0 | 0 | 0 | 0 | 0 | 0 | 0 | 0 | 0 |  | 0 | 1.7383 | 1.0045 | 13.624 | 0 | 5.7035 | 110 | 0 | 0 | 0 | 0 | 0 | 0 | 0 | 0 | 0 | 0 | 0 | 0 | 0 | 0 | 0 |  |  | 292 | #N/A | #N/A | #N/A | #N/A | #N/A | #N/A | 292 | #N/A | #N/A | #N/A | #N/A | #N/A | #N/A | #N/A
|  |  | 0 | 0 | 0 | 0 | 0 | 0 | 0 | 0 | 0 | 0 | 0 | 0 | 0 | 0 | 0 | 0 | 0 | 0 | 0 | 0 | 0 | 0 | 0 | 0 | 0 | 0 | 0 | 0 | 0 | 0 | 0 | 0 | 0 | 0 | 0 | 0 | 0 | 0 | 0 | 0 | 0 | 0 | 0 | 0 | 0 | 0 | 0 | 0 | 0 | 0 | 0 | 0 | 0 | 0 | 0 | 0 | 0 | 0 | 0 | 0 | 0 | 0 |  | 0 | 1.7383 | 1.0045 | 13.624 | 0 | 5.7035 | 111 | 0 | 0 | 0 | 0 | 0 | 0 | 0 | 0 | 0 | 0 | 0 | 0 | 0 | 0 | 0 |  |  | 293 | #N/A | #N/A | #N/A | #N/A | #N/A | #N/A | 293 | #N/A | #N/A | #N/A | #N/A | #N/A | #N/A | #N/A
|  |  | 0 | 0 | 0 | 0 | 0 | 0 | 0 | 0 | 0 | 0 | 0 | 0 | 0 | 0 | 0 | 0 | 0 | 0 | 0 | 0 | 0 | 0 | 0 | 0 | 0 | 0 | 0 | 0 | 0 | 0 | 0 | 0 | 0 | 0 | 0 | 0 | 0 | 0 | 0 | 0 | 0 | 0 | 0 | 0 | 0 | 0 | 0 | 0 | 0 | 0 | 0 | 0 | 0 | 0 | 0 | 0 | 0 | 0 | 0 | 0 | 0 | 0 |  | 0 | 1.7383 | 1.0045 | 13.624 | 0 | 5.7035 | 112 | 0 | 0 | 0 | 0 | 0 | 0 | 0 | 0 | 0 | 0 | 0 | 0 | 0 | 0 | 0 |  |  | 294 | #N/A | #N/A | #N/A | #N/A | #N/A | #N/A | 294 | #N/A | #N/A | #N/A | #N/A | #N/A | #N/A | #N/A
|  |  | 0 | 0 | 0 | 0 | 0 | 0 | 0 | 0 | 0 | 0 | 0 | 0 | 0 | 0 | 0 | 0 | 0 | 0 | 0 | 0 | 0 | 0 | 0 | 0 | 0 | 0 | 0 | 0 | 0 | 0 | 0 | 0 | 0 | 0 | 0 | 0 | 0 | 0 | 0 | 0 | 0 | 0 | 0 | 0 | 0 | 0 | 0 | 0 | 0 | 0 | 0 | 0 | 0 | 0 | 0 | 0 | 0 | 0 | 0 | 0 | 0 | 0 |  | 0 | 1.7383 | 1.0045 | 13.624 | 0 | 5.7035 | 113 | 0 | 0 | 0 | 0 | 0 | 0 | 0 | 0 | 0 | 0 | 0 | 0 | 0 | 0 | 0 |  |  | 295 | #N/A | #N/A | #N/A | #N/A | #N/A | #N/A | 295 | #N/A | #N/A | #N/A | #N/A | #N/A | #N/A | #N/A
|  |  | 0 | 0 | 0 | 0 | 0 | 0 | 0 | 0 | 0 | 0 | 0 | 0 | 0 | 0 | 0 | 0 | 0 | 0 | 0 | 0 | 0 | 0 | 0 | 0 | 0 | 0 | 0 | 0 | 0 | 0 | 0 | 0 | 0 | 0 | 0 | 0 | 0 | 0 | 0 | 0 | 0 | 0 | 0 | 0 | 0 | 0 | 0 | 0 | 0 | 0 | 0 | 0 | 0 | 0 | 0 | 0 | 0 | 0 | 0 | 0 | 0 | 0 |  | 0 | 1.7383 | 1.0045 | 13.624 | 0 | 5.7035 | 114 | 0 | 0 | 0 | 0 | 0 | 0 | 0 | 0 | 0 | 0 | 0 | 0 | 0 | 0 | 0 |  |  | 296 | #N/A | #N/A | #N/A | #N/A | #N/A | #N/A | 296 | #N/A | #N/A | #N/A | #N/A | #N/A | #N/A | #N/A
|  |  | 0 | 0 | 0 | 0 | 0 | 0 | 0 | 0 | 0 | 0 | 0 | 0 | 0 | 0 | 0 | 0 | 0 | 0 | 0 | 0 | 0 | 0 | 0 | 0 | 0 | 0 | 0 | 0 | 0 | 0 | 0 | 0 | 0 | 0 | 0 | 0 | 0 | 0 | 0 | 0 | 0 | 0 | 0 | 0 | 0 | 0 | 0 | 0 | 0 | 0 | 0 | 0 | 0 | 0 | 0 | 0 | 0 | 0 | 0 | 0 | 0 | 0 |  | 0 | 1.7383 | 1.0045 | 13.624 | 0 | 5.7035 | 115 | 0 | 0 | 0 | 0 | 0 | 0 | 0 | 0 | 0 | 0 | 0 | 0 | 0 | 0 | 0 |  |  | 297 | #N/A | #N/A | #N/A | #N/A | #N/A | #N/A | 297 | #N/A | #N/A | #N/A | #N/A | #N/A | #N/A | #N/A
|  |  | 0 | 0 | 0 | 0 | 0 | 0 | 0 | 0 | 0 | 0 | 0 | 0 | 0 | 0 | 0 | 0 | 0 | 0 | 0 | 0 | 0 | 0 | 0 | 0 | 0 | 0 | 0 | 0 | 0 | 0 | 0 | 0 | 0 | 0 | 0 | 0 | 0 | 0 | 0 | 0 | 0 | 0 | 0 | 0 | 0 | 0 | 0 | 0 | 0 | 0 | 0 | 0 | 0 | 0 | 0 | 0 | 0 | 0 | 0 | 0 | 0 | 0 |  | 0 | 1.7383 | 1.0045 | 13.624 | 0 | 5.7035 | 116 | 0 | 0 | 0 | 0 | 0 | 0 | 0 | 0 | 0 | 0 | 0 | 0 | 0 | 0 | 0 |  |  | 298 | #N/A | #N/A | #N/A | #N/A | #N/A | #N/A | 298 | #N/A | #N/A | #N/A | #N/A | #N/A | #N/A | #N/A
|  |  | 0 | 0 | 0 | 0 | 0 | 0 | 0 | 0 | 0 | 0 | 0 | 0 | 0 | 0 | 0 | 0 | 0 | 0 | 0 | 0 | 0 | 0 | 0 | 0 | 0 | 0 | 0 | 0 | 0 | 0 | 0 | 0 | 0 | 0 | 0 | 0 | 0 | 0 | 0 | 0 | 0 | 0 | 0 | 0 | 0 | 0 | 0 | 0 | 0 | 0 | 0 | 0 | 0 | 0 | 0 | 0 | 0 | 0 | 0 | 0 | 0 | 0 |  | 0 | 1.7383 | 1.0045 | 13.624 | 0 | 5.7035 | 117 | 0 | 0 | 0 | 0 | 0 | 0 | 0 | 0 | 0 | 0 | 0 | 0 | 0 | 0 | 0 |  |  | 299 | #N/A | #N/A | #N/A | #N/A | #N/A | #N/A | 299 | #N/A | #N/A | #N/A | #N/A | #N/A | #N/A | #N/A
|  |  | 0 | 0 | 0 | 0 | 0 | 0 | 0 | 0 | 0 | 0 | 0 | 0 | 0 | 0 | 0 | 0 | 0 | 0 | 0 | 0 | 0 | 0 | 0 | 0 | 0 | 0 | 0 | 0 | 0 | 0 | 0 | 0 | 0 | 0 | 0 | 0 | 0 | 0 | 0 | 0 | 0 | 0 | 0 | 0 | 0 | 0 | 0 | 0 | 0 | 0 | 0 | 0 | 0 | 0 | 0 | 0 | 0 | 0 | 0 | 0 | 0 | 0 |  | 0 | 1.7383 | 1.0045 | 13.624 | 0 | 5.7035 | 118 | 0 | 0 | 0 | 0 | 0 | 0 | 0 | 0 | 0 | 0 | 0 | 0 | 0 | 0 | 0 |  |  | 300 | #N/A | #N/A | #N/A | #N/A | #N/A | #N/A | 300 | #N/A | #N/A | #N/A | #N/A | #N/A | #N/A | #N/A
|  |  | 0 | 0 | 0 | 0 | 0 | 0 | 0 | 0 | 0 | 0 | 0 | 0 | 0 | 0 | 0 | 0 | 0 | 0 | 0 | 0 | 0 | 0 | 0 | 0 | 0 | 0 | 0 | 0 | 0 | 0 | 0 | 0 | 0 | 0 | 0 | 0 | 0 | 0 | 0 | 0 | 0 | 0 | 0 | 0 | 0 | 0 | 0 | 0 | 0 | 0 | 0 | 0 | 0 | 0 | 0 | 0 | 0 | 0 | 0 | 0 | 0 | 0 |  | 0 | 1.7383 | 1.0045 | 13.624 | 0 | 5.7035 | 119 | 0 | 0 | 0 | 0 | 0 | 0 | 0 | 0 | 0 | 0 | 0 | 0 | 0 | 0 | 0 |  |  | 301 | #N/A | #N/A | #N/A | #N/A | #N/A | #N/A | 301 | #N/A | #N/A | #N/A | #N/A | #N/A | #N/A | #N/A
|  |  | 0 | 0 | 0 | 0 | 0 | 0 | 0 | 0 | 0 | 0 | 0 | 0 | 0 | 0 | 0 | 0 | 0 | 0 | 0 | 0 | 0 | 0 | 0 | 0 | 0 | 0 | 0 | 0 | 0 | 0 | 0 | 0 | 0 | 0 | 0 | 0 | 0 | 0 | 0 | 0 | 0 | 0 | 0 | 0 | 0 | 0 | 0 | 0 | 0 | 0 | 0 | 0 | 0 | 0 | 0 | 0 | 0 | 0 | 0 | 0 | 0 | 0 |  | 0 | 1.7383 | 1.0045 | 13.624 | 0 | 5.7035 | 120 | 0 | 0 | 0 | 0 | 0 | 0 | 0 | 0 | 0 | 0 | 0 | 0 | 0 | 0 | 0 |  |  | 302 | #N/A | #N/A | #N/A | #N/A | #N/A | #N/A | 302 | #N/A | #N/A | #N/A | #N/A | #N/A | #N/A | #N/A
|  |  | 0 | 0 | 0 | 0 | 0 | 0 | 0 | 0 | 0 | 0 | 0 | 0 | 0 | 0 | 0 | 0 | 0 | 0 | 0 | 0 | 0 | 0 | 0 | 0 | 0 | 0 | 0 | 0 | 0 | 0 | 0 | 0 | 0 | 0 | 0 | 0 | 0 | 0 | 0 | 0 | 0 | 0 | 0 | 0 | 0 | 0 | 0 | 0 | 0 | 0 | 0 | 0 | 0 | 0 | 0 | 0 | 0 | 0 | 0 | 0 | 0 | 0 |  | 0 | 1.7383 | 1.0045 | 13.624 | 0 | 5.7035 | 121 | 0 | 0 | 0 | 0 | 0 | 0 | 0 | 0 | 0 | 0 | 0 | 0 | 0 | 0 | 0 |  |  | 303 | #N/A | #N/A | #N/A | #N/A | #N/A | #N/A | 303 | #N/A | #N/A | #N/A | #N/A | #N/A | #N/A | #N/A
|  |  | 0 | 0 | 0 | 0 | 0 | 0 | 0 | 0 | 0 | 0 | 0 | 0 | 0 | 0 | 0 | 0 | 0 | 0 | 0 | 0 | 0 | 0 | 0 | 0 | 0 | 0 | 0 | 0 | 0 | 0 | 0 | 0 | 0 | 0 | 0 | 0 | 0 | 0 | 0 | 0 | 0 | 0 | 0 | 0 | 0 | 0 | 0 | 0 | 0 | 0 | 0 | 0 | 0 | 0 | 0 | 0 | 0 | 0 | 0 | 0 | 0 | 0 |  | 0 | 1.7383 | 1.0045 | 13.624 | 0 | 5.7035 | 122 | 0 | 0 | 0 | 0 | 0 | 0 | 0 | 0 | 0 | 0 | 0 | 0 | 0 | 0 | 0 |  |  | 304 | #N/A | #N/A | #N/A | #N/A | #N/A | #N/A | 304 | #N/A | #N/A | #N/A | #N/A | #N/A | #N/A | #N/A
|  |  | 0 | 0 | 0 | 0 | 0 | 0 | 0 | 0 | 0 | 0 | 0 | 0 | 0 | 0 | 0 | 0 | 0 | 0 | 0 | 0 | 0 | 0 | 0 | 0 | 0 | 0 | 0 | 0 | 0 | 0 | 0 | 0 | 0 | 0 | 0 | 0 | 0 | 0 | 0 | 0 | 0 | 0 | 0 | 0 | 0 | 0 | 0 | 0 | 0 | 0 | 0 | 0 | 0 | 0 | 0 | 0 | 0 | 0 | 0 | 0 | 0 | 0 |  | 0 | 1.7383 | 1.0045 | 13.624 | 0 | 5.7035 | 123 | 0 | 0 | 0 | 0 | 0 | 0 | 0 | 0 | 0 | 0 | 0 | 0 | 0 | 0 | 0 |  |  | 305 | #N/A | #N/A | #N/A | #N/A | #N/A | #N/A | 305 | #N/A | #N/A | #N/A | #N/A | #N/A | #N/A | #N/A
|  |  | 0 | 0 | 0 | 0 | 0 | 0 | 0 | 0 | 0 | 0 | 0 | 0 | 0 | 0 | 0 | 0 | 0 | 0 | 0 | 0 | 0 | 0 | 0 | 0 | 0 | 0 | 0 | 0 | 0 | 0 | 0 | 0 | 0 | 0 | 0 | 0 | 0 | 0 | 0 | 0 | 0 | 0 | 0 | 0 | 0 | 0 | 0 | 0 | 0 | 0 | 0 | 0 | 0 | 0 | 0 | 0 | 0 | 0 | 0 | 0 | 0 | 0 |  | 0 | 1.7383 | 1.0045 | 13.624 | 0 | 5.7035 | 124 | 0 | 0 | 0 | 0 | 0 | 0 | 0 | 0 | 0 | 0 | 0 | 0 | 0 | 0 | 0 |  |  | 306 | #N/A | #N/A | #N/A | #N/A | #N/A | #N/A | 306 | #N/A | #N/A | #N/A | #N/A | #N/A | #N/A | #N/A
|  |  | 0 | 0 | 0 | 0 | 0 | 0 | 0 | 0 | 0 | 0 | 0 | 0 | 0 | 0 | 0 | 0 | 0 | 0 | 0 | 0 | 0 | 0 | 0 | 0 | 0 | 0 | 0 | 0 | 0 | 0 | 0 | 0 | 0 | 0 | 0 | 0 | 0 | 0 | 0 | 0 | 0 | 0 | 0 | 0 | 0 | 0 | 0 | 0 | 0 | 0 | 0 | 0 | 0 | 0 | 0 | 0 | 0 | 0 | 0 | 0 | 0 | 0 |  | 0 | 1.7383 | 1.0045 | 13.624 | 0 | 5.7035 | 125 | 0 | 0 | 0 | 0 | 0 | 0 | 0 | 0 | 0 | 0 | 0 | 0 | 0 | 0 | 0 |  |  | 307 | #N/A | #N/A | #N/A | #N/A | #N/A | #N/A | 307 | #N/A | #N/A | #N/A | #N/A | #N/A | #N/A | #N/A
|  |  | 0 | 0 | 0 | 0 | 0 | 0 | 0 | 0 | 0 | 0 | 0 | 0 | 0 | 0 | 0 | 0 | 0 | 0 | 0 | 0 | 0 | 0 | 0 | 0 | 0 | 0 | 0 | 0 | 0 | 0 | 0 | 0 | 0 | 0 | 0 | 0 | 0 | 0 | 0 | 0 | 0 | 0 | 0 | 0 | 0 | 0 | 0 | 0 | 0 | 0 | 0 | 0 | 0 | 0 | 0 | 0 | 0 | 0 | 0 | 0 | 0 | 0 |  | 0 | 1.7383 | 1.0045 | 13.624 | 0 | 5.7035 | 126 | 0 | 0 | 0 | 0 | 0 | 0 | 0 | 0 | 0 | 0 | 0 | 0 | 0 | 0 | 0 |  |  | 308 | #N/A | #N/A | #N/A | #N/A | #N/A | #N/A | 308 | #N/A | #N/A | #N/A | #N/A | #N/A | #N/A | #N/A
|  |  | 0 | 0 | 0 | 0 | 0 | 0 | 0 | 0 | 0 | 0 | 0 | 0 | 0 | 0 | 0 | 0 | 0 | 0 | 0 | 0 | 0 | 0 | 0 | 0 | 0 | 0 | 0 | 0 | 0 | 0 | 0 | 0 | 0 | 0 | 0 | 0 | 0 | 0 | 0 | 0 | 0 | 0 | 0 | 0 | 0 | 0 | 0 | 0 | 0 | 0 | 0 | 0 | 0 | 0 | 0 | 0 | 0 | 0 | 0 | 0 | 0 | 0 |  | 0 | 1.7383 | 1.0045 | 13.624 | 0 | 5.7035 | 127 | 0 | 0 | 0 | 0 | 0 | 0 | 0 | 0 | 0 | 0 | 0 | 0 | 0 | 0 | 0 |  |  | 309 | #N/A | #N/A | #N/A | #N/A | #N/A | #N/A | 309 | #N/A | #N/A | #N/A | #N/A | #N/A | #N/A | #N/A
|  |  | 0 | 0 | 0 | 0 | 0 | 0 | 0 | 0 | 0 | 0 | 0 | 0 | 0 | 0 | 0 | 0 | 0 | 0 | 0 | 0 | 0 | 0 | 0 | 0 | 0 | 0 | 0 | 0 | 0 | 0 | 0 | 0 | 0 | 0 | 0 | 0 | 0 | 0 | 0 | 0 | 0 | 0 | 0 | 0 | 0 | 0 | 0 | 0 | 0 | 0 | 0 | 0 | 0 | 0 | 0 | 0 | 0 | 0 | 0 | 0 | 0 | 0 |  | 0 | 1.7383 | 1.0045 | 13.624 | 0 | 5.7035 | 128 | 0 | 0 | 0 | 0 | 0 | 0 | 0 | 0 | 0 | 0 | 0 | 0 | 0 | 0 | 0 |  |  | 310 | #N/A | #N/A | #N/A | #N/A | #N/A | #N/A | 310 | #N/A | #N/A | #N/A | #N/A | #N/A | #N/A | #N/A
|  |  | 0 | 0 | 0 | 0 | 0 | 0 | 0 | 0 | 0 | 0 | 0 | 0 | 0 | 0 | 0 | 0 | 0 | 0 | 0 | 0 | 0 | 0 | 0 | 0 | 0 | 0 | 0 | 0 | 0 | 0 | 0 | 0 | 0 | 0 | 0 | 0 | 0 | 0 | 0 | 0 | 0 | 0 | 0 | 0 | 0 | 0 | 0 | 0 | 0 | 0 | 0 | 0 | 0 | 0 | 0 | 0 | 0 | 0 | 0 | 0 | 0 | 0 |  | 0 | 1.7383 | 1.0045 | 13.624 | 0 | 5.7035 | 129 | 0 | 0 | 0 | 0 | 0 | 0 | 0 | 0 | 0 | 0 | 0 | 0 | 0 | 0 | 0 |  |  | 311 | #N/A | #N/A | #N/A | #N/A | #N/A | #N/A | 311 | #N/A | #N/A | #N/A | #N/A | #N/A | #N/A | #N/A
|  |  | 0 | 0 | 0 | 0 | 0 | 0 | 0 | 0 | 0 | 0 | 0 | 0 | 0 | 0 | 0 | 0 | 0 | 0 | 0 | 0 | 0 | 0 | 0 | 0 | 0 | 0 | 0 | 0 | 0 | 0 | 0 | 0 | 0 | 0 | 0 | 0 | 0 | 0 | 0 | 0 | 0 | 0 | 0 | 0 | 0 | 0 | 0 | 0 | 0 | 0 | 0 | 0 | 0 | 0 | 0 | 0 | 0 | 0 | 0 | 0 | 0 | 0 |  | 0 | 1.7383 | 1.0045 | 13.624 | 0 | 5.7035 | 130 | 0 | 0 | 0 | 0 | 0 | 0 | 0 | 0 | 0 | 0 | 0 | 0 | 0 | 0 | 0 |  |  | 312 | #N/A | #N/A | #N/A | #N/A | #N/A | #N/A | 312 | #N/A | #N/A | #N/A | #N/A | #N/A | #N/A | #N/A
|  |  | 0 | 0 | 0 | 0 | 0 | 0 | 0 | 0 | 0 | 0 | 0 | 0 | 0 | 0 | 0 | 0 | 0 | 0 | 0 | 0 | 0 | 0 | 0 | 0 | 0 | 0 | 0 | 0 | 0 | 0 | 0 | 0 | 0 | 0 | 0 | 0 | 0 | 0 | 0 | 0 | 0 | 0 | 0 | 0 | 0 | 0 | 0 | 0 | 0 | 0 | 0 | 0 | 0 | 0 | 0 | 0 | 0 | 0 | 0 | 0 | 0 | 0 |  | 0 | 1.7383 | 1.0045 | 13.624 | 0 | 5.7035 | 131 | 0 | 0 | 0 | 0 | 0 | 0 | 0 | 0 | 0 | 0 | 0 | 0 | 0 | 0 | 0 |  |  | 313 | #N/A | #N/A | #N/A | #N/A | #N/A | #N/A | 313 | #N/A | #N/A | #N/A | #N/A | #N/A | #N/A | #N/A
|  |  | 0 | 0 | 0 | 0 | 0 | 0 | 0 | 0 | 0 | 0 | 0 | 0 | 0 | 0 | 0 | 0 | 0 | 0 | 0 | 0 | 0 | 0 | 0 | 0 | 0 | 0 | 0 | 0 | 0 | 0 | 0 | 0 | 0 | 0 | 0 | 0 | 0 | 0 | 0 | 0 | 0 | 0 | 0 | 0 | 0 | 0 | 0 | 0 | 0 | 0 | 0 | 0 | 0 | 0 | 0 | 0 | 0 | 0 | 0 | 0 | 0 | 0 |  | 0 | 1.7383 | 1.0045 | 13.624 | 0 | 5.7035 | 132 | 0 | 0 | 0 | 0 | 0 | 0 | 0 | 0 | 0 | 0 | 0 | 0 | 0 | 0 | 0 |  |  | 314 | #N/A | #N/A | #N/A | #N/A | #N/A | #N/A | 314 | #N/A | #N/A | #N/A | #N/A | #N/A | #N/A | #N/A
|  |  | 0 | 0 | 0 | 0 | 0 | 0 | 0 | 0 | 0 | 0 | 0 | 0 | 0 | 0 | 0 | 0 | 0 | 0 | 0 | 0 | 0 | 0 | 0 | 0 | 0 | 0 | 0 | 0 | 0 | 0 | 0 | 0 | 0 | 0 | 0 | 0 | 0 | 0 | 0 | 0 | 0 | 0 | 0 | 0 | 0 | 0 | 0 | 0 | 0 | 0 | 0 | 0 | 0 | 0 | 0 | 0 | 0 | 0 | 0 | 0 | 0 | 0 |  | 0 | 1.7383 | 1.0045 | 13.624 | 0 | 5.7035 | 133 | 0 | 0 | 0 | 0 | 0 | 0 | 0 | 0 | 0 | 0 | 0 | 0 | 0 | 0 | 0 |  |  | 315 | #N/A | #N/A | #N/A | #N/A | #N/A | #N/A | 315 | #N/A | #N/A | #N/A | #N/A | #N/A | #N/A | #N/A
|  |  | 0 | 0 | 0 | 0 | 0 | 0 | 0 | 0 | 0 | 0 | 0 | 0 | 0 | 0 | 0 | 0 | 0 | 0 | 0 | 0 | 0 | 0 | 0 | 0 | 0 | 0 | 0 | 0 | 0 | 0 | 0 | 0 | 0 | 0 | 0 | 0 | 0 | 0 | 0 | 0 | 0 | 0 | 0 | 0 | 0 | 0 | 0 | 0 | 0 | 0 | 0 | 0 | 0 | 0 | 0 | 0 | 0 | 0 | 0 | 0 | 0 | 0 |  | 0 | 1.7383 | 1.0045 | 13.624 | 0 | 5.7035 | 134 | 0 | 0 | 0 | 0 | 0 | 0 | 0 | 0 | 0 | 0 | 0 | 0 | 0 | 0 | 0 |  |  | 316 | #N/A | #N/A | #N/A | #N/A | #N/A | #N/A | 316 | #N/A | #N/A | #N/A | #N/A | #N/A | #N/A | #N/A
|  |  | 0 | 0 | 0 | 0 | 0 | 0 | 0 | 0 | 0 | 0 | 0 | 0 | 0 | 0 | 0 | 0 | 0 | 0 | 0 | 0 | 0 | 0 | 0 | 0 | 0 | 0 | 0 | 0 | 0 | 0 | 0 | 0 | 0 | 0 | 0 | 0 | 0 | 0 | 0 | 0 | 0 | 0 | 0 | 0 | 0 | 0 | 0 | 0 | 0 | 0 | 0 | 0 | 0 | 0 | 0 | 0 | 0 | 0 | 0 | 0 | 0 | 0 |  | 0 | 1.7383 | 1.0045 | 13.624 | 0 | 5.7035 | 135 | 0 | 0 | 0 | 0 | 0 | 0 | 0 | 0 | 0 | 0 | 0 | 0 | 0 | 0 | 0 |  |  | 317 | #N/A | #N/A | #N/A | #N/A | #N/A | #N/A | 317 | #N/A | #N/A | #N/A | #N/A | #N/A | #N/A | #N/A
|  |  | 0 | 0 | 0 | 0 | 0 | 0 | 0 | 0 | 0 | 0 | 0 | 0 | 0 | 0 | 0 | 0 | 0 | 0 | 0 | 0 | 0 | 0 | 0 | 0 | 0 | 0 | 0 | 0 | 0 | 0 | 0 | 0 | 0 | 0 | 0 | 0 | 0 | 0 | 0 | 0 | 0 | 0 | 0 | 0 | 0 | 0 | 0 | 0 | 0 | 0 | 0 | 0 | 0 | 0 | 0 | 0 | 0 | 0 | 0 | 0 | 0 | 0 |  | 0 | 1.7383 | 1.0045 | 13.624 | 0 | 5.7035 | 136 | 0 | 0 | 0 | 0 | 0 | 0 | 0 | 0 | 0 | 0 | 0 | 0 | 0 | 0 | 0 |  |  | 318 | #N/A | #N/A | #N/A | #N/A | #N/A | #N/A | 318 | #N/A | #N/A | #N/A | #N/A | #N/A | #N/A | #N/A
|  |  | 0 | 0 | 0 | 0 | 0 | 0 | 0 | 0 | 0 | 0 | 0 | 0 | 0 | 0 | 0 | 0 | 0 | 0 | 0 | 0 | 0 | 0 | 0 | 0 | 0 | 0 | 0 | 0 | 0 | 0 | 0 | 0 | 0 | 0 | 0 | 0 | 0 | 0 | 0 | 0 | 0 | 0 | 0 | 0 | 0 | 0 | 0 | 0 | 0 | 0 | 0 | 0 | 0 | 0 | 0 | 0 | 0 | 0 | 0 | 0 | 0 | 0 |  | 0 | 1.7383 | 1.0045 | 13.624 | 0 | 5.7035 | 137 | 0 | 0 | 0 | 0 | 0 | 0 | 0 | 0 | 0 | 0 | 0 | 0 | 0 | 0 | 0 |  |  | 319 | #N/A | #N/A | #N/A | #N/A | #N/A | #N/A | 319 | #N/A | #N/A | #N/A | #N/A | #N/A | #N/A | #N/A
|  |  | 0 | 0 | 0 | 0 | 0 | 0 | 0 | 0 | 0 | 0 | 0 | 0 | 0 | 0 | 0 | 0 | 0 | 0 | 0 | 0 | 0 | 0 | 0 | 0 | 0 | 0 | 0 | 0 | 0 | 0 | 0 | 0 | 0 | 0 | 0 | 0 | 0 | 0 | 0 | 0 | 0 | 0 | 0 | 0 | 0 | 0 | 0 | 0 | 0 | 0 | 0 | 0 | 0 | 0 | 0 | 0 | 0 | 0 | 0 | 0 | 0 | 0 |  | 0 | 1.7383 | 1.0045 | 13.624 | 0 | 5.7035 | 138 | 0 | 0 | 0 | 0 | 0 | 0 | 0 | 0 | 0 | 0 | 0 | 0 | 0 | 0 | 0 |  |  | 320 | #N/A | #N/A | #N/A | #N/A | #N/A | #N/A | 320 | #N/A | #N/A | #N/A | #N/A | #N/A | #N/A | #N/A
|  |  | 0 | 0 | 0 | 0 | 0 | 0 | 0 | 0 | 0 | 0 | 0 | 0 | 0 | 0 | 0 | 0 | 0 | 0 | 0 | 0 | 0 | 0 | 0 | 0 | 0 | 0 | 0 | 0 | 0 | 0 | 0 | 0 | 0 | 0 | 0 | 0 | 0 | 0 | 0 | 0 | 0 | 0 | 0 | 0 | 0 | 0 | 0 | 0 | 0 | 0 | 0 | 0 | 0 | 0 | 0 | 0 | 0 | 0 | 0 | 0 | 0 | 0 |  | 0 | 1.7383 | 1.0045 | 13.624 | 0 | 5.7035 | 139 | 0 | 0 | 0 | 0 | 0 | 0 | 0 | 0 | 0 | 0 | 0 | 0 | 0 | 0 | 0 |  |  | 321 | #N/A | #N/A | #N/A | #N/A | #N/A | #N/A | 321 | #N/A | #N/A | #N/A | #N/A | #N/A | #N/A | #N/A
|  |  | 0 | 0 | 0 | 0 | 0 | 0 | 0 | 0 | 0 | 0 | 0 | 0 | 0 | 0 | 0 | 0 | 0 | 0 | 0 | 0 | 0 | 0 | 0 | 0 | 0 | 0 | 0 | 0 | 0 | 0 | 0 | 0 | 0 | 0 | 0 | 0 | 0 | 0 | 0 | 0 | 0 | 0 | 0 | 0 | 0 | 0 | 0 | 0 | 0 | 0 | 0 | 0 | 0 | 0 | 0 | 0 | 0 | 0 | 0 | 0 | 0 | 0 |  | 0 | 1.7383 | 1.0045 | 13.624 | 0 | 5.7035 | 140 | 0 | 0 | 0 | 0 | 0 | 0 | 0 | 0 | 0 | 0 | 0 | 0 | 0 | 0 | 0 |  |  | 322 | #N/A | #N/A | #N/A | #N/A | #N/A | #N/A | 322 | #N/A | #N/A | #N/A | #N/A | #N/A | #N/A | #N/A
|  |  | 0 | 0 | 0 | 0 | 0 | 0 | 0 | 0 | 0 | 0 | 0 | 0 | 0 | 0 | 0 | 0 | 0 | 0 | 0 | 0 | 0 | 0 | 0 | 0 | 0 | 0 | 0 | 0 | 0 | 0 | 0 | 0 | 0 | 0 | 0 | 0 | 0 | 0 | 0 | 0 | 0 | 0 | 0 | 0 | 0 | 0 | 0 | 0 | 0 | 0 | 0 | 0 | 0 | 0 | 0 | 0 | 0 | 0 | 0 | 0 | 0 | 0 |  | 0 | 1.7383 | 1.0045 | 13.624 | 0 | 5.7035 | 141 | 0 | 0 | 0 | 0 | 0 | 0 | 0 | 0 | 0 | 0 | 0 | 0 | 0 | 0 | 0 |  |  | 323 | #N/A | #N/A | #N/A | #N/A | #N/A | #N/A | 323 | #N/A | #N/A | #N/A | #N/A | #N/A | #N/A | #N/A
|  |  | 0 | 0 | 0 | 0 | 0 | 0 | 0 | 0 | 0 | 0 | 0 | 0 | 0 | 0 | 0 | 0 | 0 | 0 | 0 | 0 | 0 | 0 | 0 | 0 | 0 | 0 | 0 | 0 | 0 | 0 | 0 | 0 | 0 | 0 | 0 | 0 | 0 | 0 | 0 | 0 | 0 | 0 | 0 | 0 | 0 | 0 | 0 | 0 | 0 | 0 | 0 | 0 | 0 | 0 | 0 | 0 | 0 | 0 | 0 | 0 | 0 | 0 |  | 0 | 1.7383 | 1.0045 | 13.624 | 0 | 5.7035 | 142 | 0 | 0 | 0 | 0 | 0 | 0 | 0 | 0 | 0 | 0 | 0 | 0 | 0 | 0 | 0 |  |  | 324 | #N/A | #N/A | #N/A | #N/A | #N/A | #N/A | 324 | #N/A | #N/A | #N/A | #N/A | #N/A | #N/A | #N/A
|  |  | 0 | 0 | 0 | 0 | 0 | 0 | 0 | 0 | 0 | 0 | 0 | 0 | 0 | 0 | 0 | 0 | 0 | 0 | 0 | 0 | 0 | 0 | 0 | 0 | 0 | 0 | 0 | 0 | 0 | 0 | 0 | 0 | 0 | 0 | 0 | 0 | 0 | 0 | 0 | 0 | 0 | 0 | 0 | 0 | 0 | 0 | 0 | 0 | 0 | 0 | 0 | 0 | 0 | 0 | 0 | 0 | 0 | 0 | 0 | 0 | 0 | 0 |  | 0 | 1.7383 | 1.0045 | 13.624 | 0 | 5.7035 | 143 | 0 | 0 | 0 | 0 | 0 | 0 | 0 | 0 | 0 | 0 | 0 | 0 | 0 | 0 | 0 |  |  | 325 | #N/A | #N/A | #N/A | #N/A | #N/A | #N/A | 325 | #N/A | #N/A | #N/A | #N/A | #N/A | #N/A | #N/A
|  |  | 0 | 0 | 0 | 0 | 0 | 0 | 0 | 0 | 0 | 0 | 0 | 0 | 0 | 0 | 0 | 0 | 0 | 0 | 0 | 0 | 0 | 0 | 0 | 0 | 0 | 0 | 0 | 0 | 0 | 0 | 0 | 0 | 0 | 0 | 0 | 0 | 0 | 0 | 0 | 0 | 0 | 0 | 0 | 0 | 0 | 0 | 0 | 0 | 0 | 0 | 0 | 0 | 0 | 0 | 0 | 0 | 0 | 0 | 0 | 0 | 0 | 0 |  | 0 | 1.7383 | 1.0045 | 13.624 | 0 | 5.7035 | 144 | 0 | 0 | 0 | 0 | 0 | 0 | 0 | 0 | 0 | 0 | 0 | 0 | 0 | 0 | 0 |  |  | 326 | #N/A | #N/A | #N/A | #N/A | #N/A | #N/A | 326 | #N/A | #N/A | #N/A | #N/A | #N/A | #N/A | #N/A
|  |  | 0 | 0 | 0 | 0 | 0 | 0 | 0 | 0 | 0 | 0 | 0 | 0 | 0 | 0 | 0 | 0 | 0 | 0 | 0 | 0 | 0 | 0 | 0 | 0 | 0 | 0 | 0 | 0 | 0 | 0 | 0 | 0 | 0 | 0 | 0 | 0 | 0 | 0 | 0 | 0 | 0 | 0 | 0 | 0 | 0 | 0 | 0 | 0 | 0 | 0 | 0 | 0 | 0 | 0 | 0 | 0 | 0 | 0 | 0 | 0 | 0 | 0 |  | 0 | 1.7383 | 1.0045 | 13.624 | 0 | 5.7035 | 145 | 0 | 0 | 0 | 0 | 0 | 0 | 0 | 0 | 0 | 0 | 0 | 0 | 0 | 0 | 0 |  |  | 327 | #N/A | #N/A | #N/A | #N/A | #N/A | #N/A | 327 | #N/A | #N/A | #N/A | #N/A | #N/A | #N/A | #N/A
|  |  | 0 | 0 | 0 | 0 | 0 | 0 | 0 | 0 | 0 | 0 | 0 | 0 | 0 | 0 | 0 | 0 | 0 | 0 | 0 | 0 | 0 | 0 | 0 | 0 | 0 | 0 | 0 | 0 | 0 | 0 | 0 | 0 | 0 | 0 | 0 | 0 | 0 | 0 | 0 | 0 | 0 | 0 | 0 | 0 | 0 | 0 | 0 | 0 | 0 | 0 | 0 | 0 | 0 | 0 | 0 | 0 | 0 | 0 | 0 | 0 | 0 | 0 |  | 0 | 1.7383 | 1.0045 | 13.624 | 0 | 5.7035 | 146 | 0 | 0 | 0 | 0 | 0 | 0 | 0 | 0 | 0 | 0 | 0 | 0 | 0 | 0 | 0 |  |  | 328 | #N/A | #N/A | #N/A | #N/A | #N/A | #N/A | 328 | #N/A | #N/A | #N/A | #N/A | #N/A | #N/A | #N/A
|  |  | 0 | 0 | 0 | 0 | 0 | 0 | 0 | 0 | 0 | 0 | 0 | 0 | 0 | 0 | 0 | 0 | 0 | 0 | 0 | 0 | 0 | 0 | 0 | 0 | 0 | 0 | 0 | 0 | 0 | 0 | 0 | 0 | 0 | 0 | 0 | 0 | 0 | 0 | 0 | 0 | 0 | 0 | 0 | 0 | 0 | 0 | 0 | 0 | 0 | 0 | 0 | 0 | 0 | 0 | 0 | 0 | 0 | 0 | 0 | 0 | 0 | 0 |  | 0 | 1.7383 | 1.0045 | 13.624 | 0 | 5.7035 | 147 | 0 | 0 | 0 | 0 | 0 | 0 | 0 | 0 | 0 | 0 | 0 | 0 | 0 | 0 | 0 |  |  | 329 | #N/A | #N/A | #N/A | #N/A | #N/A | #N/A | 329 | #N/A | #N/A | #N/A | #N/A | #N/A | #N/A | #N/A
|  |  | 0 | 0 | 0 | 0 | 0 | 0 | 0 | 0 | 0 | 0 | 0 | 0 | 0 | 0 | 0 | 0 | 0 | 0 | 0 | 0 | 0 | 0 | 0 | 0 | 0 | 0 | 0 | 0 | 0 | 0 | 0 | 0 | 0 | 0 | 0 | 0 | 0 | 0 | 0 | 0 | 0 | 0 | 0 | 0 | 0 | 0 | 0 | 0 | 0 | 0 | 0 | 0 | 0 | 0 | 0 | 0 | 0 | 0 | 0 | 0 | 0 | 0 |  | 0 | 1.7383 | 1.0045 | 13.624 | 0 | 5.7035 | 148 | 0 | 0 | 0 | 0 | 0 | 0 | 0 | 0 | 0 | 0 | 0 | 0 | 0 | 0 | 0 |  |  | 330 | #N/A | #N/A | #N/A | #N/A | #N/A | #N/A | 330 | #N/A | #N/A | #N/A | #N/A | #N/A | #N/A | #N/A

## botswana_PV
OBJECTID | GroupVal | SUM_InstalledCapacity | SUM_ScWater | SUM_ElectGen | FIRST_SUM_Area | Shape_Length | Shape_Area | GroupVal_1 | FREQUENCY | SUM_zNEAR_Trans | SUM_zNEAR_Sub | SUM_zNEAR_Road | SUM_zNEAR_PV | SUM_zNEAR_geothermal | SUM_zNEAR_allRE | SUM_zNEAR_Load | SUM_zNEAR_water | SUM_zRQ_Wm2 | SUM_zSLOPE | SUM_zPOPDEN | SUM_zLULC | SUM_zHumanFootprint | SUM_zcoloc_CSP | SUM_zcoloc_wind | SUM_zCF | SUM_zTransCost | SUM_zSubCost | SUM_zRoadCost | SUM_zLCOEgen | SUM_zLCOEtotTrans | SUM_zLCOEtotSub | SUM_zScSlope | SUM_zScPop | SUM_zScLULC | SUM_zScREloc | SUM_zScREloc_geo | SUM_zScREloc_all | SUM_zScColoc | SUM_zScLoad | SUM_zScRoad | SUM_zScSub | SUM_zScTrans | SUM_zScHumanFootprint | zoneIdentification
1 | 12 | 649.5 | 0 | 1404141.5696 | 216.5 | 513999.9994 | 216499999.55 | 12 | 28 | 0 | 85578.1604 | 6243.8886 | 484263.4655 | 0 | 190423.1464 | 103505.7891 | 36960.9709 | 267.7843 | 0.61833 | 9.0676 | 2.3844 | 23.4411 | 1 | 0.94342 | 0.24679 | 0 | 7.9334 | 1.7317 | 125.0492 | 0 | 134.7143 | 0.87633 | 0.90932 | 0.53852 | 0 | 0 | 0 | 0.97171 | 0.012616 | 0.93756 | 0.15197 | 0 | 0.76559 | A
2 | 16 | 122.25 | 0 | 261707.8189 | 40.75 | 130999.9992 | 40749999.75 | 16 | 7 | 0 | 85462.8975 | 6579.228 | 514169.9061 | 0 | 191740.0064 | 159768.5637 | 40727.3594 | 265.1681 | 0.18737 | 0.44785 | 2.681 | 11.0736 | 1 | 0 | 0.24438 | 0 | 8.0078 | 1.838 | 126.2806 | 0 | 136.1263 | 0.96253 | 0.99552 | 0.43967 | 0 | 0 | 0 | 0.5 | 0 | 0.93421 | 0.14903 | 0 | 0.88926 | B
3 | 3 | 94.5 | 0 | 204344.264 | 31.5 | 102000.0004 | 31500000.4 | 3 | 7 | 0 | 65824.7435 | 3624.2097 | 457887.963 | 0 | 171368.6435 | 87758.1984 | 62669.2861 | 267.8453 | 0.61256 | 12.3571 | 2.1429 | 27.4603 | 1 | 1 | 0.24685 | 0 | 6.9369 | 1.0017 | 125.019 | 0 | 132.9575 | 0.87749 | 0.87643 | 0.61905 | 0 | 0 | 0 | 1 | 0.12242 | 0.96376 | 0.34175 | 0 | 0.7254 | C
4 | 5 | 130.5 | 0 | 276940.2087 | 43.5 | 121000 | 43500000 | 5 | 7 | 0 | 13439.3244 | 4356.0987 | 456693.7166 | 0 | 141081.9501 | 125108.9352 | 76397.2635 | 262.8627 | 0.38759 | 0.86782 | 2.3563 | 11.7816 | 1 | 0 | 0.24225 | 0 | 4.3759 | 1.2252 | 127.389 | 0 | 132.9901 | 0.92248 | 0.99132 | 0.54789 | 0 | 0 | 0 | 0.5 | 0 | 0.95644 | 0.86561 | 0 | 0.88218 | D
5 | 500.1.11 | 1135.5 | 9 | 2396073.0886 | 378.5 | 806999.9997 | 378500001.175 | 500.1.11 | 41 | 0 | 12694.4774 | 3540.253 | 70170.2536 | 0 | 69703.384 | 58961.8597 | 19926.3278 | 261.3764 | 1.7826 | 16.9954 | 2.7213 | 22.1255 | 1 | 0.25363 | 0.24088 | 0 | 4.3636 | 1.0051 | 128.1136 | 0 | 133.4822 | 0.64348 | 0.83005 | 0.42624 | 0 | 0 | 0 | 0.62682 | 0.41038 | 0.9646 | 0.87306 | 0 | 0.77875 | E
6 | 500.1.13 | 1348.1058 | 23 | 2759840.9026 | 449.3686 | 441376.7209 | 449368593.6455 | 500.1.13 | 29 | 0 | 121108.7823 | 3329.5483 | 198598.2422 | 0 | 121193.0551 | 152844.5968 | 4466.5623 | 253.5791 | 0.51435 | 2.3849 | 2.3375 | 21.3361 | 1 | 0 | 0.2337 | 0 | 10.2735 | 0.97356 | 132.0522 | 0 | 143.2992 | 0.89713 | 0.97615 | 0.55418 | 0 | 0 | 0 | 0.5 | 0 | 0.9667 | 0 | 0 | 0.78664 | F
7 | 500.1.14 | 932.0528 | 34 | 1913826.8813 | 310.6843 | 653392.6471 | 310684260.7284 | 500.1.14 | 38 | 0 | 64451.1039 | 4381.2598 | 82702.9202 | 0 | 82702.9202 | 92073.393 | 3194.1618 | 254.3405 | 0.67058 | 1.2187 | 2.1466 | 18.7742 | 1 | 0 | 0.2344 | 0 | 7.2329 | 1.2735 | 131.6568 | 0 | 140.1632 | 0.86588 | 0.98781 | 0.61782 | 0 | 0 | 0 | 0.5 | 0.10331 | 0.95619 | 0.35549 | 0 | 0.81226 | G
8 | 500.1.15 | 1677.75 | 0 | 3537658.5398 | 559.25 | 285999.9994 | 559250002.45 | 500.1.15 | 25 | 0 | 48049.2041 | 8782.1121 | 162625.5781 | 0 | 36066.9599 | 116789.1603 | 94889.0288 | 261.1813 | 0.219 | 0.013858 | 2.9231 | 7.8476 | 1 | 0.91104 | 0.2407 | 0 | 6.1954 | 2.4905 | 128.2082 | 0 | 136.8941 | 0.9562 | 0.99986 | 0.35896 | 0 | 0 | 0.011102 | 0.95552 | 0.00258 | 0.91218 | 0.51951 | 0 | 0.92152 | H
9 | 500.1.20 | 1629 | 0 | 3426641.2869 | 543 | 331000.0002 | 542999999.05 | 500.1.20 | 27 | 0 | 84195.4663 | 3588.3372 | 126005.1103 | 0 | 73772.4791 | 75908.1552 | 114590.0273 | 260.5559 | 0.50875 | 3.6892 | 2.8112 | 15.1418 | 1 | 0 | 0.24013 | 0 | 8.0846 | 1.0189 | 128.5161 | 0 | 137.6195 | 0.89825 | 0.96311 | 0.39626 | 0 | 0 | 0 | 0.5 | 0.24092 | 0.96412 | 0.15955 | 0 | 0.84858 | I
10 | 500.1.23 | 574.5 | 4 | 1203795.0781 | 191.5 | 467999.9998 | 191499999.3 | 500.1.23 | 28 | 0 | 17121.0792 | 4344.8078 | 23668.5969 | 0 | 23668.5969 | 20454.0328 | 19282.0331 | 259.547 | 1.3305 | 13.1958 | 2.4217 | 23.1932 | 1 | 0 | 0.2392 | 0 | 4.6241 | 1.2404 | 129.0161 | 0 | 134.8807 | 0.7339 | 0.86804 | 0.52611 | 0.16934 | 0 | 0.16934 | 0.5 | 0.79546 | 0.95655 | 0.82879 | 0 | 0.76807 | J
11 | 500.1.24 | 481.5 | 0 | 1015621.9276 | 160.5 | 470999.9994 | 160499999.8 | 500.1.24 | 28 | 0 | 18028.2842 | 1459.929 | 56128.6758 | 0 | 54360.2806 | 23681.958 | 33160.0983 | 261.2698 | 1.199 | 11.9221 | 2.715 | 24.5016 | 1 | 0 | 0.24079 | 0 | 4.6401 | 0.41385 | 128.1654 | 0 | 133.2194 | 0.7602 | 0.88078 | 0.42835 | 0 | 0 | 0 | 0.5 | 0.76318 | 0.9854 | 0.81972 | 0 | 0.75498 | K
12 | 500.1.25 | 489.1356 | 12 | 1007180.668 | 163.0452 | 375611.6927 | 163045183.1402 | 500.1.25 | 17 | 0 | 45568.095 | 2785.6238 | 37270.1887 | 0 | 37270.1887 | 44131.7255 | 6189.2988 | 255.0537 | 0.57331 | 7.9011 | 2.3585 | 29.247 | 1 | 0 | 0.23506 | 0 | 6.2127 | 0.80835 | 131.2885 | 0 | 138.3096 | 0.88534 | 0.92099 | 0.54717 | 0.0034203 | 0 | 0.0034203 | 0.5 | 0.55868 | 0.97214 | 0.54432 | 0 | 0.70753 | L
13 | 500.1.26 | 1440.7118 | 10 | 3078687.8706 | 480.2373 | 822599.3269 | 480237265.9506 | 500.1.26 | 50 | 0 | 38197.0102 | 1090.939 | 105104.5259 | 0 | 104491.0881 | 94514.4287 | 18322.2566 | 264.6927 | 0.77562 | 21.1431 | 2.7228 | 30.3004 | 1 | 1 | 0.24394 | 0 | 5.6095 | 0.30558 | 126.5077 | 0 | 132.4227 | 0.84488 | 0.78857 | 0.42572 | 0 | 0 | 0 | 1 | 0.084863 | 0.98909 | 0.61803 | 0 | 0.697 | M
14 | 500.1.27 | 1080 | 0 | 2255528.521 | 360 | 483999.9996 | 359999998.95 | 500.1.27 | 24 | 0 | 37334.7249 | 15443.5492 | 73820.7776 | 0 | 73820.7776 | 82369.5507 | 35259.7232 | 258.689 | 0.63057 | 1.7236 | 2.441 | 8.5028 | 0.99444 | 0 | 0.23841 | 0 | 5.6951 | 4.4188 | 129.4435 | 0 | 139.5575 | 0.87389 | 0.98276 | 0.51968 | 0 | 0 | 0 | 0.49722 | 0.18123 | 0.84556 | 0.62665 | 0 | 0.91497 | N
15 | 500.1.30 | 1817.25 | 0 | 3815343.7061 | 605.75 | 306000.0006 | 605750000.8 | 500.1.30 | 27 | 0 | 79925.1308 | 4439.8207 | 151305.0086 | 0 | 70803.7316 | 99855.5289 | 126888.9595 | 260.0593 | 0.20101 | 3.0859 | 2.8523 | 13.4731 | 1 | 0 | 0.23967 | 0 | 7.878 | 1.2647 | 128.7614 | 0 | 137.9041 | 0.9598 | 0.96914 | 0.38257 | 0 | 0 | 0 | 0.5 | 0.02813 | 0.9556 | 0.20075 | 0 | 0.86527 | O
16 | 500.1.32 | 1641.2213 | 37 | 3393030.715 | 547.0738 | 721490.6238 | 547073772.478 | 500.1.32 | 39 | 0 | 66282.1968 | 5148.1529 | 98983.0533 | 0 | 98983.0533 | 109469.2865 | 1806.3208 | 256.0791 | 0.62539 | 0.74135 | 2.1063 | 17.9602 | 1 | 0 | 0.236 | 0 | 7.2804 | 1.4899 | 130.7628 | 0 | 139.5331 | 0.87492 | 0.99259 | 0.63122 | 0 | 0 | 0 | 0.5 | 0.014192 | 0.94852 | 0.33831 | 0 | 0.8204 | P
17 | 500.1.33 | 1566 | 0 | 3280603.843 | 522 | 415000.0008 | 521999998.35 | 500.1.33 | 27 | 0 | 121215.7919 | 30445.1067 | 131558.1791 | 0 | 117742.4298 | 91945.0651 | 127391.2336 | 259.4869 | 0.1941 | 1.7256 | 2.8415 | 3.3621 | 1 | 0 | 0.23914 | 0 | 10.045 | 8.6895 | 129.0455 | 0 | 147.7801 | 0.96118 | 0.98274 | 0.38617 | 0 | 0 | 0 | 0.5 | 0.082187 | 0.69555 | 0 | 0 | 0.96638 | Q
18 | 500.1.34 | 942.75 | 0 | 1973194.0304 | 314.25 | 112999.9996 | 314249998.5 | 500.1.34 | 13 | 0 | 90769.2165 | 1260.2063 | 98269.3242 | 0 | 98269.3242 | 81280.2397 | 79891.0342 | 259.2547 | 0.53896 | 1.7359 | 2.7176 | 13.9387 | 1 | 0 | 0.23893 | 0 | 8.467 | 0.35971 | 129.161 | 0 | 137.9877 | 0.89221 | 0.98264 | 0.42747 | 0 | 0 | 0 | 0.5 | 0.1872 | 0.9874 | 0.092484 | 0 | 0.86061 | R
19 | 500.1.35 | 678.75 | 4 | 1401444.9548 | 226.25 | 225000.0004 | 226250000.05 | 500.1.35 | 13 | 0 | 38758.062 | 12946.2774 | 67183.6284 | 0 | 67183.6284 | 77245.2839 | 9634.2352 | 255.7523 | 0.54786 | 0.81761 | 2.0972 | 15.2022 | 1 | 0 | 0.2357 | 0 | 5.836 | 3.7489 | 130.9299 | 0 | 140.5148 | 0.89043 | 0.99182 | 0.63428 | 0 | 0 | 0 | 0.5 | 0.22755 | 0.87054 | 0.61242 | 0 | 0.84798 | S
20 | 500.1.36 | 648 | 0 | 1357551.7146 | 216 | 299999.9998 | 216000002.2 | 500.1.36 | 16 | 0 | 106088.4791 | 8259.7759 | 144229.9633 | 0 | 90921.6771 | 95407.0856 | 135225.4931 | 259.4985 | 0.33789 | 3.3345 | 2.6157 | 11.4977 | 1 | 0 | 0.23915 | 0 | 9.2567 | 2.3572 | 129.0396 | 0 | 140.6535 | 0.93242 | 0.96666 | 0.46142 | 0 | 0 | 0 | 0.5 | 0.051671 | 0.9174 | 0.0003425 | 0 | 0.88502 | T
21 | 500.1.37 | 921.75 | 0 | 1961642.2337 | 307.25 | 392000.0006 | 307250002.25 | 500.1.37 | 18 | 0 | 25086.8777 | 2066.5663 | 107027.0128 | 0 | 17482.4386 | 61900.914 | 54075.8645 | 263.6089 | 0.35795 | 5.7608 | 2.537 | 18.3474 | 1 | 0.5533 | 0.24294 | 0 | 4.9611 | 0.58052 | 127.0276 | 0 | 132.5692 | 0.92841 | 0.94239 | 0.48766 | 0 | 0 | 0.3007 | 0.77665 | 0.38099 | 0.97933 | 0.74913 | 0 | 0.81653 | U
22 | 500.1.39 | 528.75 | 5 | 1122885.3515 | 176.25 | 296999.9992 | 176250000.35 | 500.1.39 | 17 | 0 | 87018.0106 | 363.3316 | 140132.7559 | 0 | 115593.3991 | 129375.7255 | 11117.2748 | 263.0501 | 0.32065 | 3.4411 | 2.5617 | 23.5645 | 1 | 0.81986 | 0.24243 | 0 | 8.1525 | 0.10215 | 127.2974 | 0 | 135.5521 | 0.93587 | 0.96559 | 0.47943 | 0 | 0 | 0 | 0.90993 | 0 | 0.99637 | 0.12982 | 0 | 0.76435 | V
23 | 500.1.40 | 503.25 | 13 | 1041414.2035 | 167.75 | 280999.9986 | 167749999.5 | 500.1.40 | 13 | 0 | 113190.4712 | 1010.3254 | 138056.5482 | 0 | 132812.7611 | 148704.3822 | 4164.9058 | 256.3263 | 0.56369 | 1.0999 | 2.1595 | 22.5648 | 1 | 0 | 0.23623 | 0 | 9.7462 | 0.29172 | 130.6367 | 0 | 140.6746 | 0.88726 | 0.989 | 0.61351 | 0 | 0 | 0 | 0.5 | 0 | 0.9899 | 0.0022584 | 0 | 0.77435 | W
24 | 500.1.41 | 484.9265 | 16 | 1012413.0463 | 161.6422 | 363691.4007 | 161642162.2864 | 500.1.41 | 22 | 0 | 25427.5072 | 1806.1877 | 37870.5778 | 0 | 37870.5778 | 27352.4383 | 5916.6064 | 258.604 | 1.4573 | 10.3762 | 2.4339 | 27.5945 | 1 | 0 | 0.23833 | 0 | 5.0748 | 0.51732 | 129.4863 | 0 | 135.0784 | 0.70854 | 0.89624 | 0.52202 | 0.0015391 | 0 | 0.0015391 | 0.5 | 0.72648 | 0.98194 | 0.74572 | 0 | 0.72405 | X
25 | 500.1.7 | 1446.75 | 0 | 3053413.5091 | 482.25 | 734000 | 482249999.55 | 500.1.7 | 37 | 0 | 62685.5873 | 1173.4209 | 83720.8732 | 0 | 83123.1482 | 48273.5042 | 80391.3957 | 261.4241 | 0.47903 | 3.6219 | 2.5491 | 16.7482 | 1 | 0 | 0.24093 | 0 | 6.9456 | 0.33213 | 128.0892 | 0 | 135.367 | 0.90419 | 0.96378 | 0.48362 | 0 | 0 | 0 | 0.5 | 0.51726 | 0.98827 | 0.37314 | 0 | 0.83252 | Y
26 | 500_1.2.1 | 2412.75 | 0 | 5062886.3964 | 804.25 | 1342999.9988 | 804249999 | 500_1.2.1 | 77 | 0 | 46979.0287 | 15334.8194 | 57678.3494 | 0 | 57678.3494 | 53510.7891 | 43291.0039 | 259.9198 | 0.78191 | 3.4919 | 2.5225 | 10.3496 | 1 | 0 | 0.23954 | 0 | 6.1685 | 4.3668 | 128.8312 | 0 | 139.3665 | 0.84362 | 0.96508 | 0.4925 | 0.0001346 | 0 | 0.0001346 | 0.5 | 0.46489 | 0.84665 | 0.53021 | 0 | 0.8965 | Z
27 | 500_1.2.10 | 2611.5 | 0 | 5453449.2976 | 870.5 | 296000 | 870499997.45 | 500_1.2.10 | 37 | 0 | 111601.8085 | 3043.5666 | 213170.6537 | 0 | 88806.1773 | 163455.8036 | 109056.1247 | 258.6632 | 0.14228 | 0.37335 | 2.9707 | 10.7708 | 1 | 0 | 0.23838 | 0 | 9.5745 | 0.87123 | 129.4563 | 0 | 139.902 | 0.97154 | 0.99627 | 0.3431 | 0 | 0 | 0 | 0.5 | 0 | 0.96956 | 0.016987 | 0 | 0.89229 | AA
28 | 500_1.2.11 | 2341.2883 | 17 | 4826082.3772 | 780.4294 | 834955.8205 | 780429431.6357 | 500_1.2.11 | 48 | 0 | 116727.8645 | 1985.2239 | 174681.5963 | 0 | 111980.2307 | 164733.402 | 14294.9834 | 255.325 | 0.57207 | 3.6558 | 2.1617 | 19.5735 | 1 | 0 | 0.23531 | 0 | 9.9717 | 0.57538 | 131.1492 | 0 | 141.6962 | 0.88559 | 0.96344 | 0.61276 | 0 | 0 | 0 | 0.5 | 0 | 0.98015 | 0.0031397 | 0 | 0.80426 | AB
29 | 500_1.2.12 | 2271 | 0 | 4756571.8146 | 757 | 440000.0004 | 756999997.3 | 500_1.2.12 | 35 | 0 | 115871.1375 | 934.9788 | 127506.3461 | 0 | 125347.2937 | 114977.3044 | 94180.5889 | 259.4361 | 0.32789 | 2.8458 | 2.1876 | 15.7873 | 1 | 0 | 0.2391 | 0 | 9.7683 | 0.26706 | 129.0707 | 0 | 139.106 | 0.93442 | 0.97154 | 0.60414 | 0 | 0 | 0 | 0.5 | 0 | 0.99065 | 0.0059841 | 0 | 0.84213 | AC
30 | 500_1.2.13 | 2615.25 | 0 | 5546556.3773 | 871.75 | 1287000.0008 | 871750000.775 | 500_1.2.13 | 70 | 0 | 41147.4339 | 3044.8922 | 83240.2556 | 0 | 45304.6753 | 35549.7583 | 53226.8439 | 262.7022 | 0.41069 | 5.205 | 2.5469 | 17.7462 | 1 | 0.036995 | 0.24211 | 0 | 5.8041 | 0.8584 | 127.466 | 0 | 134.1285 | 0.91786 | 0.94795 | 0.48437 | 0 | 0 | 0 | 0.5185 | 0.6445 | 0.96955 | 0.58853 | 0 | 0.82254 | AD
31 | 500_1.2.14 | 2929.5 | 0 | 6120726.6245 | 976.5 | 273999.9996 | 976500002.3499 | 500_1.2.14 | 41 | 0 | 111088.9926 | 6041.4614 | 203331.2623 | 0 | 91746.7981 | 151832.9258 | 144086.7021 | 258.7992 | 0.13983 | 1.1121 | 2.9834 | 10.8522 | 1 | 0 | 0.23851 | 0 | 9.5428 | 1.7285 | 129.3883 | 0 | 140.6596 | 0.97203 | 0.98888 | 0.33888 | 0 | 0 | 0 | 0.5 | 0 | 0.93959 | 0.0052086 | 0 | 0.89148 | AE
32 | 500_1.2.15 | 2259.75 | 0 | 4738960.2309 | 753.25 | 404000 | 753249997.45 | 500_1.2.15 | 36 | 0 | 117068.6479 | 7122.8192 | 209136.8779 | 0 | 85876.1991 | 167797.274 | 52621.8407 | 259.7623 | 0.1851 | 0.085297 | 2.9251 | 9.1504 | 1 | 0 | 0.2394 | 0 | 9.8184 | 2.031 | 128.9085 | 0 | 140.758 | 0.96298 | 0.99915 | 0.3583 | 0 | 0 | 0 | 0.5 | 0 | 0.92877 | 0 | 0 | 0.9085 | AF
33 | 500_1.2.16 | 2161.5 | 0 | 4578953.4336 | 720.5 | 1240000.0018 | 720500001.5 | 500_1.2.16 | 70 | 0 | 57908.7565 | 3480.1359 | 130921.284 | 0 | 39892.2213 | 97447.6305 | 56778.6753 | 262.4004 | 0.33575 | 2.077 | 2.5916 | 13.6468 | 1 | 0.78418 | 0.24183 | 0 | 6.6741 | 0.98237 | 127.6126 | 0 | 135.2691 | 0.93285 | 0.97923 | 0.46947 | 0 | 0 | 0.0049493 | 0.89209 | 0.068642 | 0.9652 | 0.42091 | 0 | 0.86353 | AG
34 | 500_1.2.17 | 3521.25 | 0 | 7391636.0502 | 1173.75 | 593000.0004 | 1173750001.85 | 500_1.2.17 | 53 | 0 | 117497.9362 | 3371.2856 | 140705.2223 | 0 | 111010.3026 | 143848.5148 | 72898.6735 | 260.0142 | 0.41316 | 1.0392 | 2.2598 | 12.446 | 1 | 0 | 0.23963 | 0 | 9.831 | 0.96021 | 128.7837 | 0 | 139.575 | 0.91737 | 0.98961 | 0.58006 | 0 | 0 | 0 | 0.5 | 0 | 0.96629 | 0 | 0 | 0.87554 | AH
35 | 500_1.2.18 | 2177.25 | 40 | 4512673.8744 | 725.75 | 863999.9996 | 725750000.85 | 500_1.2.18 | 53 | 0 | 19362.0237 | 3368.5146 | 47147.3354 | 0 | 47147.3354 | 57364.2755 | 5707.2115 | 256.7315 | 0.46278 | 2.9604 | 2.2852 | 21.9936 | 1 | 0 | 0.2366 | 0 | 4.7934 | 0.97289 | 130.4306 | 0 | 136.1969 | 0.90744 | 0.9704 | 0.57161 | 0.0035143 | 0 | 0.0035143 | 0.5 | 0.42636 | 0.96631 | 0.80638 | 0 | 0.78006 | AI
36 | 500_1.2.19 | 2829.75 | 0 | 6013847.5351 | 943.25 | 1251999.9996 | 943250000.55 | 500_1.2.19 | 72 | 0 | 43446.0457 | 1681.8059 | 109237.4987 | 0 | 56673.6828 | 85435.2806 | 35447.9376 | 263.2436 | 0.54563 | 4.0313 | 2.3257 | 17.1585 | 1 | 1 | 0.24261 | 0 | 5.9109 | 0.47266 | 127.2041 | 0 | 133.5877 | 0.89087 | 0.95969 | 0.55809 | 0 | 0 | 0.041645 | 1 | 0.16054 | 0.98318 | 0.56554 | 0 | 0.82842 | AJ
37 | 500_1.2.2 | 4626 | 0 | 9773786.6132 | 1542 | 1800999.9996 | 1542000002.55 | 500_1.2.2 | 108 | 0 | 47242.7164 | 1774.6135 | 79276.9097 | 0 | 66499.706 | 34581.3372 | 77145.7096 | 261.7042 | 0.5658 | 3.6347 | 2.6801 | 15.6634 | 1 | 0 | 0.24119 | 0 | 6.1417 | 0.50216 | 127.9525 | 0 | 134.5964 | 0.88684 | 0.96365 | 0.43996 | 0 | 0 | 0 | 0.5 | 0.65419 | 0.98225 | 0.52757 | 0 | 0.84337 | AK
38 | 500_1.2.20 | 4052.25 | 4 | 8419130.4752 | 1350.75 | 794000.0012 | 1350750002.85 | 500_1.2.20 | 70 | 0 | 117690.3221 | 2384.0367 | 151785.6073 | 0 | 110970.1196 | 161798.4042 | 31759.3205 | 257.3502 | 0.59594 | 2.3051 | 2.157 | 16.0627 | 1 | 0 | 0.23717 | 0 | 9.9435 | 0.68582 | 130.1182 | 0 | 140.7476 | 0.88081 | 0.97695 | 0.61434 | 0 | 0 | 0 | 0.5 | 0 | 0.97616 | 6.434e-05 | 0 | 0.83937 | AL
39 | 500_1.2.21 | 5385 | 0 | 11320155.7766 | 1795 | 1312999.9994 | 1795000002.15 | 500_1.2.21 | 98 | 0 | 105651.8351 | 7219.433 | 113394.9539 | 0 | 109500.3061 | 82816.9468 | 103694.2693 | 260.3875 | 0.26857 | 1.6135 | 2.7887 | 11.5738 | 1 | 0 | 0.23997 | 0 | 9.2026 | 2.0538 | 128.5991 | 0 | 139.8555 | 0.94629 | 0.98386 | 0.40376 | 0 | 0 | 0 | 0.5 | 0.17622 | 0.92781 | 0.033232 | 0 | 0.88426 | AM
40 | 500_1.2.22 | 2848.5 | 1 | 6024461.5796 | 949.5 | 897999.9988 | 949499998.55 | 500_1.2.22 | 55 | 0 | 103024.2175 | 4548.0883 | 155454.4044 | 0 | 87947.57 | 134893.3345 | 34612.7692 | 261.9723 | 0.33189 | 1.299 | 2.7641 | 13.5223 | 1 | 0.3594 | 0.24143 | 0 | 9.0116 | 1.2855 | 127.8211 | 0 | 138.1182 | 0.93362 | 0.98701 | 0.41198 | 0 | 0 | 0 | 0.6797 | 0 | 0.95452 | 0.057223 | 0 | 0.86478 | AN
41 | 500_1.2.23 | 2163.9652 | 16 | 4583781.9439 | 721.3217 | 455565.3865 | 721321732.1629 | 500_1.2.23 | 38 | 0 | 102636.3065 | 3241.8278 | 152600.7233 | 0 | 106018.5752 | 139688.5342 | 15894.2291 | 262.3778 | 0.3416 | 1.9887 | 2.9058 | 17.2703 | 1 | 0.54553 | 0.24181 | 0 | 8.9776 | 0.91495 | 127.6235 | 0 | 137.5161 | 0.93168 | 0.98011 | 0.36472 | 0 | 0 | 0 | 0.77276 | 0 | 0.96758 | 0.033669 | 0 | 0.8273 | AO
42 | 500_1.2.24 | 2433.75 | 0 | 5154841.3679 | 811.25 | 418000.001 | 811249997.25 | 500_1.2.24 | 40 | 0 | 19587.5193 | 4973.576 | 136241.4131 | 0 | 12886.6421 | 90283.0033 | 78028.6099 | 262.3571 | 0.24926 | 1.9652 | 2.6949 | 12.4644 | 1 | 0.96918 | 0.24179 | 0 | 4.7019 | 1.4055 | 127.6339 | 0 | 133.7413 | 0.95015 | 0.98035 | 0.43503 | 0 | 0 | 0.49583 | 0.98459 | 0.11311 | 0.95026 | 0.80412 | 0 | 0.87536 | AP
43 | 500_1.2.25 | 3156 | 0 | 6629506.455 | 1052 | 370999.9986 | 1051999996.45 | 500_1.2.25 | 45 | 0 | 79530.749 | 5029.0708 | 187850.4138 | 0 | 60151.3396 | 141863.9404 | 89713.5002 | 260.1942 | 0.15419 | 0.020675 | 2.9415 | 9.9159 | 1 | 0.45913 | 0.23979 | 0 | 7.8533 | 1.4308 | 128.6946 | 0 | 137.9787 | 0.96916 | 0.99979 | 0.35282 | 0 | 0 | 0 | 0.72956 | 0 | 0.94971 | 0.20546 | 0 | 0.90084 | AQ
44 | 500_1.2.26 | 3919.5 | 0 | 8253435.0167 | 1306.5 | 401999.9992 | 1306499998.4 | 500_1.2.26 | 55 | 0 | 52291.2864 | 8124.5372 | 163608.6185 | 0 | 45421.8533 | 113774.4109 | 113923.5498 | 260.83 | 0.1409 | 0.52526 | 2.8905 | 9.3965 | 1 | 0.63165 | 0.24038 | 0 | 6.4232 | 2.306 | 128.3809 | 0 | 137.1101 | 0.97182 | 0.99475 | 0.36982 | 0 | 0 | 0 | 0.81582 | 0.0043591 | 0.91875 | 0.47709 | 0 | 0.90604 | AR
45 | 500_1.2.27 | 4680 | 0 | 9766860.7551 | 1560 | 531000.0008 | 1559999998.15 | 500_1.2.27 | 72 | 0 | 114401.4761 | 9570.1186 | 176740.6635 | 0 | 96977.3096 | 126112.1964 | 155193.7085 | 258.5012 | 0.18656 | 1.5955 | 2.9253 | 9.7834 | 1 | 0 | 0.23823 | 0 | 9.7273 | 2.7429 | 129.5375 | 0 | 142.0077 | 0.96269 | 0.98404 | 0.35822 | 0 | 0 | 0 | 0.5 | 0 | 0.9043 | 0.003551 | 0 | 0.90217 | AS
46 | 500_1.2.28 | 4231.5 | 0 | 8952476.5115 | 1410.5 | 1012000.002 | 1410499997.7 | 500_1.2.28 | 70 | 0 | 32574.2559 | 2719.473 | 119462.4738 | 0 | 33202.2778 | 69017.1956 | 83861.9237 | 262.0609 | 0.29837 | 2.8516 | 2.6457 | 14.4823 | 1 | 0.1604 | 0.24152 | 0 | 5.3769 | 0.76831 | 127.7781 | 0 | 133.9232 | 0.94033 | 0.97148 | 0.45142 | 0 | 0 | 0.1045 | 0.5802 | 0.30983 | 0.97281 | 0.67426 | 0 | 0.85518 | AT
47 | 500_1.2.29 | 3740.25 | 0 | 7829270.6351 | 1246.75 | 1282999.9998 | 1246750002.1 | 500_1.2.29 | 71 | 0 | 83332.8379 | 3366.1005 | 113395.3494 | 0 | 112609.6062 | 119317.4393 | 54303.775 | 259.283 | 0.69182 | 1.2466 | 2.502 | 12.9855 | 1 | 0 | 0.23896 | 0 | 8.0786 | 0.96088 | 129.1469 | 0 | 138.1864 | 0.86164 | 0.98753 | 0.49934 | 0 | 0 | 0 | 0.5 | 0 | 0.96634 | 0.16836 | 0 | 0.87015 | AU
48 | 500_1.2.3 | 3495.75 | 0 | 7327646.6723 | 1165.25 | 340000 | 1165250000.9 | 500_1.2.3 | 50 | 0 | 82395.9278 | 2330.3143 | 180316.6761 | 0 | 70275.1278 | 128953.5362 | 134380.2059 | 259.6436 | 0.13774 | 0.98508 | 2.9798 | 12.5898 | 1 | 0.021455 | 0.23929 | 0 | 8.0196 | 0.66502 | 128.9677 | 0 | 137.6523 | 0.97245 | 0.99015 | 0.34006 | 0 | 0 | 0 | 0.51073 | 0 | 0.9767 | 0.17781 | 0 | 0.8741 | AV
49 | 500_1.2.30 | 2329.5 | 0 | 4893564.0406 | 776.5 | 661000.0006 | 776499999.45 | 500_1.2.30 | 41 | 0 | 77843.4719 | 5703.5376 | 93319.6195 | 0 | 93319.6195 | 83040.3004 | 68354.9808 | 260.2052 | 0.51048 | 1.6279 | 2.6478 | 12.9964 | 1 | 0 | 0.23981 | 0 | 7.7653 | 1.6221 | 128.6892 | 0 | 138.0766 | 0.8979 | 0.98372 | 0.45072 | 0 | 0 | 0 | 0.5 | 0.17052 | 0.94296 | 0.22209 | 0 | 0.87004 | AW
50 | 500_1.2.31 | 3447.75 | 0 | 7224839.5875 | 1149.25 | 329000.0004 | 1149250005.4 | 500_1.2.31 | 48 | 0 | 105366.1721 | 3639.8888 | 208907.2336 | 0 | 81359.2141 | 161584.463 | 84802.095 | 259.5648 | 0.15895 | 0.28405 | 2.9902 | 11.3147 | 1 | 0.063955 | 0.23921 | 0 | 9.2169 | 1.0383 | 129.0067 | 0 | 139.2619 | 0.96821 | 0.99716 | 0.33659 | 0 | 0 | 0 | 0.53198 | 0 | 0.9636 | 0.041598 | 0 | 0.88685 | AX
51 | 500_1.2.32 | 2114.25 | 17 | 4384578.7353 | 704.75 | 642999.9991 | 704750001.325 | 500_1.2.32 | 41 | 0 | 40628.2232 | 1866.7027 | 81904.8941 | 0 | 81904.8941 | 92578.8264 | 11448.6635 | 256.8768 | 0.52995 | 1.8854 | 2.2458 | 19.3497 | 1 | 0 | 0.23674 | 0 | 5.908 | 0.53881 | 130.357 | 0 | 136.8038 | 0.89401 | 0.98115 | 0.58474 | 0 | 0 | 0 | 0.5 | 0.085119 | 0.98133 | 0.59372 | 0 | 0.8065 | AY
52 | 500_1.2.4 | 3417.75 | 0 | 7189609.1597 | 1139.25 | 655999.9998 | 1139249999.85 | 500_1.2.4 | 52 | 0 | 104882.8804 | 11007.5723 | 188092.0179 | 0 | 73989.4185 | 151232.1558 | 50837.0116 | 260.5664 | 0.244 | 0.4296 | 2.9509 | 8.2539 | 1 | 0 | 0.24014 | 0 | 9.1566 | 3.1274 | 128.5108 | 0 | 140.7949 | 0.9512 | 0.9957 | 0.34971 | 0 | 0 | 0 | 0.5 | 0 | 0.88992 | 0.042895 | 0 | 0.91746 | AZ
53 | 500_1.2.5 | 3262.0647 | 38 | 6784399.2447 | 1087.3549 | 1326449.0977 | 1087354887.5375 | 500_1.2.5 | 82 | 0 | 20712.4465 | 6342.4256 | 43308.1328 | 0 | 43308.1328 | 52481.6034 | 15155.0644 | 257.6157 | 0.60703 | 4.3261 | 2.5064 | 17.7275 | 1 | 0 | 0.23742 | 0 | 4.8471 | 1.8214 | 129.983 | 0 | 136.6516 | 0.87859 | 0.95674 | 0.49786 | 0.16228 | 0 | 0.16228 | 0.5 | 0.47544 | 0.93658 | 0.79288 | 0 | 0.82272 | BA
54 | 500_1.2.6 | 2399.25 | 14 | 4994351.3751 | 799.75 | 990999.9982 | 799749996.1501 | 500_1.2.6 | 49 | 0 | 82120.4476 | 1788.4709 | 115440.2575 | 0 | 114825.7672 | 126180.3663 | 16572.5009 | 257.844 | 0.78036 | 2.2526 | 2.3201 | 17.8822 | 1 | 0 | 0.23763 | 0 | 8.0612 | 0.51317 | 129.8684 | 0 | 138.4427 | 0.84393 | 0.97747 | 0.55997 | 0 | 0 | 0 | 0.5 | 0 | 0.98212 | 0.18348 | 0 | 0.82118 | BB
55 | 500_1.2.7 | 1900.5 | 0 | 4006812.0794 | 633.5 | 205000.0002 | 633500003.6499 | 500_1.2.7 | 26 | 0 | 52126.9377 | 2040.5973 | 137733.0941 | 0 | 49396.1751 | 86282.4563 | 106370.8299 | 261.1467 | 0.18843 | 2.2566 | 2.9029 | 13.8909 | 1 | 0 | 0.24067 | 0 | 6.4073 | 0.57885 | 128.2253 | 0 | 135.2115 | 0.96231 | 0.97743 | 0.3657 | 0 | 0 | 0 | 0.5 | 0.13718 | 0.97959 | 0.47873 | 0 | 0.86109 | BC
56 | 500_1.2.8 | 2545.5 | 5 | 5418503.747 | 848.5 | 1068000.0011 | 848500000.075 | 500_1.2.8 | 69 | 0 | 36236.7978 | 2063.6625 | 98750.5596 | 0 | 85048.0592 | 87380.4244 | 26579.645 | 263.6694 | 0.99465 | 5.8946 | 2.7243 | 18.578 | 1 | 0.97142 | 0.243 | 0 | 5.5317 | 0.57968 | 126.9989 | 0 | 133.1102 | 0.80107 | 0.94105 | 0.42522 | 0 | 0 | 0 | 0.98571 | 0.15213 | 0.97936 | 0.63763 | 0 | 0.81422 | BD
57 | 500_1.2.9 | 4469.25 | 0 | 9432675.7213 | 1489.75 | 1141000.0008 | 1489750001.8 | 500_1.2.9 | 76 | 0 | 96915.0548 | 9815.3357 | 167379.0687 | 0 | 67281.4584 | 135217.3737 | 51678.6038 | 261.429 | 0.27263 | 1.4143 | 2.8422 | 10.055 | 1 | 0.054539 | 0.24093 | 0 | 8.7144 | 2.7807 | 128.0867 | 0 | 139.5819 | 0.94547 | 0.98586 | 0.38592 | 0 | 0 | 0 | 0.52727 | 0 | 0.90185 | 0.1002 | 0 | 0.89945 | BE
58 | 501.1.1 | 688.5 | 0 | 1447689.8317 | 229.5 | 253000.0006 | 229500001.05 | 501.1.1 | 23 | 0 | 120302.8839 | 31291.2401 | 506578.3572 | 0 | 94495.8613 | 448972.2483 | 46091.9926 | 260.4504 | 0.1909 | 0.23938 | 2.7099 | 1.4788 | 0 | 0 | 0.24003 | 0 | 9.9601 | 8.8993 | 128.5684 | 0 | 147.4278 | 0.96182 | 0.99761 | 0.43003 | 0 | 0 | 0 | 0 | 0 | 0.68709 | 0 | 0 | 0.98521 | BF
59 | 501.1.3 | 2349 | 37 | 4887399.3067 | 783 | 432999.9996 | 782999998.6 | 501.1.3 | 43 | 0 | 95796.1016 | 4065.6263 | 506884.3084 | 0 | 71725.8604 | 359312.7002 | 3550.9049 | 257.7201 | 0.23919 | 1.1082 | 2.3304 | 17.7797 | 0 | 0 | 0.23751 | 0 | 8.7826 | 1.1683 | 129.9305 | 0 | 139.8814 | 0.95216 | 0.98892 | 0.55654 | 0 | 0 | 0 | 0 | 0 | 0.95934 | 0.10284 | 0 | 0.8222 | BG
60 | 501_1.2.1 | 166.5 | 0 | 347487.6971 | 55.5 | 68999.9996 | 55499999.9 | 501_1.2.1 | 5 | 0 | 123919.6126 | 60063.5025 | 481085.4526 | 0 | 96473.8084 | 416003.8613 | 70258.5163 | 258.5108 | 0.14256 | 0.18018 | 2.7117 | 1.3604 | 0 | 0 | 0.23824 | 0 | 10.2239 | 17.2071 | 129.5327 | 0 | 156.9637 | 0.97149 | 0.9982 | 0.42943 | 0 | 0 | 0 | 0 | 0 | 0.39936 | 0 | 0 | 0.9864 | BH
61 | 501_3.2.1 | 4069.5 | 4 | 8479606.3735 | 1356.5 | 285000.0006 | 1356500000.55 | 501_3.2.1 | 64 | 0 | 109297.6748 | 10909.1708 | 484040.3627 | 0 | 83073.1092 | 363251.1822 | 27306.3473 | 258.1 | 0.14158 | 0.046812 | 2.4389 | 8.7411 | 0 | 0 | 0.23786 | 0 | 9.4752 | 3.1334 | 129.7389 | 0 | 142.3476 | 0.97168 | 0.99953 | 0.52037 | 0 | 0 | 0 | 0 | 0 | 0.89091 | 0.018239 | 0 | 0.91259 | BI
62 | 501_3.2.2 | 980.25 | 15 | 2046007.0341 | 326.75 | 126000.0004 | 326749999.6 | 501_3.2.2 | 18 | 0 | 78858.6311 | 1124.814 | 526403.747 | 0 | 58258.2308 | 371303.5557 | 5566.4933 | 258.5376 | 0.12624 | 1.0757 | 2.2433 | 21.2923 | 0 | 0 | 0.23827 | 0 | 7.868 | 0.32204 | 129.5192 | 0 | 137.7092 | 0.97475 | 0.98924 | 0.58556 | 0 | 0 | 0 | 0 | 0 | 0.98875 | 0.21141 | 0 | 0.78708 | BJ
63 | 502.1.1 | 1350 | 0 | 2888775.4497 | 450 | 130000.0002 | 450000000 | 502.1.1 | 18 | 0 | 105035.6472 | 27712.7911 | 512797.9076 | 0 | 335534.4999 | 461288.746 | 238091.8488 | 265.0534 | 0.37006 | 0 | 3 | 2.9109 | 1 | 0 | 0.24427 | 0 | 9.0093 | 7.7417 | 126.3352 | 0 | 143.0862 | 0.92599 | 1 | 0.33333 | 0 | 0 | 0 | 0.5 | 0 | 0.72287 | 0.038882 | 0 | 0.97089 | BK
64 | 502.1.11 | 562.5 | 0 | 1224174.9047 | 187.5 | 75000 | 187500001.5 | 502.1.11 | 9 | 0 | 121087.1087 | 1756.3861 | 596288.2666 | 0 | 356888.9573 | 544795.5191 | 253213.643 | 269.5717 | 0.17155 | 0.0039739 | 2.996 | 11.1466 | 1 | 0 | 0.24844 | 0 | 9.6625 | 0.48266 | 124.2177 | 0 | 134.3629 | 0.96569 | 0.99996 | 0.33467 | 0 | 0 | 0 | 0.5 | 0 | 0.98244 | 0 | 0 | 0.88853 | BL
65 | 502.1.13 | 1048.5 | 0 | 2249986.4379 | 349.5 | 106999.9998 | 349500001.95 | 502.1.13 | 15 | 0 | 33975.3987 | 22121.2593 | 573266.6708 | 0 | 269676.1967 | 523294.128 | 165865.6288 | 265.8061 | 0.18234 | 0.029328 | 2.9213 | 2.9585 | 1 | 0 | 0.24497 | 0 | 5.3717 | 6.1626 | 125.9775 | 0 | 137.5118 | 0.96353 | 0.99971 | 0.35956 | 0 | 0 | 0 | 0.5 | 0 | 0.77879 | 0.66025 | 0 | 0.97041 | BM
66 | 502.1.14 | 900 | 0 | 1931542.9047 | 300 | 80000.0004 | 300000003.9999 | 502.1.14 | 12 | 0 | 61472.847 | 22300.5065 | 534922.3697 | 0 | 311367.6814 | 483837.7894 | 210942.1777 | 265.8369 | 0.17165 | 0 | 2.9983 | 2.8 | 1 | 0 | 0.245 | 0 | 6.7686 | 6.212 | 125.9629 | 0 | 138.9434 | 0.96567 | 1 | 0.33389 | 0 | 0 | 0 | 0.5 | 0 | 0.77699 | 0.38527 | 0 | 0.972 | BN
67 | 502.1.15 | 548.25 | 0 | 1161440.5983 | 182.75 | 94000.0004 | 182750002.45 | 502.1.15 | 9 | 0 | 119837.1525 | 9185.487 | 551458.2254 | 0 | 170804.8896 | 504794.5957 | 67515.725 | 262.4048 | 0.571 | 0.26813 | 2.6689 | 9.1642 | 1 | 0 | 0.24183 | 0 | 9.862 | 2.5921 | 127.6103 | 0 | 140.0644 | 0.8858 | 0.99732 | 0.44368 | 0 | 0 | 0 | 0.5 | 0 | 0.90815 | 0 | 0 | 0.90836 | BO
68 | 502.1.16 | 510 | 0 | 1083971.6422 | 170 | 69999.9998 | 170000002.05 | 502.1.16 | 8 | 0 | 95873.0803 | 3529.5988 | 490705.8582 | 0 | 312904.9137 | 439498.9515 | 218468.1767 | 263.2699 | 0.33492 | 0 | 2.9838 | 9.1941 | 1 | 0 | 0.24263 | 0 | 8.6001 | 0.99228 | 127.1911 | 0 | 136.7835 | 0.93302 | 1 | 0.33873 | 0 | 0 | 0 | 0.5 | 0 | 0.9647 | 0.056226 | 0 | 0.90806 | BP
69 | 502.1.2 | 2656.5 | 0 | 5661691.7697 | 885.5 | 186999.9998 | 885499999.2 | 502.1.2 | 38 | 0 | 16730.3999 | 3816.7143 | 541113.9238 | 0 | 253081.3588 | 491435.399 | 151353.6342 | 263.9914 | 0.21595 | 0.60657 | 2.8112 | 11.0199 | 1 | 0 | 0.24329 | 0 | 4.5262 | 1.07 | 126.8436 | 0 | 132.4398 | 0.95681 | 0.99393 | 0.39625 | 0 | 0 | 0 | 0.5 | 0 | 0.96183 | 0.8327 | 0 | 0.8898 | BQ
70 | 502.1.3 | 1425 | 0 | 3071129.1919 | 475 | 120000.0002 | 475000000.5 | 502.1.3 | 19 | 0 | 99262.674 | 10900.2986 | 561270.9888 | 0 | 343733.0361 | 509791.5609 | 241645.4392 | 266.9541 | 0.30077 | 0.0063158 | 2.9674 | 7.52 | 1 | 0 | 0.24602 | 0 | 8.6525 | 3.0238 | 125.4358 | 0 | 137.1121 | 0.93985 | 0.99994 | 0.3442 | 0 | 0 | 0 | 0.5 | 0 | 0.891 | 0.029567 | 0 | 0.9248 | BR
71 | 502.1.4 | 1139.25 | 0 | 2451562.9106 | 379.75 | 142000.0002 | 379750000.8 | 502.1.4 | 21 | 0 | 52404.7523 | 28774.6326 | 586769.3297 | 0 | 280251.9486 | 536629.0752 | 176219.4417 | 266.5492 | 0.16233 | 0 | 2.9434 | 2.2798 | 1 | 0 | 0.24565 | 0 | 6.2908 | 7.9959 | 125.6264 | 0 | 139.9131 | 0.96753 | 1 | 0.35221 | 0 | 0 | 0 | 0.5 | 0 | 0.71225 | 0.47595 | 0 | 0.9772 | BS
72 | 502_1.2.1 | 5007 | 0 | 10682562.8526 | 1669 | 284000.0008 | 1669000003.35 | 502_1.2.1 | 72 | 0 | 79276.9423 | 9699.7973 | 505336.3329 | 0 | 308665.078 | 454265.6929 | 212014.844 | 264.2721 | 0.311 | 0.010036 | 2.9703 | 7.6984 | 1 | 0 | 0.24355 | 0 | 7.7195 | 2.7173 | 126.7088 | 0 | 137.1456 | 0.9378 | 0.9999 | 0.34322 | 0 | 0 | 0 | 0.5 | 0 | 0.903 | 0.25216 | 0 | 0.92302 | BT
73 | 502_1.2.10 | 1479 | 0 | 3168044.8596 | 493 | 117000 | 493000000.15 | 502_1.2.10 | 20 | 0 | 39177.5383 | 3421.545 | 568315.3971 | 0 | 290800.077 | 517797.3798 | 187446.6939 | 265.324 | 0.24825 | 0.06643 | 2.9584 | 10.6917 | 1 | 0 | 0.24452 | 0 | 5.6461 | 0.95467 | 126.2065 | 0 | 132.8073 | 0.95035 | 0.99934 | 0.34719 | 0 | 0 | 0 | 0.5 | 0 | 0.96578 | 0.60822 | 0 | 0.89308 | BU
74 | 502_1.2.11 | 1570.5 | 0 | 3350943.4094 | 523.5 | 126000 | 523499998.05 | 502_1.2.11 | 21 | 0 | 15801.7197 | 1929.8253 | 550738.0046 | 0 | 276083.5721 | 500474.0674 | 173707.7624 | 264.2911 | 0.20157 | 0.082617 | 2.9547 | 12.1165 | 1 | 0 | 0.24357 | 0 | 4.4736 | 0.54062 | 126.6996 | 0 | 131.7139 | 0.95969 | 0.99917 | 0.34844 | 0 | 0 | 0 | 0.5 | 0 | 0.9807 | 0.84198 | 0 | 0.87884 | BV
75 | 502_1.2.12 | 911.25 | 0 | 1950278.6477 | 303.75 | 89000 | 303749999.5 | 502_1.2.12 | 15 | 0 | 26333.4663 | 21211.8965 | 561443.0713 | 0 | 253563.962 | 511844.7368 | 150156.2719 | 265.1017 | 0.18928 | 0.015532 | 2.8395 | 2.61 | 1 | 0 | 0.24432 | 0 | 4.9964 | 5.9244 | 126.3122 | 0 | 137.2331 | 0.96214 | 0.99984 | 0.38684 | 0 | 0 | 0 | 0.5 | 0 | 0.78788 | 0.73667 | 0 | 0.9739 | BW
76 | 502_1.2.13 | 1191 | 0 | 2524027.4442 | 397 | 145999.9996 | 396999997 | 502_1.2.13 | 19 | 0 | 118269.8173 | 22166.3003 | 505088.098 | 0 | 179302.6253 | 458200.1259 | 87732.8569 | 262.5039 | 0.28114 | 0 | 2.6757 | 2.9395 | 1 | 0 | 0.24192 | 0 | 9.7778 | 6.2559 | 127.5624 | 0 | 143.5961 | 0.94377 | 1 | 0.44144 | 0 | 0 | 0 | 0.5 | 0 | 0.77834 | 0 | 0 | 0.9706 | BX
77 | 502_1.2.14 | 2261.25 | 0 | 4802547.2169 | 753.75 | 177000 | 753749998.0499 | 502_1.2.14 | 31 | 0 | 63196.7825 | 8394.933 | 502802.8787 | 0 | 230537.8029 | 453813.823 | 135453.9878 | 263.0731 | 0.23288 | 0.051078 | 2.8265 | 8.06 | 1 | 0 | 0.24245 | 0 | 6.9286 | 2.3635 | 127.2863 | 0 | 136.5784 | 0.95342 | 0.99949 | 0.39116 | 0 | 0 | 0 | 0.5 | 0 | 0.91605 | 0.36803 | 0 | 0.9194 | BY
78 | 502_1.2.2 | 6871.5 | 0 | 14610537.4472 | 2290.5 | 433999.999 | 2290500003.9 | 502_1.2.2 | 95 | 0 | 71714.1754 | 6468.9739 | 534026.1056 | 0 | 209692.4014 | 485817.1418 | 109034.8847 | 263.3711 | 0.24891 | 0.16488 | 2.7976 | 9.9371 | 1 | 0 | 0.24272 | 0 | 7.3576 | 1.8192 | 127.1424 | 0 | 136.3192 | 0.95022 | 0.99835 | 0.40081 | 0 | 0 | 0 | 0.5 | 0 | 0.93531 | 0.30379 | 0 | 0.90063 | BZ
79 | 502_1.2.3 | 3276.6555 | 0 | 7067085.2107 | 1092.2185 | 303204.8987 | 1092218495.1036 | 502_1.2.3 | 47 | 0 | 71483.5957 | 9900.567 | 585116.1489 | 0 | 310764.5351 | 534301.8485 | 207067.024 | 267.1548 | 0.22128 | 0.024783 | 2.9504 | 8.4717 | 1 | 0 | 0.24621 | 0 | 7.2412 | 2.7415 | 125.3418 | 0 | 135.3244 | 0.95574 | 0.99975 | 0.34986 | 0 | 0 | 0 | 0.5 | 0 | 0.90099 | 0.28516 | 0 | 0.91528 | CA
80 | 502_1.2.4 | 6335.25 | 0 | 13605797.7019 | 2111.75 | 321000 | 2111749999.95 | 502_1.2.4 | 85 | 0 | 86956.6676 | 19421.7138 | 543396.2411 | 0 | 331238.4495 | 492056.6473 | 230482.4953 | 266.0196 | 0.32456 | 0.021546 | 2.9792 | 5.6099 | 1 | 0 | 0.24516 | 0 | 8.057 | 5.4024 | 125.8766 | 0 | 139.336 | 0.93509 | 0.99978 | 0.34028 | 0 | 0 | 0 | 0.5 | 0 | 0.80578 | 0.18778 | 0 | 0.9439 | CB
81 | 502_1.2.5 | 2727 | 0 | 5823488.0166 | 909 | 134999.9998 | 908999996.0501 | 502_1.2.5 | 42 | 0 | 70373.6203 | 17193.4115 | 553362.9164 | 0 | 210293.1597 | 505137.91 | 107110.2488 | 264.5157 | 0.19977 | 0.0013751 | 2.9543 | 4.9202 | 1 | 0 | 0.24378 | 0 | 7.2575 | 4.8133 | 126.5921 | 0 | 138.6629 | 0.96005 | 0.99999 | 0.34855 | 0 | 0 | 0 | 0.5 | 0 | 0.82807 | 0.29626 | 0 | 0.9508 | CC
82 | 502_1.2.6 | 2199 | 0 | 4664161.672 | 733 | 358000.0006 | 733000002.95 | 502_1.2.6 | 36 | 0 | 102948.5224 | 7626.4728 | 516849.3751 | 0 | 186969.9734 | 469546.1572 | 90540.0362 | 262.7252 | 0.30089 | 0.16508 | 2.5887 | 8.8438 | 1 | 0 | 0.24213 | 0 | 8.9818 | 2.1497 | 127.4548 | 0 | 138.5864 | 0.93982 | 0.99835 | 0.47044 | 0 | 0 | 0 | 0.5 | 0 | 0.92374 | 0.046224 | 0 | 0.91156 | CD
83 | 502_1.2.7 | 2400 | 0 | 5136462.0695 | 800 | 160000.0004 | 799999999 | 502_1.2.7 | 32 | 0 | 47235.933 | 16418.1618 | 531911.5584 | 0 | 298396.878 | 481077.3432 | 198170.5913 | 265.0979 | 0.30981 | 0.095625 | 2.9841 | 5.6806 | 1 | 0 | 0.24431 | 0 | 6.0626 | 4.587 | 126.3142 | 0 | 136.9638 | 0.93804 | 0.99904 | 0.33865 | 0 | 0 | 0 | 0.5 | 0 | 0.83582 | 0.52764 | 0 | 0.94319 | CE
84 | 502_1.2.8 | 1501.5 | 0 | 3252874.6692 | 500.5 | 139000.0002 | 500499998.0001 | 502_1.2.8 | 22 | 0 | 114159.3749 | 5948.1855 | 582068.9797 | 0 | 354145.0121 | 530550.7233 | 251017.3375 | 268.3462 | 0.2727 | 1.1908 | 2.993 | 10.3217 | 1 | 0 | 0.24731 | 0 | 9.3577 | 1.6415 | 124.7851 | 0 | 135.7842 | 0.94546 | 0.98809 | 0.33566 | 0 | 0 | 0 | 0.5 | 0 | 0.94052 | 0.0036075 | 0 | 0.89678 | CF
85 | 502_1.2.9 | 1050 | 0 | 2270065.7749 | 350 | 100000 | 349999999.5 | 502_1.2.9 | 14 | 0 | 116694.5761 | 29193.4595 | 558814.7979 | 0 | 357070.5387 | 507180.1357 | 255386.6121 | 267.7951 | 0.35076 | 0 | 2.9743 | 1.5257 | 1 | 0 | 0.2468 | 0 | 9.5049 | 8.0731 | 125.0418 | 0 | 142.6198 | 0.92985 | 1 | 0.34191 | 0 | 0 | 0 | 0.5 | 0 | 0.70807 | 0 | 0 | 0.98474 | CG
86 | 503.1.10 | 1719 | 0 | 3637260.6237 | 573 | 138999.9996 | 573000001.5501 | 503.1.10 | 25 | 0 | 102617.8189 | 81294.2043 | 460125.6934 | 0 | 337789.969 | 420382.8196 | 78710.4409 | 262.0909 | 0.17409 | 0 | 2.8674 | 1 | 1 | 1 | 0.24154 | 0 | 8.9858 | 22.968 | 127.7632 | 0 | 159.7171 | 0.96518 | 1 | 0.37755 | 0 | 0 | 0 | 1 | 0 | 0.18706 | 0.047796 | 0 | 0.99 | CH
87 | 503.1.12 | 939.75 | 0 | 1978639.4636 | 313.25 | 85000.0002 | 313250001.1499 | 503.1.12 | 13 | 0 | 65443.2068 | 14966.8258 | 361492.7971 | 0 | 239860.1012 | 322150.4488 | 20649.856 | 260.8001 | 0.11459 | 0 | 2.9977 | 5.265 | 1 | 1 | 0.24035 | 0 | 7.1055 | 4.2521 | 128.3957 | 0 | 139.7534 | 0.97708 | 1 | 0.33412 | 0 | 0 | 0 | 1 | 0 | 0.85033 | 0.34557 | 0 | 0.94735 | CI
88 | 503.1.14 | 1230.75 | 0 | 2583556.0263 | 410.25 | 103000 | 410249996.9501 | 503.1.14 | 18 | 0 | 89582.6457 | 29743.5277 | 421555.3936 | 0 | 297313.4336 | 380214.2977 | 80327.5093 | 260.0168 | 0.14622 | 0 | 2.986 | 1.1609 | 1 | 1 | 0.23963 | 0 | 8.3806 | 8.4705 | 128.7823 | 0 | 145.6334 | 0.97076 | 1 | 0.33801 | 0 | 0 | 0 | 1 | 0 | 0.70256 | 0.11121 | 0 | 0.98839 | CJ
89 | 503.1.15 | 994.8392 | 6 | 2111006.1695 | 331.6131 | 93955.2431 | 331613067.1857 | 503.1.15 | 14 | 0 | 61178.9484 | 13573.5785 | 441157.3875 | 0 | 327693.1185 | 407259.0671 | 10768.0015 | 262.8391 | 0.18442 | 0 | 2.9638 | 10.047 | 1 | 1 | 0.24223 | 0 | 6.8303 | 3.8258 | 127.3996 | 0 | 138.0557 | 0.96312 | 1 | 0.3454 | 0 | 0 | 0 | 1 | 0 | 0.86426 | 0.38821 | 0 | 0.89953 | CK
90 | 503.1.16 | 1200 | 1 | 2536204.7363 | 400 | 100000 | 400000001.5 | 503.1.16 | 16 | 0 | 41925.8213 | 26741.6227 | 428084.6262 | 0 | 311529.5908 | 392272.2767 | 24239.8407 | 261.7921 | 0.16459 | 0 | 2.9338 | 2.78 | 1 | 1 | 0.24127 | 0 | 5.8645 | 7.5647 | 127.909 | 0 | 141.3382 | 0.96708 | 1 | 0.35541 | 0 | 0 | 0 | 1 | 0 | 0.73258 | 0.58074 | 0 | 0.9722 | CL
91 | 503.1.17 | 1200 | 0 | 2519810.5267 | 400 | 89999.9998 | 399999999 | 503.1.17 | 16 | 0 | 72967.2285 | 14542.6095 | 378410.197 | 0 | 255064.4606 | 337800.7453 | 41488.4745 | 260.0998 | 0.12274 | 0 | 2.9987 | 5.455 | 1 | 1 | 0.23971 | 0 | 7.515 | 4.1413 | 128.7412 | 0 | 140.3976 | 0.97545 | 1 | 0.33375 | 0 | 0 | 0 | 1 | 0 | 0.85457 | 0.27033 | 0 | 0.94545 | CM
92 | 503.1.2 | 1049.25 | 0 | 2207314.3731 | 349.75 | 90000 | 349750000.5001 | 503.1.2 | 14 | 0 | 54046.4481 | 7587.1887 | 382550.5842 | 0 | 260877.8238 | 343220.2671 | 36425.8976 | 260.5785 | 0.11265 | 0 | 2.9993 | 9.0944 | 1 | 1 | 0.24015 | 0 | 6.5204 | 2.1557 | 128.5048 | 0 | 137.181 | 0.97747 | 1 | 0.33357 | 0 | 0 | 0 | 1 | 0 | 0.92413 | 0.45954 | 0 | 0.90906 | CN
93 | 503.1.8 | 1371.75 | 0 | 2885951.9318 | 457.25 | 129000.0002 | 457250002.2 | 503.1.8 | 22 | 0 | 102510.1263 | 43847.0404 | 433542.6563 | 0 | 308868.6513 | 391824.5677 | 91271.2342 | 260.5959 | 0.15766 | 0 | 2.9945 | 1 | 1 | 1 | 0.24017 | 0 | 9.0321 | 12.459 | 128.4962 | 0 | 149.9873 | 0.96847 | 1 | 0.33516 | 0 | 0 | 0 | 1 | 0 | 0.56153 | 0.027137 | 0 | 0.99 | CO
94 | 503_1.2.1 | 992.2481 | 12 | 2115252.7702 | 330.7494 | 104122.8276 | 330749355.114 | 503_1.2.1 | 15 | 0 | 120522.6435 | 8055.7558 | 486161.5646 | 0 | 373674.1399 | 452967.5068 | 6040.5745 | 264.0556 | 0.54977 | 0.012742 | 2.8608 | 14.3428 | 1 | 1 | 0.24335 | 0 | 9.8352 | 2.2581 | 126.8127 | 0 | 138.9059 | 0.89005 | 0.99987 | 0.37972 | 0 | 0 | 0 | 1 | 0 | 0.91944 | 0 | 0 | 0.85657 | CP
95 | 503_1.2.10 | 1350 | 1 | 2868439.7665 | 450 | 109999.9998 | 449999997.0001 | 503_1.2.10 | 18 | 0 | 72897.4445 | 27589.6904 | 451775.3598 | 0 | 337184.4312 | 417229.8606 | 21827.9601 | 263.1876 | 0.15803 | 0 | 2.8372 | 2.76 | 1 | 1 | 0.24255 | 0 | 7.423 | 7.7638 | 127.2309 | 0 | 142.4177 | 0.96839 | 1 | 0.38759 | 0 | 0 | 0 | 1 | 0 | 0.7241 | 0.27103 | 0 | 0.9724 | CQ
96 | 503_1.2.11 | 2475 | 0 | 5184964.5119 | 825 | 129999.9998 | 824999997.5 | 503_1.2.11 | 33 | 0 | 110706.9137 | 36055.2766 | 347827.9441 | 0 | 222554.931 | 305507.1573 | 29199.1272 | 259.492 | 0.1198 | 0 | 2.9948 | 1.3976 | 1 | 1 | 0.23915 | 0 | 9.4978 | 10.2924 | 129.0429 | 0 | 148.8331 | 0.97604 | 1 | 0.33505 | 0 | 0 | 0 | 1 | 0 | 0.63945 | 0.010081 | 0 | 0.98602 | CR
97 | 503_1.2.12 | 2256 | 0 | 4773513.676 | 752 | 161999.9998 | 752000000.4999 | 503_1.2.12 | 31 | 0 | 27472.2926 | 7418.8116 | 400976.7657 | 0 | 282247.933 | 363697.5741 | 33184.4129 | 262.0912 | 0.30206 | 0.018617 | 2.8763 | 8.8524 | 1 | 1 | 0.24154 | 0 | 5.1133 | 2.0954 | 127.7632 | 0 | 134.972 | 0.93959 | 0.99981 | 0.37456 | 0 | 0 | 0 | 1 | 0 | 0.92581 | 0.72528 | 0 | 0.91148 | CS
98 | 503_1.2.13 | 3441.6652 | 26 | 7267108.3942 | 1147.2217 | 297999.8835 | 1147221743.6996 | 503_1.2.13 | 52 | 0 | 32832.0671 | 3264.79 | 370946.9773 | 0 | 253703.4812 | 334524.4949 | 11115.5692 | 261.545 | 0.31151 | 0.25949 | 2.9558 | 15.0996 | 1 | 1 | 0.24104 | 0 | 5.4004 | 0.92459 | 128.0299 | 0 | 134.3549 | 0.9377 | 0.99741 | 0.34808 | 0 | 0 | 0 | 1 | 0 | 0.96735 | 0.67168 | 0 | 0.849 | CT
99 | 503_1.2.14 | 1575 | 0 | 3364001.5357 | 525 | 100000 | 525000000.5 | 503_1.2.14 | 21 | 0 | 111460.3243 | 33962.7704 | 482563.339 | 0 | 367115.4189 | 447572.8625 | 26073.5512 | 264.563 | 0.2006 | 0 | 2.4257 | 1.0343 | 1 | 1 | 0.24382 | 0 | 9.3535 | 9.5072 | 126.5695 | 0 | 145.4301 | 0.95988 | 1 | 0.52476 | 0 | 0 | 0 | 1 | 0 | 0.66037 | 0.0041188 | 0 | 0.98966 | CU
100 | 503_1.2.2 | 4920.75 | 0 | 10390067.5028 | 1640.25 | 300000.0002 | 1640249995.5501 | 503_1.2.2 | 67 | 0 | 70729.0151 | 51243.2391 | 437489.4309 | 0 | 316761.1662 | 398854.6725 | 58316.3062 | 261.5414 | 0.15611 | 0.00060966 | 2.9604 | 1.028 | 1 | 1 | 0.24104 | 0 | 7.3579 | 14.508 | 128.0318 | 0 | 149.8977 | 0.96878 | 0.99999 | 0.34654 | 0 | 0 | 0 | 1 | 0 | 0.48757 | 0.30409 | 0 | 0.98972 | CV
101 | 503_1.2.3 | 6261.75 | 0 | 13132172.9021 | 2087.25 | 299000.0002 | 2087249998.65 | 503_1.2.3 | 86 | 0 | 95319.878 | 17551.3022 | 384950.7276 | 0 | 259992.9407 | 342897.7936 | 55601.3193 | 259.7732 | 0.13004 | 0 | 2.9947 | 5.1655 | 1 | 1 | 0.23941 | 0 | 8.6869 | 5.0039 | 128.9032 | 0 | 142.5939 | 0.97399 | 1 | 0.33509 | 0 | 0 | 0 | 1 | 0 | 0.82449 | 0.10184 | 0 | 0.94834 | CW
102 | 503_1.2.4 | 2567.9087 | 26 | 5439735.4298 | 855.9696 | 218859.7624 | 855969565.7996 | 503_1.2.4 | 40 | 0 | 14651.9344 | 1482.6523 | 396497.5756 | 0 | 282311.8789 | 362021.5966 | 7800.8438 | 262.3926 | 0.26703 | 0.73633 | 2.8732 | 17.3739 | 1 | 1 | 0.24182 | 0 | 4.4468 | 0.41867 | 127.6163 | 0 | 132.4818 | 0.94659 | 0.99264 | 0.37561 | 0 | 0 | 0 | 1 | 0 | 0.98517 | 0.85348 | 0 | 0.82626 | CX
103 | 503_1.2.5 | 5665.6277 | 21 | 12057645.9344 | 1888.5426 | 316300.7321 | 1888542552.6026 | 503_1.2.5 | 79 | 0 | 100641.6828 | 43554.9478 | 471585.4852 | 0 | 355639.0507 | 436191.7428 | 33745.6039 | 263.6137 | 0.21808 | 0.094602 | 2.4528 | 5.1782 | 1 | 1 | 0.24295 | 0 | 8.8331 | 12.2397 | 127.0253 | 0 | 148.098 | 0.95638 | 0.99905 | 0.51573 | 0 | 0 | 0 | 1 | 0 | 0.56445 | 0.055865 | 0 | 0.94822 | CY
104 | 503_1.2.6 | 2726.25 | 0 | 5785620.8466 | 908.75 | 197000 | 908749999.35 | 503_1.2.6 | 37 | 0 | 101457.6288 | 78001.38 | 467840.6205 | 0 | 347394.9349 | 429498.7621 | 65456.3212 | 262.868 | 0.15891 | 0.00055021 | 2.5635 | 1.0011 | 1 | 1 | 0.24226 | 0 | 8.8998 | 21.9738 | 127.3855 | 0 | 158.2592 | 0.96822 | 0.99999 | 0.47884 | 0 | 0 | 0 | 1 | 0 | 0.21999 | 0.069444 | 0 | 0.98999 | CZ
105 | 503_1.2.7 | 1349.4379 | 17 | 2856771.497 | 449.8126 | 137079.312 | 449812619.1905 | 503_1.2.7 | 20 | 0 | 41393.8256 | 4254.5047 | 424466.4172 | 0 | 311218.6891 | 390643.5212 | 5188.5372 | 262.2262 | 0.23931 | 0.00053319 | 2.9696 | 16.587 | 1 | 1 | 0.24167 | 0 | 5.8273 | 1.2016 | 127.6973 | 0 | 134.7262 | 0.95214 | 0.99999 | 0.34345 | 0 | 0 | 0 | 1 | 0 | 0.95745 | 0.58606 | 0 | 0.83413 | DA
106 | 503_1.2.8 | 1650 | 0 | 3472524.5534 | 550 | 120000.0002 | 550000001.5 | 503_1.2.8 | 22 | 0 | 54316.6814 | 24517.989 | 413889.0988 | 0 | 292469.8985 | 374787.3537 | 56108.8498 | 260.6843 | 0.14571 | 0.00090909 | 2.9482 | 2.6564 | 1 | 1 | 0.24025 | 0 | 6.5319 | 6.9647 | 128.4527 | 0 | 141.9493 | 0.97086 | 0.99999 | 0.35061 | 0 | 0 | 0 | 1 | 0 | 0.75482 | 0.45683 | 0 | 0.97344 | DB
107 | 503_1.2.9 | 3410.1803 | 40 | 7185988.5544 | 1136.7268 | 234362.3078 | 1136726751.0483 | 503_1.2.9 | 51 | 0 | 95867.8954 | 6899.9298 | 334793.8786 | 0 | 212468.3922 | 294833.4411 | 6235.7024 | 261.0133 | 0.20147 | 0.82507 | 2.9987 | 16.166 | 1 | 1 | 0.24055 | 0 | 8.6742 | 1.9597 | 128.2909 | 0 | 138.9247 | 0.95971 | 0.99175 | 0.33377 | 0 | 0 | 0 | 1 | 0 | 0.931 | 0.11528 | 0 | 0.83834 | DC
108 | 504.1.4 | 1693.5 | 0 | 3488158.7761 | 564.5 | 193000 | 564500000.1 | 504.1.4 | 29 | 0 | 52116.7096 | 16245.854 | 466177.1369 | 0 | 114717.1066 | 204584.2685 | 92749.4477 | 255.1317 | 0.1431 | 0.05713 | 2.6399 | 5.2808 | 0 | 0 | 0.23513 | 0 | 6.558 | 4.7215 | 131.2497 | 0 | 142.5292 | 0.97138 | 0.99943 | 0.45335 | 0 | 0 | 0 | 0 | 0 | 0.83754 | 0.47883 | 0 | 0.94719 | DD
109 | 504_5.2.1 | 3867.75 | 0 | 8053550.4988 | 1289.25 | 473999.9992 | 1289249996 | 504_5.2.1 | 70 | 0 | 49583.649 | 1513.0131 | 464061.5053 | 0 | 115095.4956 | 193561.2055 | 101003.4834 | 257.9185 | 0.17241 | 0.41402 | 2.4566 | 12.2882 | 0 | 0.18732 | 0.2377 | 0 | 6.3529 | 0.43479 | 129.8314 | 0 | 136.6192 | 0.96552 | 0.99586 | 0.51446 | 0 | 0 | 0 | 0.093659 | 0 | 0.98487 | 0.50416 | 0 | 0.87712 | DE
110 | 504_5.2.2 | 3201.75 | 0 | 6772155.5975 | 1067.25 | 607000.0002 | 1067250004 | 504_5.2.2 | 58 | 0 | 78110.9642 | 2650.4379 | 509373.0659 | 0 | 166012.4941 | 195957.907 | 98964.2749 | 261.995 | 0.17105 | 0.79175 | 2.6044 | 12.3985 | 0.85453 | 0 | 0.24145 | 0 | 7.7242 | 0.74896 | 127.8117 | 0 | 136.2849 | 0.96579 | 0.99208 | 0.46521 | 0 | 0 | 0 | 0.42727 | 0 | 0.9735 | 0.22887 | 0 | 0.87602 | DF
111 | 504_5.2.3 | 3130.5 | 0 | 6447684.254 | 1043.5 | 416000.0004 | 1043500000.3 | 504_5.2.3 | 55 | 0 | 111393.1662 | 1689.669 | 482289.2474 | 0 | 129995 | 250361.0785 | 72064.2088 | 255.1194 | 0.13532 | 0.95592 | 2.4954 | 13.5113 | 0 | 0.028989 | 0.23512 | 0 | 9.6952 | 0.49162 | 131.2553 | 0 | 141.4421 | 0.97294 | 0.99044 | 0.50152 | 0 | 0 | 0 | 0.014494 | 0 | 0.9831 | 0.023107 | 0 | 0.86489 | DG
112 | 504_5.2.4 | 2958.75 | 0 | 6141287.128 | 986.25 | 509999.9996 | 986250000.05 | 504_5.2.4 | 57 | 0 | 120301.3393 | 3893.6786 | 505804.5644 | 0 | 153026.3503 | 256747.0902 | 88348.7442 | 257.1015 | 0.14527 | 0.56274 | 2.5508 | 11.1886 | 0 | 0 | 0.23694 | 0 | 10.0891 | 1.1206 | 130.2433 | 0 | 141.453 | 0.97095 | 0.99437 | 0.48306 | 0 | 0 | 0 | 0 | 0 | 0.96106 | 0.0061473 | 0 | 0.88811 | DH
113 | 504_5.2.5 | 1715.25 | 0 | 3598530.682 | 571.75 | 382999.9988 | 571749998.2 | 504_5.2.5 | 33 | 0 | 94450.019 | 1693.7518 | 517749.2604 | 0 | 167846.3656 | 222960.6855 | 124115.4819 | 259.867 | 0.1615 | 0.22501 | 2.6474 | 11.5054 | 0.18059 | 0 | 0.23949 | 0 | 8.6387 | 0.48284 | 128.8579 | 0 | 137.9794 | 0.9677 | 0.99775 | 0.45087 | 0 | 0 | 0 | 0.090293 | 0 | 0.98306 | 0.076573 | 0 | 0.88495 | DI
114 | 504_5.2.6 | 912.75 | 0 | 1943006.1004 | 304.25 | 406000.0006 | 304250001.6 | 504_5.2.6 | 28 | 0 | 71558.5056 | 8944.7994 | 502092.2667 | 0 | 167136.4023 | 173224.857 | 75326.5274 | 263.6791 | 0.15924 | 0.6779 | 2.7798 | 9.0509 | 1 | 0 | 0.24301 | 0 | 7.338 | 2.5107 | 126.9949 | 0 | 136.8436 | 0.96815 | 0.99322 | 0.40674 | 0 | 0 | 0 | 0.5 | 0 | 0.91055 | 0.29472 | 0 | 0.90949 | DJ
115 | 6.1.1 | 965.25 | 0 | 2028440.3491 | 321.75 | 581000 | 321750000.05 | 6.1.1 | 35 | 0 | 27517.9541 | 2539.118 | 435960.5825 | 0 | 104825.519 | 146117.254 | 108044.8309 | 260.301 | 0.28365 | 0.61461 | 2.5843 | 12.1453 | 0.6418 | 0 | 0.23989 | 0 | 5.1505 | 0.72256 | 128.6442 | 0 | 134.5172 | 0.94327 | 0.99385 | 0.4719 | 0 | 0 | 0 | 0.3209 | 0 | 0.97461 | 0.72482 | 0 | 0.87855 | DK
116 | 6.1.12 | 515.5605 | 0 | 1127202.3261 | 171.8535 | 360623.6723 | 171853513.1974 | 6.1.12 | 24 | 0 | 86424.1441 | 12215.4092 | 471661.6258 | 0 | 154362.1644 | 66751.3925 | 73724.4265 | 270.8168 | 1.0691 | 21.7329 | 2.9666 | 26.7423 | 1 | 1 | 0.24958 | 0 | 7.8886 | 3.3396 | 123.6469 | 0 | 134.8751 | 0.78619 | 0.78267 | 0.34447 | 0 | 0 | 0 | 1 | 0.33249 | 0.87785 | 0.13576 | 0 | 0.73258 | DL
117 | 6.1.13 | 1122.028 | 0 | 2311229.3474 | 374.0093 | 822581.4383 | 374009322.1968 | 6.1.13 | 42 | 0 | 50427.7327 | 4955.2073 | 387176.3878 | 0 | 44535.914 | 42555.2452 | 45642.3999 | 255.1484 | 0.97478 | 2.7247 | 2.2242 | 15.4469 | 1 | 0 | 0.23514 | 0 | 6.4674 | 1.4354 | 131.2415 | 0 | 139.1443 | 0.80504 | 0.97275 | 0.59192 | 0 | 0 | 0.0044035 | 0.5 | 0.57445 | 0.95045 | 0.49572 | 0 | 0.84553 | DM
118 | 6.1.15 | 1468.3967 | 22 | 3103806.837 | 489.4656 | 1088929.9812 | 489465578.0331 | 6.1.15 | 67 | 0 | 28555.0785 | 12118.9694 | 395367.3906 | 0 | 91646.8108 | 23177.9841 | 16161.0337 | 261.8211 | 0.73022 | 3.9895 | 2.293 | 12.9902 | 1 | 0 | 0.24129 | 0 | 5.1736 | 3.4297 | 127.8958 | 0 | 136.4992 | 0.85396 | 0.9601 | 0.56899 | 0 | 0 | 0 | 0.5 | 0.76822 | 0.87881 | 0.71445 | 0 | 0.8701 | DN
119 | 6.1.2 | 1707.75 | 0 | 3532640.7278 | 569.25 | 1146999.999 | 569250000.3 | 6.1.2 | 65 | 0 | 23505.4771 | 7945.3839 | 322631.437 | 0 | 45314.1753 | 57328.7022 | 61753.7652 | 256.2292 | 0.66187 | 2.9353 | 2.2749 | 13.0964 | 1 | 0 | 0.23614 | 0 | 5.0199 | 2.2886 | 130.6879 | 0 | 137.9964 | 0.86763 | 0.97065 | 0.57502 | 0 | 0 | 0.013514 | 0.5 | 0.42671 | 0.92055 | 0.76495 | 0 | 0.86904 | DO
120 | 6.1.21 | 1746.75 | 0 | 3707398.357 | 582.25 | 268000.0002 | 582250001.5 | 6.1.21 | 28 | 0 | 101402.6786 | 5355.4839 | 338003.7512 | 0 | 89262.1885 | 96749.7503 | 75619.0028 | 262.9008 | 0.32621 | 0.36985 | 2.2322 | 10.7959 | 1 | 0.2018 | 0.24229 | 0 | 8.8944 | 1.5097 | 127.3706 | 0 | 137.7747 | 0.93476 | 0.9963 | 0.58926 | 0 | 0 | 0 | 0.6009 | 0.062659 | 0.94645 | 0.051814 | 0 | 0.89204 | DP
121 | 6.1.22 | 1544.25 | 0 | 3195079.2272 | 514.75 | 679999.9972 | 514749997.05 | 6.1.22 | 38 | 0 | 70246.4243 | 2643.3812 | 198432.5736 | 0 | 74404.2102 | 141569.9054 | 49423.6826 | 256.2816 | 0.71683 | 4.3338 | 2.1306 | 17.9897 | 1 | 0 | 0.23619 | 0 | 7.4831 | 0.76393 | 130.6595 | 0 | 138.9065 | 0.85663 | 0.95666 | 0.62314 | 0 | 0 | 0 | 0.5 | 0 | 0.97357 | 0.29754 | 0 | 0.8201 | DQ
122 | 6.1.24 | 659.25 | 1 | 1363398.1563 | 219.75 | 88999.9998 | 219749999.1 | 6.1.24 | 13 | 0 | 70743.9995 | 2113.8977 | 419283.0176 | 0 | 71760.5946 | 238914.4963 | 18652.1682 | 256.1687 | 0.12138 | 0 | 2.6871 | 12.7634 | 0 | 0.6405 | 0.23609 | 0 | 7.5147 | 0.61039 | 130.7196 | 0 | 138.8447 | 0.97572 | 1 | 0.43762 | 0 | 0 | 0 | 0.32025 | 0 | 0.97886 | 0.29256 | 0 | 0.87237 | DR
123 | 6.1.25 | 1537.5 | 0 | 3188129.556 | 512.5 | 531000.0018 | 512500000.95 | 6.1.25 | 31 | 0 | 55440.7518 | 3021.4974 | 231351.5386 | 0 | 21958.661 | 138721.3727 | 118388.9735 | 256.8469 | 0.88278 | 5.5798 | 2.1811 | 18.0099 | 1 | 0 | 0.23671 | 0 | 6.6862 | 0.87092 | 130.3737 | 0 | 137.9308 | 0.82344 | 0.9442 | 0.60631 | 0 | 0 | 0.20881 | 0.5 | 0 | 0.96979 | 0.44559 | 0 | 0.8199 | DS
124 | 6.1.26 | 1017.75 | 0 | 2137288.5965 | 339.25 | 316000 | 339250000.25 | 6.1.26 | 20 | 0 | 121784.2474 | 1829.7693 | 160279.0784 | 0 | 91404.8135 | 163004.3565 | 80966.0648 | 260.121 | 1.3104 | 5.1537 | 2.4278 | 18.9449 | 1 | 0.28003 | 0.23973 | 0 | 10.05 | 0.52034 | 128.7309 | 0 | 139.3013 | 0.73791 | 0.94846 | 0.52408 | 0 | 0 | 0 | 0.64001 | 0 | 0.9817 | 0 | 0 | 0.81055 | DT
125 | 6.1.28 | 1019.25 | 0 | 2098344.8326 | 339.75 | 650000.0008 | 339750000.3 | 6.1.28 | 31 | 0 | 31969.3233 | 5495.2839 | 294480.8469 | 0 | 51974.6248 | 54818.7751 | 81793.4824 | 255.0055 | 0.86216 | 1.3333 | 2.128 | 12.6733 | 1 | 0.14643 | 0.23501 | 0 | 5.4929 | 1.5972 | 131.3137 | 0 | 138.4038 | 0.82757 | 0.98667 | 0.62399 | 0 | 0 | 0 | 0.57322 | 0.45181 | 0.94505 | 0.68031 | 0 | 0.87327 | DU
126 | 6.1.31 | 1543.6473 | 15 | 3161108.7459 | 514.5491 | 877684.8383 | 514549111.0471 | 6.1.31 | 51 | 0 | 94129.1256 | 2151.7678 | 237040.0971 | 0 | 103978.2022 | 113680.471 | 22043.8449 | 253.6558 | 0.81236 | 3.8662 | 2.3467 | 18.9556 | 1 | 0 | 0.23377 | 0 | 8.8348 | 0.62917 | 132.0129 | 0 | 141.4768 | 0.83753 | 0.96134 | 0.55109 | 0 | 0 | 0 | 0.5 | 0.027814 | 0.97848 | 0.12809 | 0 | 0.81044 | DV
127 | 6.1.32 | 835.5 | 0 | 1770352.8923 | 278.5 | 554000.0008 | 278500001.05 | 6.1.32 | 33 | 0 | 51260.9919 | 9530.1779 | 406586.6525 | 0 | 95033.6105 | 120487.9204 | 110131.306 | 262.4622 | 0.55999 | 0.41113 | 2.2092 | 9.4417 | 1 | 0.24147 | 0.24189 | 0 | 6.3308 | 2.6826 | 127.5837 | 0 | 136.597 | 0.888 | 0.99589 | 0.59695 | 0 | 0 | 0 | 0.62074 | 0 | 0.9047 | 0.48739 | 0 | 0.90558 | DW
128 | 6.1.36 | 1196.25 | 4 | 2439130.5337 | 398.75 | 435999.9994 | 398749999.85 | 6.1.36 | 26 | 0 | 102149.2149 | 1508.1619 | 249937.3138 | 0 | 107681.5976 | 105051.2002 | 17216.9922 | 252.5611 | 0.61012 | 3.7524 | 2.2727 | 18.7931 | 1 | 0 | 0.23276 | 0 | 9.3006 | 0.44172 | 132.5844 | 0 | 142.3267 | 0.87798 | 0.96248 | 0.57576 | 0 | 0 | 0 | 0.5 | 0.012101 | 0.98492 | 0.021806 | 0 | 0.81207 | DX
129 | 6.1.38 | 1459.5 | 6 | 3057875.7403 | 486.5 | 1003999.9992 | 486499999.3 | 6.1.38 | 50 | 0 | 47190.8336 | 8470.4547 | 366324.065 | 0 | 69231.1403 | 40342.8433 | 19390.4171 | 259.519 | 0.69448 | 3.793 | 2.3303 | 14.4995 | 0.99589 | 0 | 0.23917 | 0 | 6.1907 | 2.4169 | 129.0298 | 0 | 137.6374 | 0.8611 | 0.96207 | 0.55658 | 0 | 0 | 0 | 0.49794 | 0.59657 | 0.9153 | 0.52809 | 0 | 0.85501 | DY
130 | 6.1.39 | 814.2919 | 3 | 1705269.4518 | 271.4306 | 458862.1421 | 271430641.3617 | 6.1.39 | 24 | 0 | 19471.583 | 3626.013 | 403114.2707 | 0 | 75068.1593 | 17787.4075 | 21696.0923 | 259.3978 | 0.76346 | 3.0857 | 2.1476 | 15.9142 | 1 | 0 | 0.23906 | 0 | 4.7494 | 1.0339 | 129.0904 | 0 | 134.8737 | 0.84731 | 0.96914 | 0.61747 | 0 | 0 | 0 | 0.5 | 0.82213 | 0.96374 | 0.80528 | 0 | 0.84086 | DZ
131 | 6.1.4 | 1137 | 0 | 2365377.2866 | 379 | 766000.0008 | 378999998 | 6.1.4 | 39 | 0 | 39920.0661 | 6318.6652 | 375369.8659 | 0 | 51714.3106 | 37327.2474 | 26968.4925 | 257.6875 | 0.80939 | 2.9479 | 2.3712 | 14.6973 | 1 | 0 | 0.23748 | 0 | 5.8531 | 1.8165 | 129.9468 | 0 | 137.6164 | 0.83812 | 0.97052 | 0.54294 | 0 | 0 | 0 | 0.5 | 0.62673 | 0.93681 | 0.6008 | 0 | 0.85303 | EA
132 | 6.1.41 | 1572 | 0 | 3343511.4221 | 524 | 329000.0006 | 523999999.95 | 6.1.41 | 29 | 0 | 45817.2144 | 2491.3148 | 368945.4739 | 0 | 25191.4859 | 176958.5252 | 79240.116 | 263.4533 | 0.40679 | 0.22805 | 2.3669 | 11.501 | 1 | 0 | 0.2428 | 0 | 6.0273 | 0.70174 | 127.1031 | 0 | 133.8321 | 0.91864 | 0.99772 | 0.54437 | 0 | 0 | 0.23349 | 0.5 | 0 | 0.97509 | 0.54183 | 0 | 0.88499 | EB
133 | 6.1.42 | 1444.5 | 0 | 3041095.8121 | 481.5 | 151999.9998 | 481499997.6 | 6.1.42 | 20 | 0 | 115520.772 | 42314.2159 | 278833.0698 | 0 | 85480.0995 | 249169.0055 | 96765.8804 | 260.775 | 0.13206 | 0.011423 | 2.9029 | 1.0228 | 1 | 0 | 0.24033 | 0 | 9.7002 | 12.0191 | 128.4081 | 0 | 150.1275 | 0.97359 | 0.99989 | 0.3657 | 0 | 0 | 0 | 0.5 | 0 | 0.57686 | 0 | 0 | 0.98977 | EC
134 | 6.1.43 | 875.25 | 0 | 1827609.5459 | 291.75 | 345999.9996 | 291750002.2 | 6.1.43 | 21 | 0 | 38368.9088 | 3123.0418 | 336932.1906 | 0 | 70484.9601 | 67021.5115 | 42445.034 | 258.6454 | 0.48975 | 1.2457 | 2.1302 | 12.8701 | 1 | 0 | 0.23837 | 0 | 5.7497 | 0.89467 | 129.4657 | 0 | 136.11 | 0.90205 | 0.98754 | 0.62327 | 0 | 0 | 0 | 0.5 | 0.32978 | 0.96877 | 0.61631 | 0 | 0.8713 | ED
135 | 6.1.45 | 819.75 | 0 | 1699763.8738 | 273.25 | 136000.0002 | 273249998.4 | 6.1.45 | 12 | 0 | 123000.6979 | 40840.4911 | 357052.9728 | 0 | 111284.9068 | 310734.1022 | 34995.0126 | 256.8388 | 0.27802 | 0 | 2.7332 | 1 | 0 | 0 | 0.2367 | 0 | 10.2423 | 11.7769 | 130.3759 | 0 | 152.3952 | 0.9444 | 1 | 0.42225 | 0 | 0 | 0 | 0 | 0 | 0.5916 | 0 | 0 | 0.99 | EE
136 | 6.1.46 | 1299.75 | 2 | 2732153.7223 | 433.25 | 298000.0002 | 433249999.95 | 6.1.46 | 25 | 0 | 34403.0869 | 1959.4915 | 367065.7957 | 0 | 46783.8912 | 244971.42 | 22641.1155 | 260.3747 | 0.48435 | 0.23254 | 2.4841 | 12.2822 | 0.89325 | 0 | 0.23996 | 0 | 5.5064 | 0.55753 | 128.6055 | 0 | 134.6694 | 0.90313 | 0.99767 | 0.50529 | 0 | 0 | 0 | 0.44662 | 0 | 0.98041 | 0.65597 | 0 | 0.87718 | EF
137 | 6.1.5 | 693 | 0 | 1413910.6679 | 231 | 493999.9994 | 231000000.55 | 6.1.5 | 20 | 0 | 49524.292 | 4350.1497 | 301779.8048 | 0 | 41243.1287 | 37996.5323 | 65646.2554 | 252.7215 | 1.0246 | 1.2499 | 2.1344 | 13.4054 | 1 | 0 | 0.23291 | 0 | 6.4812 | 1.2754 | 132.5004 | 0 | 140.257 | 0.79507 | 0.9875 | 0.62186 | 0 | 0 | 0 | 0.5 | 0.62003 | 0.9565 | 0.50476 | 0 | 0.86595 | EG
138 | 6_1.2.1 | 2540.8957 | 0 | 5470731.3543 | 846.9652 | 1974414.9165 | 846965245.6267 | 6_1.2.1 | 112 | 0 | 61387.7305 | 6196.9779 | 441503.3749 | 0 | 137208.6387 | 55187.024 | 57515.0243 | 266.6932 | 0.83504 | 8.5623 | 2.4805 | 19.6751 | 0.99528 | 0.70306 | 0.24578 | 0 | 6.7401 | 1.7166 | 125.5604 | 0 | 134.0171 | 0.83299 | 0.91438 | 0.50649 | 0 | 0 | 0 | 0.84917 | 0.45022 | 0.93803 | 0.38612 | 0 | 0.80325 | EH
139 | 6_1.2.10 | 2948.25 | 2 | 6298571.5252 | 982.75 | 2133000.0039 | 982750001.325 | 6_1.2.10 | 117 | 0 | 49168.1816 | 10630.5223 | 408051.9592 | 0 | 114510.8481 | 61260.8199 | 55895.871 | 264.6252 | 0.65412 | 2.689 | 2.2499 | 11.4532 | 0.99796 | 0.53167 | 0.24388 | 0 | 6.1697 | 2.9723 | 126.5412 | 0 | 135.6831 | 0.86918 | 0.97311 | 0.58338 | 0 | 0 | 0 | 0.76482 | 0.39543 | 0.89369 | 0.50832 | 0 | 0.88547 | EI
140 | 6_1.2.11 | 2479.5 | 0 | 5173471.8212 | 826.5 | 190999.9998 | 826500000 | 6_1.2.11 | 36 | 0 | 114491.351 | 59389.1881 | 323666.3396 | 0 | 98905.846 | 285491.9622 | 55162.7325 | 258.4469 | 0.13918 | 0 | 2.7257 | 1 | 0 | 0 | 0.23818 | 0 | 9.7337 | 17.0157 | 129.5648 | 0 | 156.3143 | 0.97216 | 1 | 0.42478 | 0 | 0 | 0 | 0 | 0 | 0.40611 | 0.0071935 | 0 | 0.99 | EJ
141 | 6_1.2.12 | 2705.25 | 0 | 5674113.0726 | 901.75 | 637999.9999 | 901749999.925 | 6_1.2.12 | 57 | 0 | 59298.9854 | 11130.2286 | 325495.1997 | 0 | 70806.6914 | 85499.8203 | 61163.2252 | 259.8029 | 0.39062 | 0.75476 | 2.1774 | 8.6049 | 1 | 0 | 0.23943 | 0 | 6.8119 | 3.1758 | 128.8891 | 0 | 138.8768 | 0.92188 | 0.99245 | 0.60753 | 0 | 0 | 0 | 0.5 | 0.15028 | 0.8887 | 0.40701 | 0 | 0.91395 | EK
142 | 6_1.2.13 | 3682.5 | 0 | 7747227.3556 | 1227.5 | 1085000.001 | 1227500000.65 | 6_1.2.13 | 73 | 0 | 73930.1492 | 1871.9806 | 249305.1866 | 0 | 29950.8112 | 138467.384 | 122290.2179 | 260.5895 | 0.72104 | 3.9082 | 2.4319 | 15.581 | 1 | 0.61405 | 0.24016 | 0 | 7.5496 | 0.53119 | 128.5007 | 0 | 136.5815 | 0.85579 | 0.96092 | 0.52269 | 0 | 0 | 0.09955 | 0.80703 | 0 | 0.98128 | 0.2607 | 0 | 0.84419 | EL
143 | 6_1.2.14 | 2382 | 0 | 4871598.4215 | 794 | 1476999.9974 | 793999998.975 | 6_1.2.14 | 77 | 0 | 38857.6506 | 2592.439 | 300585.4365 | 0 | 42222.4818 | 43142.316 | 73103.3947 | 253.328 | 0.74917 | 2.4044 | 2.2223 | 15.476 | 1 | 0.036524 | 0.23347 | 0 | 5.8978 | 0.7577 | 132.1833 | 0 | 138.8389 | 0.85017 | 0.97596 | 0.59255 | 0 | 0 | 0.11989 | 0.51826 | 0.56858 | 0.97408 | 0.61142 | 0 | 0.84524 | EM
144 | 6_1.2.15 | 3155.25 | 0 | 6671876.2801 | 1051.75 | 343999.9994 | 1051750001.1999 | 6_1.2.15 | 45 | 0 | 107724.3669 | 18474.9789 | 280011.7543 | 0 | 75768.3624 | 235217.5145 | 102471.3507 | 261.9194 | 0.1438 | 0.11837 | 2.9075 | 5.8605 | 1 | 0 | 0.24138 | 0 | 9.2554 | 5.2284 | 127.8471 | 0 | 142.3309 | 0.97124 | 0.99882 | 0.36415 | 0 | 0 | 0 | 0.5 | 0 | 0.81525 | 0.021755 | 0 | 0.9414 | EN
145 | 6_1.2.16 | 3175.5 | 0 | 6702520.4916 | 1058.5 | 636000.0012 | 1058500004.7499 | 6_1.2.16 | 54 | 0 | 94954.4753 | 2378.1776 | 311061.4215 | 0 | 65174.9423 | 114330.1648 | 90882.1083 | 261.4445 | 0.48006 | 0.7069 | 2.2466 | 12.4516 | 1 | 0.10156 | 0.24095 | 0 | 8.6115 | 0.67347 | 128.0799 | 0 | 137.3649 | 0.90399 | 0.99293 | 0.58447 | 0 | 0 | 0 | 0.55078 | 0.0041072 | 0.97622 | 0.074301 | 0 | 0.87548 | EO
146 | 6_1.2.17 | 2335.5 | 0 | 4939186.6955 | 778.5 | 944000.0008 | 778500002.8999 | 6_1.2.17 | 52 | 0 | 105756.4087 | 2697.3761 | 181453.0913 | 0 | 72875.8502 | 173356.6463 | 98077.3951 | 261.9564 | 1.4408 | 4.8601 | 2.4401 | 17.8789 | 1 | 0.97142 | 0.24142 | 0 | 9.153 | 0.76146 | 127.8294 | 0 | 137.7439 | 0.71184 | 0.9514 | 0.51995 | 0 | 0 | 0 | 0.98571 | 0 | 0.97303 | 0.037462 | 0 | 0.82121 | EP
147 | 6_1.2.18 | 2310.75 | 0 | 4921945.8138 | 770.25 | 447000.0006 | 770249998.35 | 6_1.2.18 | 37 | 0 | 39484.1024 | 6284.4845 | 330105.4716 | 0 | 23880.6245 | 211520.2957 | 70596.9581 | 263.838 | 0.23916 | 0.10581 | 2.4963 | 9.8354 | 1 | 0 | 0.24315 | 0 | 5.6925 | 1.764 | 126.9179 | 0 | 134.3743 | 0.95217 | 0.99894 | 0.50124 | 0 | 0 | 0.19194 | 0.5 | 0 | 0.93716 | 0.60516 | 0 | 0.90165 | EQ
148 | 6_1.2.19 | 2328 | 0 | 4992956.9325 | 776 | 356999.9992 | 775999998.05 | 6_1.2.19 | 34 | 0 | 119817.3267 | 7222.4474 | 329167.8375 | 0 | 75761.053 | 128649.7617 | 108735.0164 | 265.6613 | 0.26895 | 0.55621 | 2.4718 | 10.1504 | 1 | 0.79156 | 0.24483 | 0 | 9.7405 | 2.0107 | 126.0471 | 0 | 137.7983 | 0.94621 | 0.99444 | 0.5094 | 0 | 0 | 0 | 0.89578 | 0 | 0.92778 | 0 | 0 | 0.8985 | ER
149 | 6_1.2.2 | 3301.5 | 0 | 6803148.8777 | 1100.5 | 1295999.9979 | 1100499999.775 | 6_1.2.2 | 81 | 0 | 25142.0319 | 2576.4521 | 241173.329 | 0 | 23805.8253 | 113385.955 | 99467.83 | 255.242 | 0.78944 | 4.737 | 2.1981 | 17.8282 | 1 | 0 | 0.23523 | 0 | 5.1263 | 0.74746 | 131.1918 | 0 | 137.0656 | 0.84211 | 0.95263 | 0.60065 | 0 | 0 | 0.23784 | 0.5 | 0.0031908 | 0.97424 | 0.74858 | 0 | 0.82172 | ES
150 | 6_1.2.20 | 2868 | 0 | 6130937.8373 | 956 | 502000.0004 | 956000003.2 | 6_1.2.20 | 44 | 0 | 46131.7263 | 2087.9396 | 335667.3224 | 0 | 19362.282 | 188216.6469 | 85350.9038 | 264.7898 | 0.29418 | 0.39644 | 2.5326 | 11.84 | 1 | 0 | 0.24403 | 0 | 6.0122 | 0.58368 | 126.4611 | 0 | 133.057 | 0.94116 | 0.99604 | 0.48913 | 0 | 0 | 0.30662 | 0.5 | 0 | 0.97912 | 0.53868 | 0 | 0.8816 | ET
151 | 6_1.2.21 | 3640.5 | 39 | 7629357.3023 | 1213.5 | 460000.0004 | 1213499999.2499 | 6_1.2.21 | 59 | 0 | 61422.9558 | 5955.0636 | 386952.6734 | 0 | 68287.7456 | 261979.4618 | 9033.869 | 259.5855 | 0.2624 | 0.18871 | 2.6871 | 14.4104 | 0 | 0.041203 | 0.23923 | 0 | 6.9291 | 1.6995 | 128.9964 | 0 | 137.625 | 0.94752 | 0.99811 | 0.43765 | 0 | 0 | 0 | 0.020602 | 0 | 0.94045 | 0.38865 | 0 | 0.8559 | EU
152 | 6_1.2.22 | 2148 | 0 | 4600055.8755 | 716 | 558000.0008 | 716000001 | 6_1.2.22 | 40 | 0 | 81151.436 | 1697.9435 | 359763.565 | 0 | 47828.0664 | 148064.5712 | 107717.3792 | 265.2664 | 0.61821 | 0.10565 | 2.4367 | 12.1289 | 1 | 0.53282 | 0.24447 | 0 | 7.7851 | 0.47438 | 126.2347 | 0 | 134.4941 | 0.87636 | 0.99894 | 0.5211 | 0 | 0 | 0 | 0.76641 | 0 | 0.98302 | 0.19079 | 0 | 0.87871 | EV
153 | 6_1.2.23 | 3479.9907 | 30 | 7050075.152 | 1159.9969 | 1291155.2126 | 1159996911.2442 | 6_1.2.23 | 82 | 0 | 104246.3595 | 4235.8091 | 276538.7298 | 0 | 87980.4085 | 83100.7451 | 20824.0893 | 250.9395 | 0.63449 | 2.2676 | 2.2127 | 18.1771 | 1 | 0 | 0.23127 | 0 | 9.4726 | 1.2516 | 133.4415 | 0 | 144.1657 | 0.8731 | 0.97732 | 0.59576 | 0 | 0 | 0 | 0.5 | 0.19178 | 0.95764 | 0.076559 | 0 | 0.81823 | EW
154 | 6_1.2.24 | 2419.5 | 0 | 5183616.4651 | 806.5 | 174999.9998 | 806499999.4 | 6_1.2.24 | 33 | 0 | 123122.6168 | 5218.6909 | 296202.942 | 0 | 71554.3532 | 154136.2902 | 130158.3287 | 265.3754 | 0.24203 | 0.47675 | 2.6283 | 11.1128 | 1 | 1 | 0.24457 | 0 | 9.9192 | 1.4556 | 126.1824 | 0 | 137.5572 | 0.95159 | 0.99523 | 0.45722 | 0 | 0 | 0 | 1 | 0 | 0.94781 | 0 | 0 | 0.88887 | EX
155 | 6_1.2.25 | 2376 | 0 | 4883875.0892 | 792 | 1400999.9974 | 792000000.75 | 6_1.2.25 | 77 | 0 | 28622.6366 | 5682.8086 | 270246.1797 | 0 | 40396.5686 | 81703.8447 | 93772.2045 | 254.6077 | 0.89395 | 1.3692 | 2.2953 | 12.073 | 1 | 0.10701 | 0.23465 | 0 | 5.3237 | 1.654 | 131.5194 | 0 | 138.497 | 0.82121 | 0.98631 | 0.56822 | 0 | 0 | 0.0078606 | 0.5535 | 0.18296 | 0.94317 | 0.71377 | 0 | 0.87927 | EY
156 | 6_1.2.26 | 2596.5 | 0 | 5336532.2361 | 865.5 | 1169000.0022 | 865500002.3 | 6_1.2.26 | 64 | 0 | 58462.3513 | 1283.7161 | 220909.513 | 0 | 73989.1038 | 119484.2481 | 48196.3534 | 254.58 | 0.67636 | 3.6913 | 2.1407 | 17.4173 | 1 | 0 | 0.23462 | 0 | 6.9068 | 0.37327 | 131.5332 | 0 | 138.8134 | 0.86473 | 0.96309 | 0.61978 | 0 | 0 | 0 | 0.5 | 0.0012765 | 0.98716 | 0.41566 | 0 | 0.82583 | EZ
157 | 6_1.2.27 | 2638.5 | 24 | 5519460.0472 | 879.5 | 188000.0002 | 879500002.8 | 6_1.2.27 | 41 | 0 | 88560.1164 | 23415.8074 | 409952.49 | 0 | 90071.5956 | 278831.5906 | 8286.2082 | 259.1152 | 0.17682 | 0.19528 | 2.7144 | 8.1072 | 0 | 0.57248 | 0.2388 | 0 | 8.3562 | 6.6952 | 129.231 | 0 | 144.2824 | 0.96464 | 0.99805 | 0.42854 | 0 | 0 | 0 | 0.28624 | 0 | 0.76584 | 0.12688 | 0 | 0.91893 | FA
158 | 6_1.2.28 | 2322 | 0 | 4911539.1298 | 774 | 307999.9996 | 773999997.75 | 6_1.2.28 | 37 | 0 | 25742.0309 | 472.5706 | 373567.3154 | 0 | 21710.75 | 195559.573 | 59671.9105 | 262.0045 | 0.44202 | 0.22707 | 2.4922 | 13.1828 | 1 | 0 | 0.24146 | 0 | 5.0251 | 0.13369 | 127.8063 | 0 | 132.9651 | 0.9116 | 0.99773 | 0.50258 | 0 | 0 | 0.21774 | 0.5 | 0 | 0.99527 | 0.74258 | 0 | 0.86817 | FB
159 | 6_1.2.29 | 3284.25 | 0 | 7012561.516 | 1094.75 | 325000 | 1094749996.75 | 6_1.2.29 | 46 | 0 | 121847.3594 | 8144.6165 | 276043.6469 | 0 | 74305.9452 | 186646.5264 | 137582.6472 | 264.4806 | 0.19674 | 0.71843 | 2.8573 | 9.8372 | 1 | 0.6538 | 0.24375 | 0 | 9.8882 | 2.2829 | 126.6093 | 0 | 138.7804 | 0.96065 | 0.99282 | 0.38091 | 0 | 0 | 0 | 0.8269 | 0 | 0.91855 | 0.00086682 | 0 | 0.90163 | FC
160 | 6_1.2.3 | 4732.5 | 0 | 10043980.0482 | 1577.5 | 625999.999 | 1577500000.75 | 6_1.2.3 | 70 | 0 | 57315.5745 | 18317.9171 | 319900.8678 | 0 | 44356.9167 | 230713.9794 | 67227.2792 | 262.8867 | 0.20407 | 0.00095087 | 2.7139 | 5.2396 | 1 | 0 | 0.24228 | 0 | 6.6306 | 5.1613 | 127.3767 | 0 | 139.1686 | 0.95919 | 0.99999 | 0.42868 | 0 | 0 | 0.0083944 | 0.5 | 0 | 0.81682 | 0.42684 | 0 | 0.9476 | FD
161 | 6_1.2.30 | 2421 | 6 | 5068302.6008 | 807 | 333999.9998 | 807000004.25 | 6_1.2.30 | 46 | 0 | 45607.6761 | 5195.4388 | 396690.1949 | 0 | 49254.2976 | 220091.8818 | 32295.0567 | 259.3111 | 0.19446 | 0.077138 | 2.6152 | 11.2509 | 0.059789 | 0.15985 | 0.23898 | 0 | 6.1127 | 1.4829 | 129.1335 | 0 | 136.7291 | 0.96111 | 0.99923 | 0.46159 | 0 | 0 | 0 | 0.10982 | 0 | 0.94805 | 0.54392 | 0 | 0.88749 | FE
162 | 6_1.2.31 | 2659.5 | 0 | 5641448.2269 | 886.5 | 554999.9988 | 886499997.3 | 6_1.2.31 | 40 | 0 | 108073.353 | 5208.4939 | 204986.2539 | 0 | 63066.5552 | 179947.0054 | 125859.69 | 262.7508 | 0.5981 | 1.679 | 2.4693 | 12.6909 | 1 | 0.97349 | 0.24215 | 0 | 9.2441 | 1.4675 | 127.4428 | 0 | 138.1544 | 0.88038 | 0.98321 | 0.51023 | 0 | 0 | 0 | 0.98675 | 0 | 0.94792 | 0.012149 | 0 | 0.87309 | FF
163 | 6_1.2.32 | 2864.25 | 0 | 6087706.1269 | 954.75 | 273000.0002 | 954749997.15 | 6_1.2.32 | 40 | 0 | 111617.6135 | 14366.4008 | 241171.6037 | 0 | 56380.6758 | 171915.1249 | 150501.9539 | 263.2669 | 0.22733 | 1.0807 | 2.5899 | 7.4368 | 1 | 1 | 0.24263 | 0 | 9.4076 | 4.0423 | 127.1928 | 0 | 140.6426 | 0.95453 | 0.98919 | 0.47002 | 0 | 0 | 0 | 1 | 0 | 0.85634 | 0.0034536 | 0 | 0.92563 | FG
164 | 6_1.2.33 | 2202.75 | 0 | 4740365.1101 | 734.25 | 187999.9992 | 734250002.15 | 6_1.2.33 | 30 | 0 | 84352.5874 | 4176.5937 | 334792.7807 | 0 | 46915.4545 | 153294.6919 | 114318.645 | 266.5631 | 0.20714 | 0.074932 | 2.8271 | 10.6559 | 1 | 0.86381 | 0.24566 | 0 | 7.9092 | 1.1606 | 125.6199 | 0 | 134.6896 | 0.95857 | 0.99925 | 0.39097 | 0 | 0 | 0 | 0.9319 | 0 | 0.95823 | 0.16542 | 0 | 0.89344 | FH
165 | 6_1.2.34 | 2846.25 | 0 | 6112866.9191 | 948.75 | 195999.9998 | 948749995.5001 | 6_1.2.34 | 38 | 0 | 87013.3532 | 8068.366 | 318660.9095 | 0 | 48521.4875 | 164026.3436 | 116317.2369 | 266.0268 | 0.19474 | 0.074308 | 2.7141 | 9.0274 | 1 | 0.68379 | 0.24517 | 0 | 8.0598 | 2.2469 | 125.8732 | 0 | 136.1799 | 0.96105 | 0.99926 | 0.42863 | 0 | 0 | 0 | 0.8419 | 0 | 0.91932 | 0.1481 | 0 | 0.90973 | FI
166 | 6_1.2.35 | 5565 | 34 | 11603558.1344 | 1855 | 771000.0002 | 1854999997.6501 | 6_1.2.35 | 91 | 0 | 105432.7528 | 16439.5544 | 374969.0873 | 0 | 99923.281 | 298156.4388 | 16543.5619 | 258.2733 | 0.29462 | 0.02372 | 2.7356 | 7.7406 | 0 | 0 | 0.23802 | 0 | 9.2674 | 4.7199 | 129.6524 | 0 | 143.6397 | 0.94108 | 0.99976 | 0.42148 | 0 | 0 | 0 | 0 | 0 | 0.8356 | 0.043106 | 0 | 0.92259 | FJ
167 | 6_1.2.36 | 1923 | 0 | 4106654.1993 | 641 | 261000.0006 | 641000001.5 | 6_1.2.36 | 27 | 0 | 122958.3211 | 4805.1563 | 272932.0741 | 0 | 63665.2664 | 164730.3516 | 141629.9984 | 264.5223 | 0.22841 | 1.2988 | 2.5152 | 11.5055 | 1 | 1 | 0.24378 | 0 | 9.9422 | 1.3451 | 126.5889 | 0 | 137.8763 | 0.95432 | 0.98701 | 0.49493 | 0 | 0 | 0 | 1 | 0 | 0.95195 | 0 | 0 | 0.88495 | FK
168 | 6_1.2.37 | 3525 | 0 | 7533065.2731 | 1175 | 1639999.9981 | 1174999999.375 | 6_1.2.37 | 103 | 0 | 103760.6323 | 2984.4406 | 363458.1428 | 0 | 95772.4546 | 99006.6403 | 83134.9459 | 264.7074 | 0.34615 | 0.79624 | 2.2619 | 12.5397 | 1 | 0.87851 | 0.24395 | 0 | 8.9549 | 0.83465 | 126.5011 | 0 | 136.2906 | 0.93077 | 0.99204 | 0.57937 | 0 | 0 | 0 | 0.93926 | 0.07807 | 0.97016 | 0.04218 | 0 | 0.8746 | FL
169 | 6_1.2.4 | 5472.75 | 0 | 11492633.3972 | 1824.25 | 563000.0006 | 1824250000.6 | 6_1.2.4 | 79 | 0 | 92944.2142 | 50008.2447 | 316831.1841 | 0 | 79221.0512 | 266503.1502 | 57881.4027 | 260.1162 | 0.1527 | 0 | 2.741 | 1.6918 | 0.73277 | 0 | 0.23972 | 0 | 8.5537 | 14.241 | 128.734 | 0 | 151.5288 | 0.96946 | 1 | 0.41967 | 0 | 0 | 0 | 0.36638 | 0 | 0.49992 | 0.12412 | 0 | 0.98308 | FM
170 | 6_1.2.5 | 2590.7575 | 0 | 5256793.1165 | 863.5858 | 1868195.2344 | 863585840.1769 | 6_1.2.5 | 106 | 0 | 39118.0016 | 4286.7364 | 345196.0186 | 0 | 32727.7893 | 30821.3531 | 63578.7762 | 251.3319 | 0.91134 | 1.6402 | 2.1227 | 12.9301 | 0.60924 | 0 | 0.23163 | 0 | 5.9587 | 1.2644 | 133.2338 | 0 | 140.4569 | 0.81773 | 0.9836 | 0.62576 | 0 | 0 | 0.12751 | 0.30462 | 0.69179 | 0.95713 | 0.60882 | 0 | 0.8707 | FN
171 | 6_1.2.6 | 3134.25 | 0 | 6532106.7303 | 1044.75 | 1163000.0006 | 1044750000 | 6_1.2.6 | 70 | 0 | 75051.6145 | 3710.6708 | 190437.8182 | 0 | 64047.0295 | 156537.7349 | 71528.0897 | 258.1506 | 1.0412 | 5.9012 | 2.1498 | 18.5044 | 1 | 0.18282 | 0.23791 | 0 | 7.6799 | 1.0652 | 129.7146 | 0 | 138.4597 | 0.79177 | 0.94099 | 0.61675 | 0 | 0 | 0 | 0.59141 | 0 | 0.96289 | 0.25102 | 0 | 0.81496 | FO
172 | 6_1.2.7 | 1911 | 0 | 4033366.828 | 637 | 271999.9998 | 636999998.3 | 6_1.2.7 | 29 | 0 | 43644.3052 | 15938.8861 | 344074.0706 | 0 | 46920.5257 | 245505.3212 | 39446.1513 | 261.433 | 0.25659 | 0.038462 | 2.7104 | 5.6719 | 1 | 0 | 0.24094 | 0 | 5.962 | 4.5151 | 128.0849 | 0 | 138.562 | 0.94868 | 0.99962 | 0.42988 | 0 | 0 | 0.007609 | 0.5 | 0 | 0.84061 | 0.56356 | 0 | 0.94328 | FP
173 | 6_1.2.8 | 2406.75 | 0 | 5106853.6855 | 802.25 | 471000 | 802250000.8 | 6_1.2.8 | 39 | 0 | 99910.4355 | 2968.1012 | 276002.2005 | 0 | 46699.3432 | 141935.1173 | 124106.0126 | 262.8306 | 0.35974 | 1.5347 | 2.3584 | 12.9907 | 1 | 0.86413 | 0.24222 | 0 | 8.8217 | 0.83639 | 127.4043 | 0 | 137.0623 | 0.92805 | 0.98465 | 0.54721 | 0 | 0 | 0 | 0.93207 | 0 | 0.97032 | 0.054215 | 0 | 0.87009 | FQ
174 | 6_1.2.9 | 2956.5 | 0 | 6304815.7949 | 985.5 | 311000.0016 | 985500002.95 | 6_1.2.9 | 42 | 0 | 94024.9006 | 7917.8989 | 291469.2452 | 0 | 58023.0332 | 198745.2175 | 112634.1197 | 264.1484 | 0.19083 | 0.41172 | 2.8904 | 9.1218 | 1 | 0 | 0.24344 | 0 | 8.4776 | 2.2212 | 126.7685 | 0 | 137.4672 | 0.96183 | 0.99588 | 0.36986 | 0 | 0 | 0 | 0.5 | 0 | 0.92082 | 0.093152 | 0 | 0.90878 | FR