## Instructions
Multi-criteria Analysis for Planning Renewable Energy (mapRE)
Southern and Eastern Africa Renewable Energy Zones
Multi-criteria Planning and Zone Ranking Tool
This excel-based tool enables the user to rank renewable energy zones for a country, both by total levelized cost of energy, and the zone scores computed using user-defined weights.
This tool is used in conjunction with the SEAREZ interactive pdf map for the specific country
Instructions for using this tool
| a) | The three main worksheets for this tool are 1) Wind_Zone_Ranking, 2) CSP_Zone_Ranking, and 3) PV_Zone_Ranking. The rest of the worksheets, which are protected, are data outputs from computer scripts that were used to conduct this study, and are used as inputs to this tool.
| b) | In each of the main worksheets, the green cells accept user defined inputs. The rest of the worksheet is protected.
| c) | The worksheets are not password protected. The intention for worksheet protection is to preserve the functionality of the spreadsheet. The user can access the raw data by "unprotecting" the worksheets.
| d) | For full functionality of this tool, please use Microsoft Excel 2013 or later on Windows Operating System. Older versions of Microsoft Excel or versions on Mac OS may not visualize the supply curves appropriately, or may result in some loss of functionality.
DROP-DOWN ENTRY
| i) | The approximate projected demand in 2030 is the estimated demand from the eastern or southern African power pool plan studies.
| ii) | Supply curve display cut-off is the limit in GWh on the X-axis of the supply curves shown in the worksheet. A large GWh number may inhibit the display of the supply curve and the individual zones and their IDs.
| iii) | Resource quality threholds are the lower limits of the resource quality used in the analysis. Areas with resource quality below this level are not used in the analysis for the concerned country.
| iv) | The user can choose from the drop down menu whether they want to use distance to the nearest transmission line or nearest substation to compute the cost of transmission. If no spatial data on transmission lines or substations was available, these costs will be shown as zero.
| v) | The user can choose either the country-specific scoring scale, or the Africa Clean Energy Corridor scoring scale. The former scale uses the maximum and minimum values within the concerned country, while the latter uses those limits from across the ACEC region.
| vi) | The user can choose to provide weights for either the total levelized cost of energy (LCOE), OR its individual components i.e. LCOE generation, LCOE transmission, and LCOE road. The tool will not allow the used to enter weights for both.
USER-SPECIFIED VALUE ENTRY
| i) | The user can provide weights to each of the criteria. The total weight of all the criteria should equal 100%
| ii) | The share of each of the weights is shown in the pie chart on the right of this user-specified value entry box.
SUPPLY CURVE OUTPUT
| i) | There are two supply curves. The first one is sorted by the total levelized cost of energy. The second is sorted by the zone scores, which is computed by the user-defined weights. These supply curves will change dynamically as the weights change.
| ii) | The actual sorting of the zones is provided to the right hand side of the supply curves,
| iii) | The user can refer to the map image provided below the supply curves to locate the individual zones, or use the interactive pdf map to zoom in to a zone of interest.
Disclaimers
International Renewable Energy Agency Disclaimer:
The designations employed and the presentation of materials herein do not imply the expression of any opinion whatsoever on the part of the International Renewable Energy Agency concerning the legal status of any country, territory, city or area or of its authorities, or concerning the delimitation of its frontiers or boundaries. While this publication promotes the adoption and use of renewable energy, the International Renewable Energy Agency does not endorse any particular project, product or service provider.
Lawrence Berkeley National Laboratory Disclaimer:
This work was prepared as an account of work sponsored by an agency of the United States Government. Neither the United States Government nor any agency thereof, nor the Regents of the University of California, nor any of their employees, makes any warranty, express or implied, or assumes any legal responsibility for the accuracy, completeness, or usefulness of any information, apparatus, product, or process disclosed, or represents that its use would not infringe privately owned rights. Reference herein to any specific commercial product, process, or service by its trade name, trademark, manufacturer, or otherwise, does not necessarily constitute or imply its endorsement, recommendation, or favoring by the United States Government or any agency thereof, or the Regents of the University of California. The views and opinions of authors expressed herein do not necessarily state or reflect those of the United States Government or any agency thereof or the Regents of the University of California.
Boundaries and names shown in maps within the publication do not imply official endorsement by the International Renewable Energy Agency, Lawrence Berkeley National Laboratory, or University of California at Berkeley.

## Wind_Zone_Ranking
RENEWABLE ENERGY ZONES SUPPLY CURVE TOOL
DROP-DOWN ENTRY
COUNTRY | kenya
TECHNOLOGY | wind
Approximate projected demand in 2030 | 20646 | GWh | [12 empty] | 10000 | 1927-05-18
wind generation target | 4000 | GWh | [12 empty] | 20000 | 1954-10-03
Reference to be displayed on supply curve | wind generation target | [13 empty] | 40000 | 2009-07-06
Supply curve display cut-off | 80000 | GWh | [12 empty] | 60000 | 2064-04-08
Resource quality threshold used for analysis | [14 empty] | 80000 | 2119-01-11
Wind Power Density | 250 | W/m2 | [12 empty] | 100000 | 2173-10-14
Wind Speed | 6 | m/s | [24 empty] | COMPUTATIONS FOR THE PLOT: DO NOT ALTER | [22 empty] | COMPUTATIONS FOR THE PLOT: DO NOT ALTER
Substation OR transmission line data for computing transmission costs | transmission line | [25 empty] | Worksheet | TX/SS | kenya_wind | 2030 Demand | wind generation target | wind generation target
Scoring scale for LCOE | country-specific | [25 empty] | kenya_wind | TX | 0 | 1956-07-10 | 1910-12-13 | 1910-12-13
Scoring weights for Levelized Cost of Energy (LCOE) (see Cost Criteria) | LCOE total | [27 empty] | 250 | 1956-07-10 | 1910-12-13 | 1910-12-13
Optimally chosen turbine (Class I, II, or III) based on average wind speed OR Class II turbine | Optimally chosen
Capacity value ratio: 10% peak hours; chosen 3 hours over 1 year; chosen 3 hours over 10 years | Top 10% peak hours | [25 empty] | Supply curve sorted by Total LCOE |  |  |  | Label heuristics | 8000 | 7 | [7 empty] | 1 | 0.9 | 0.8 | 0.7 | 0.6 | 0.5 | 0.4 | 0.3 | 0.2 | Supply curve sorted by Total Score |  |  |  | Label heuristics | 8000 | 7 | [7 empty] | 1 | 0.9 | 0.8 | 0.7 | 0.6 | 0.5 | 0.4 | 0.3 | 0.2
[15 empty] | Zone Rank | Zone ID | Total Score with weights | Total LCOE | Annual Electricity Generation MWh (discounted) | Cumulative Generation Potential (GWh) | Zone Rank | Zone ID | Total Score with weights | Total LCOE | Annual Electricity Generation MWh (discounted) | Cumulative Generation Potential (GWh) | [7 empty] | Zone Rank | Zone ID | Total Score with weights | Total LCOE | Annual Electricity Generation MWh (discounted) | Cumulative Generation Potential (GWh) |  | 1-0.9 | 0.9-0.8 | 0.8-0.7 | 0.7-0.6 | 0.6-0.5 | 0.5-0.4 | 0.4-0.3 | 0.3-0.2 | 0.2> | [7 empty] | Zone Rank | Zone ID | Total Score with weights | Total LCOE | Annual Electricity Generation MWh (discounted) | Cumulative Generation Potential (GWh) |  | 1-0.9 | 0.9-0.8 | 0.8-0.7 | 0.7-0.6 | 0.6-0.5 | 0.5-0.4 | 0.4-0.3 | 0.3-0.2 | 0.2>
USER-SPECIFIED VALUE ENTRY | [6 empty] | country-specific |  | ACEC-specific | [5 empty] | 1 | DP | 0.64425 | 40.3795 | 2156849.0208 | 2156.849 | 1 | DP | 0.64425 | 40.3795 | 2156849.0208 | 2156.849 | DP | 1078.4245 | 1902-12-13 10:11 | 40.3795 | 1 | 1 | 47.3795 | 1 | DP | 0.64425 | 40.3795 | 2156849.0208 | 0 | 0 | 0 | 0 | 0 | 40.3795 | 0 | 0 | 0 | 0 | 0 | DP | 1078.4245 | 1902-12-13 10:11 | 40.3795 | 1 | 1 | 47.3795 | 1 | DP | 0.64425 | 40.3795 | 2156849.0208 | 0 | 0 | 0 | 0 | 0 | 40.3795 | 0 | 0 | 0 | 0 | 0
CRITERIA | User defined weights | Default weights | Weights used in analysis | Best critieria value (score = 1) | Worst criteria value (score = 0) | Units | Range (1) | Range (0) | Range (1) | Range (0) |  |  |  |  | 2 | EZ | 0.54314 | 47.6655 | 3493182.9011 | 5650.0319 | 2 | ET | 0.6027 | 47.8851 | 2362210.7866 | 4519.0598 | EZ | 3903.4405 | 1910-09-07 10:34 | 47.6655 | 1 | 2 | 47.6655 | 1 | DP | 0.64425 | 40.3795 | 2156849.0208 | 2156.849 | 1905-11-25 20:23 | 0 | 0 | 0 | 40.3795 | 0 | 0 | 0 | 0 | 0 | ET | 3337.9544 | 1909-02-18 22:54 | 47.8851 | 1 | 2 | 47.8851 | 1 | DP | 0.64425 | 40.3795 | 2156849.0208 | 2156.849 | 1905-11-25 20:23 | 0 | 0 | 0 | 40.3795 | 0 | 0 | 0 | 0 | 0
Cost criteria | [14 empty] | 3 | ET | 0.6027 | 47.8851 | 2362210.7866 | 8012.2427 | 3 | DM | 0.59389 | 50.1873 | 3749179.5329 | 8268.2393 | ET | 6831.1373 | 1918-09-13 03:18 | 47.8851 | 1 | 3 | 54.8851 | 2 | EZ | 0.54314 | 47.6655 | 3493182.9011 | 2156.849 | 1905-11-25 20:23 | 0 | 0 | 0 | 0 | 47.6655 | 0 | 0 | 0 | 0 | DM | 6393.6496 | 1917-07-02 15:35 | 50.1873 | 1 | 3 | 57.1873 | 2 | ET | 0.6027 | 47.8851 | 2362210.7866 | 2156.849 | 1905-11-25 20:23 | 0 | 0 | 0 | 47.8851 | 0 | 0 | 0 | 0 | 0
Total LCOE (using transmission line) | 30% | 40% | 30% | 40.3795 | 108.9845 | $/MWh | 40.3795 | 108.9845 | 40 | 157 |  |  |  |  | 4 | EL | 0.52975 | 49.7275 | 5325812.4948 | 13338.0552 | 4 | EZ | 0.54314 | 47.6655 | 3493182.9011 | 11761.4222 | EL | 10675.149 | 1929-03-23 03:34 | 49.7275 | 1 | 4 | 49.7275 | 2 | EZ | 0.54314 | 47.6655 | 3493182.9011 | 5650.0319 | 1915-06-20 00:46 | 0 | 0 | 0 | 0 | 47.6655 | 0 | 0 | 0 | 0 | EZ | 10014.8308 | 1927-06-01 19:56 | 47.6655 | 1 | 4 | 47.6655 | 2 | ET | 0.6027 | 47.8851 | 2362210.7866 | 4519.0598 | 1912-05-15 01:26 | 0 | 0 | 0 | 47.8851 | 0 | 0 | 0 | 0 | 0
OR | OR | [13 empty] | 5 | FC | 0.52817 | 49.9032 | 4612376.949 | 17950.4322 | 5 | FQ | 0.53855 | 63.9083 | 4431270.3778 | 16192.6926 | FC | 15644.2437 | 1942-10-30 05:51 | 49.9032 | 1 | 5 | 56.9032 | 3 | ET | 0.6027 | 47.8851 | 2362210.7866 | 5650.0319 | 1915-06-20 00:46 | 0 | 0 | 0 | 47.8851 | 0 | 0 | 0 | 0 | 0 | FQ | 13977.0574 | 1938-04-07 01:23 | 63.9083 | 1 | 5 | 70.9083 | 3 | DM | 0.59389 | 50.1873 | 3749179.5329 | 4519.0598 | 1912-05-15 01:26 | 0 | 0 | 0 | 0 | 50.1873 | 0 | 0 | 0 | 0
Generation LCOE | 15% | 34% | 0% | 36.7445 | 87.635 | $/MWh | 36.7445 | 87.635 | 36 | 127 |  |  |  |  | 6 | DM | 0.59389 | 50.1873 | 3749179.5329 | 21699.6117 | 6 | EL | 0.52975 | 49.7275 | 5325812.4948 | 21518.5051 | DM | 19825.0219 | 1954-04-11 00:32 | 50.1873 | 1 | 6 | 50.1873 | 3 | ET | 0.6027 | 47.8851 | 2362210.7866 | 8012.2427 | 1921-12-07 05:50 | 0 | 0 | 0 | 47.8851 | 0 | 0 | 0 | 0 | 0 | EL | 18855.5989 | 1951-08-15 14:22 | 49.7275 | 1 | 6 | 49.7275 | 3 | DM | 0.59389 | 50.1873 | 3749179.5329 | 8268.2393 | 1922-08-20 05:45 | 0 | 0 | 0 | 0 | 50.1873 | 0 | 0 | 0 | 0
Transmission LCOE (using transmission line) | 10% | 4% | 0% | 1.6924 | 14.973 | $/MWh | 1.6924 | 14.973 | 1 | 28 |  |  |  |  | 7 | FB | 0.52146 | 51.8978 | 5036205.3829 | 26735.8171 | 7 | FC | 0.52817 | 49.9032 | 4612376.949 | 26130.8821 | FB | 24217.7144 | 1966-04-20 17:09 | 51.8978 | 1 | 7 | 58.8978 | 4 | EL | 0.52975 | 49.7275 | 5325812.4948 | 8012.2427 | 1921-12-07 05:50 | 0 | 0 | 0 | 0 | 49.7275 | 0 | 0 | 0 | 0 | FC | 23824.6936 | 1965-03-23 16:39 | 49.9032 | 1 | 7 | 56.9032 | 4 | EZ | 0.54314 | 47.6655 | 3493182.9011 | 8268.2393 | 1922-08-20 05:45 | 0 | 0 | 0 | 0 | 47.6655 | 0 | 0 | 0 | 0
Road LCOE | 5% | 2% | 0% | 0.029391 | 25.3997 | $/MWh | 0.029391 | 25.3997 | 0 | 37 |  |  |  |  | 8 | FE | 0.51493 | 55.3857 | 3442174.8812 | 30177.9919 | 8 | FB | 0.52146 | 51.8978 | 5036205.3829 | 31167.0874 | FE | 28456.9045 | 1977-11-27 21:42 | 55.3857 | 1 | 8 | 55.3857 | 4 | EL | 0.52975 | 49.7275 | 5325812.4948 | 13338.0552 | 1936-07-07 01:19 | 0 | 0 | 0 | 0 | 49.7275 | 0 | 0 | 0 | 0 | FB | 28648.9848 | 1978-06-07 23:38 | 51.8978 | 1 | 8 | 51.8978 | 4 | EZ | 0.54314 | 47.6655 | 3493182.9011 | 11761.4222 | 1932-03-13 10:08 | 0 | 0 | 0 | 0 | 47.6655 | 0 | 0 | 0 | 0
Other criteria | [14 empty] | 9 | FI | 0.50655 | 56.393 | 5333786.9375 | 35511.7789 | 9 | FE | 0.51493 | 55.3857 | 3442174.8812 | 34609.2623 | FI | 32844.8854 | 1989-12-02 21:15 | 56.393 | 1 | 9 | 63.393 | 5 | FC | 0.52817 | 49.9032 | 4612376.949 | 13338.0552 | 1936-07-07 01:19 | 0 | 0 | 0 | 0 | 49.9032 | 0 | 0 | 0 | 0 | FE | 32888.1749 | 1990-01-15 04:12 | 55.3857 | 1 | 9 | 62.3857 | 5 | FQ | 0.53855 | 63.9083 | 4431270.3778 | 11761.4222 | 1932-03-13 10:08 | 0 | 0 | 0 | 0 | 63.9083 | 0 | 0 | 0 | 0
Capacity value ratio using Top 10% peak hours | 10% | 10% | 10% | 1.62 | 0.74 |  | 0.74 | 1.62 | [6 empty] | 10 | EM | 0.49389 | 56.56 | 3442817.6006 | 38954.5965 | 10 | FA | 0.5148 | 61.3429 | 3209636.2034 | 37818.8985 | EM | 37233.1877 | 2001-12-08 04:30 | 56.56 | 1 | 10 | 56.56 | 5 | FC | 0.52817 | 49.9032 | 4612376.949 | 17950.4322 | 1949-02-21 10:22 | 0 | 0 | 0 | 0 | 49.9032 | 0 | 0 | 0 | 0 | FA | 36214.0804 | 1999-02-23 01:56 | 61.3429 | 1 | 10 | 61.3429 | 5 | FQ | 0.53855 | 63.9083 | 4431270.3778 | 16192.6926 | 1944-04-30 16:37 | 0 | 0 | 0 | 0 | 63.9083 | 0 | 0 | 0 | 0
Distance to Load Centers | 15% | 15% | 15% | 0 | 100+ | km | [8 empty] | 11 | DN | 0.50565 | 57.6951 | 4515318.8828 | 43469.9154 | 11 | FI | 0.50655 | 56.393 | 5333786.9375 | 43152.6855 | DN | 41212.2559 | 2012-10-30 06:09 | 57.6951 | 1 | 11 | 64.6951 | 6 | DM | 0.59389 | 50.1873 | 3749179.5329 | 17950.4322 | 1949-02-21 10:22 | 0 | 0 | 0 | 0 | 50.1873 | 0 | 0 | 0 | 0 | FI | 40485.792 | 2010-11-03 19:00 | 56.393 | 1 | 11 | 63.393 | 6 | EL | 0.52975 | 49.7275 | 5325812.4948 | 16192.6926 | 1944-04-30 16:37 | 0 | 0 | 0 | 0 | 49.7275 | 0 | 0 | 0 | 0
Distance to existing or proposed wind plant | 10% | 10% | 10% | 0 | 25+ | km | [8 empty] | 12 | DR | 0.46965 | 57.9552 | 1894898.1629 | 45364.8135 | 12 | DN | 0.50565 | 57.6951 | 4515318.8828 | 47668.0044 | DR | 44417.3645 | 2021-08-09 08:45 | 57.9552 | 1 | 12 | 57.9552 | 6 | DM | 0.59389 | 50.1873 | 3749179.5329 | 21699.6117 | 1959-05-29 14:41 | 0 | 0 | 0 | 0 | 50.1873 | 0 | 0 | 0 | 0 | DN | 45410.3449 | 2024-04-28 08:17 | 57.6951 | 1 | 12 | 57.6951 | 6 | EL | 0.52975 | 49.7275 | 5325812.4948 | 21518.5051 | 1958-11-29 12:07 | 0 | 0 | 0 | 0 | 49.7275 | 0 | 0 | 0 | 0
Distance to existing or proposed geothermal plant | 5% | 5% | 5% | 0 | 25+ | km | [8 empty] | 13 | ES | 0.49783 | 58.2335 | 6150223.8554 | 51515.0374 | 13 | EP | 0.49986 | 59.1001 | 3098516.1731 | 50766.5205 | ES | 48439.9255 | 2032-08-13 22:13 | 58.2335 | 1 | 13 | 65.2335 | 7 | FB | 0.52146 | 51.8978 | 5036205.3829 | 21699.6117 | 1959-05-29 14:41 | 0 | 0 | 0 | 0 | 51.8978 | 0 | 0 | 0 | 0 | EP | 49217.2624 | 2034-09-30 06:18 | 59.1001 | 1 | 13 | 66.1001 | 7 | FC | 0.52817 | 49.9032 | 4612376.949 | 21518.5051 | 1958-11-29 12:07 | 0 | 0 | 0 | 0 | 49.9032 | 0 | 0 | 0 | 0
Distance to any existing or proposed RE technology plant (solar, wind, geothermal) | 0% | 0% | 0% | 0 | 25+ | km | [8 empty] | 14 | EP | 0.49986 | 59.1001 | 3098516.1731 | 54613.5536 | 14 | DV | 0.49962 | 60.0831 | 7961732.8313 | 58728.2534 | EP | 53064.2955 | 2045-04-12 07:05 | 59.1001 | 1 | 14 | 59.1001 | 7 | FB | 0.52146 | 51.8978 | 5036205.3829 | 26735.8171 | 1973-03-12 19:37 | 0 | 0 | 0 | 0 | 51.8978 | 0 | 0 | 0 | 0 | DV | 54747.3869 | 2049-11-20 09:17 | 60.0831 | 1 | 14 | 60.0831 | 7 | FC | 0.52817 | 49.9032 | 4612376.949 | 26130.8821 | 1971-07-16 21:10 | 0 | 0 | 0 | 0 | 49.9032 | 0 | 0 | 0 | 0
Co-location Potential with PV | 5% | 5% | 5% | 1 | 0 | binary | [8 empty] | 15 | DV | 0.49962 | 60.0831 | 7961732.8313 | 62575.2864 | 15 | ES | 0.49783 | 58.2335 | 6150223.8554 | 64878.4772 | DV | 58594.42 | 2060-06-02 10:05 | 60.0831 | 1 | 15 | 67.0831 | 8 | FE | 0.51493 | 55.3857 | 3442174.8812 | 26735.8171 | 1973-03-12 19:37 | 0 | 0 | 0 | 0 | 55.3857 | 0 | 0 | 0 | 0 | ES | 61803.3653 | 2069-03-16 08:46 | 58.2335 | 1 | 15 | 65.2335 | 8 | FB | 0.52146 | 51.8978 | 5036205.3829 | 26130.8821 | 1971-07-16 21:10 | 0 | 0 | 0 | 0 | 51.8978 | 0 | 0 | 0 | 0
Co-location Potential with CSP | 5% | 5% | 5% | 1 | 0 | binary | [8 empty] | 16 | FL | 0.48332 | 61.1448 | 2842771.4188 | 65418.0578 | 16 | EM | 0.49389 | 56.56 | 3442817.6006 | 68321.2948 | FL | 63996.6721 | 2075-03-18 16:08 | 61.1448 | 1 | 16 | 61.1448 | 8 | FE | 0.51493 | 55.3857 | 3442174.8812 | 30177.9919 | 1982-08-14 23:48 | 0 | 0 | 0 | 0 | 55.3857 | 0 | 0 | 0 | 0 | EM | 66599.886 | 2082-05-03 21:16 | 56.56 | 1 | 16 | 56.56 | 8 | FB | 0.52146 | 51.8978 | 5036205.3829 | 31167.0874 | 1985-04-30 02:06 | 0 | 0 | 0 | 0 | 51.8978 | 0 | 0 | 0 | 0
Land use land cover score | 5% | 5% | 5% | 5 | 1 | binary | [8 empty] | 17 | FA | 0.5148 | 61.3429 | 3209636.2034 | 68627.694 | 17 | DU | 0.48681 | 70.79 | 3022995.9365 | 71344.2907 | FA | 67022.8759 | 2083-06-30 21:01 | 61.3429 | 1 | 17 | 68.3429 | 9 | FI | 0.50655 | 56.393 | 5333786.9375 | 30177.9919 | 1982-08-14 23:48 | 0 | 0 | 0 | 0 | 56.393 | 0 | 0 | 0 | 0 | DU | 69832.7928 | 2091-03-10 19:02 | 70.79 | 1 | 17 | 77.79 | 9 | FE | 0.51493 | 55.3857 | 3442174.8812 | 31167.0874 | 1985-04-30 02:06 | 0 | 0 | 0 | 0 | 55.3857 | 0 | 0 | 0 | 0
Population density | 5% | 5% | 5% | 0 | 100+ | ppl/km2 | [8 empty] | 18 | FF | 0.47723 | 62.2041 | 4009570.0315 | 72637.264 | 18 | H | 0.48427 | 87.3599 | 4108105.3543 | 75452.3961 | FF | 70632.479 | 2093-05-18 11:30 | 62.2041 | 1 | 18 | 62.2041 | 9 | FI | 0.50655 | 56.393 | 5333786.9375 | 35511.7789 | 1997-03-22 18:42 | 0 | 0 | 0 | 0 | 56.393 | 0 | 0 | 0 | 0 | H | 73398.3434 | 2100-12-14 08:15 | 87.3599 | 1 | 18 | 87.3599 | 9 | FE | 0.51493 | 55.3857 | 3442174.8812 | 34609.2623 | 1994-10-02 06:18 | 0 | 0 | 0 | 0 | 55.3857 | 0 | 0 | 0 | 0
Human footprint | 5% | 5% | 5% | 100 | 0 | [9 empty] | 19 | DG | 0.47294 | 62.7616 | 4287132.3578 | 76924.3964 | 19 | FL | 0.48332 | 61.1448 | 2842771.4188 | 78295.1675 | DG | 74780.8302 | 2104-09-26 19:56 | 62.7616 | 1 | 19 | 69.7616 | 10 | EM | 0.49389 | 56.56 | 3442817.6006 | 35511.7789 | 1997-03-22 18:42 | 0 | 0 | 0 | 0 | 0 | 56.56 | 0 | 0 | 0 | FL | 76873.7818 | 2110-06-20 18:46 | 61.1448 | 1 | 19 | 68.1448 | 10 | FA | 0.5148 | 61.3429 | 3209636.2034 | 34609.2623 | 1994-10-02 06:18 | 0 | 0 | 0 | 0 | 61.3429 | 0 | 0 | 0 | 0
Slope | 5% | 5% | 5% | 0% | 20% | % | [8 empty] | 20 | DE | 0.41552 | 63.2846 | 1596615.5639 | 78521.012 | 20 | ED | 0.4797 | 72.929 | 3559123.4539 | 81854.291 | DE | 77722.7042 | 2112-10-16 16:54 | 63.2846 | 1 | 20 | 63.2846 | 10 | EM | 0.49389 | 56.56 | 3442817.6006 | 38954.5965 | 2006-08-25 14:19 | 0 | 0 | 0 | 0 | 0 | 56.56 | 0 | 0 | 0 | #N/A | 80074.7292 | #N/A | 72.929 | 1 | 20 | 72.929 | 10 | FA | 0.5148 | 61.3429 | 3209636.2034 | 37818.8985 | 2003-07-16 21:34 | 0 | 0 | 0 | 0 | 61.3429 | 0 | 0 | 0 | 0
Total weight (should equal 100%) | 100% |  | 100% | [11 empty] | 21 | FD | 0.44062 | 63.6557 | 4552540.0137 | 83073.552 | 21 | DQ | 0.47761 | 71.2086 | 1982799.7431 | 83837.0907 | #N/A | 80797.282 | #N/A | 63.6557 | 1 | 21 | 70.6557 | 11 | DN | 0.50565 | 57.6951 | 4515318.8828 | 38954.5965 | 2006-08-25 14:19 | 0 | 0 | 0 | 0 | 57.6951 | 0 | 0 | 0 | 0 | #N/A | 82845.6908 | #N/A | 71.2086 | 1 | 21 | 78.2086 | 11 | FI | 0.50655 | 56.393 | 5333786.9375 | 37818.8985 | 2003-07-16 21:34 | 0 | 0 | 0 | 0 | 56.393 | 0 | 0 | 0 | 0
Filters | [14 empty] | 22 | P | 0.458 | 63.7391 | 2311342.0041 | 85384.894 | 22 | FF | 0.47723 | 62.2041 | 4009570.0315 | 87846.6607 | #N/A | 84229.223 | #N/A | 63.7391 | 1 | 22 | 63.7391 | 11 | DN | 0.50565 | 57.6951 | 4515318.8828 | 43469.9154 | 2019-01-04 21:58 | 0 | 0 | 0 | 0 | 57.6951 | 0 | 0 | 0 | 0 | #N/A | 85841.8757 | #N/A | 62.2041 | 1 | 22 | 62.2041 | 11 | FI | 0.50655 | 56.393 | 5333786.9375 | 43152.6855 | 2018-02-21 16:27 | 0 | 0 | 0 | 0 | 56.393 | 0 | 0 | 0 | 0
Number of projects per zone that are within 10km of a freshwater surface water body (greater than or equal to) | 0 | [13 empty] | 23 | FQ | 0.53855 | 63.9083 | 4431270.3778 | 89816.1644 | 23 | FH | 0.47668 | 66.6823 | 2265215.2102 | 90111.876 | #N/A | 87600.5292 | #N/A | 63.9083 | 1 | 23 | 70.9083 | 12 | DR | 0.46965 | 57.9552 | 1894898.1629 | 43469.9154 | 2019-01-04 21:58 | 0 | 0 | 0 | 0 | 0 | 57.9552 | 0 | 0 | 0 | #N/A | 88979.2684 | #N/A | 66.6823 | 1 | 23 | 73.6823 | 12 | DN | 0.50565 | 57.6951 | 4515318.8828 | 43152.6855 | 2018-02-21 16:27 | 0 | 0 | 0 | 0 | 57.6951 | 0 | 0 | 0 | 0
[15 empty] | 24 | DF | 0.46319 | 64.8204 | 1924615.5396 | 91740.7799 | 24 | DG | 0.47294 | 62.7616 | 4287132.3578 | 94399.0083 | #N/A | 90778.4721 | #N/A | 64.8204 | 1 | 24 | 64.8204 | 12 | DR | 0.46965 | 57.9552 | 1894898.1629 | 45364.8135 | 2024-03-13 19:31 | 0 | 0 | 0 | 0 | 0 | 57.9552 | 0 | 0 | 0 | #N/A | 92255.4421 | #N/A | 62.7616 | 1 | 24 | 62.7616 | 12 | DN | 0.50565 | 57.6951 | 4515318.8828 | 47668.0044 | 2030-07-04 00:06 | 0 | 0 | 0 | 0 | 57.6951 | 0 | 0 | 0 | 0
SUPPLY CURVE OUTPUT | [7 empty] | ZONE RANKINGS | [6 empty] | 25 | FW | 0.40964 | 65.9591 | 2711400.6198 | 94452.1805 | 25 | DR | 0.46965 | 57.9552 | 1894898.1629 | 96293.9065 | #N/A | 93096.4802 | #N/A | 65.9591 | 1 | 25 | 72.9591 | 13 | ES | 0.49783 | 58.2335 | 6150223.8554 | 45364.8135 | 2024-03-13 19:31 | 0 | 0 | 0 | 0 | 0 | 58.2335 | 0 | 0 | 0 | #N/A | 95346.4574 | #N/A | 57.9552 | 1 | 25 | 64.9552 | 13 | EP | 0.49986 | 59.1001 | 3098516.1731 | 47668.0044 | 2030-07-04 00:06 | 0 | 0 | 0 | 0 | 0 | 59.1001 | 0 | 0 | 0
[8 empty] | Rank | By total LCOE |  |  | By cumulative score |  |  | 26 | FH | 0.47668 | 66.6823 | 2265215.2102 | 96717.3957 | 26 | EA | 0.46649 | 68.1181 | 4921753.8723 | 101215.6604 | #N/A | 95584.7881 | #N/A | 66.6823 | 1 | 26 | 66.6823 | 13 | ES | 0.49783 | 58.2335 | 6150223.8554 | 51515.0374 | 2041-01-14 00:54 | 0 | 0 | 0 | 0 | 0 | 58.2335 | 0 | 0 | 0 | #N/A | 98754.7834 | #N/A | 68.1181 | 1 | 26 | 68.1181 | 13 | EP | 0.49986 | 59.1001 | 3098516.1731 | 50766.5205 | 2038-12-27 12:30 | 0 | 0 | 0 | 0 | 0 | 59.1001 | 0 | 0 | 0
[9 empty] | Zone ID | Total LCOE ($/MWh) | Discounted Generation Potential (GWh) | Zone ID | Cumulative zone score | Discounted Generation Potential (GWh) | 27 | FO | 0.45929 | 67.2715 | 8788086.0297 | 105505.4818 | 27 | EB | 0.46475 | 69.4717 | 7748105.6787 | 108963.766 | #N/A | 101111.4387 | #N/A | 67.2715 | 1 | 27 | 74.2715 | 14 | EP | 0.49986 | 59.1001 | 3098516.1731 | 51515.0374 | 2041-01-14 00:54 | 0 | 0 | 0 | 0 | 0 | 59.1001 | 0 | 0 | 0 | #N/A | 105089.7132 | #N/A | 69.4717 | 1 | 27 | 76.4717 | 14 | DV | 0.49962 | 60.0831 | 7961732.8313 | 50766.5205 | 2038-12-27 12:30 | 0 | 0 | 0 | 0 | 0 | 60.0831 | 0 | 0 | 0
[8 empty] | 1 | DP | 40.3795 | 2156.849 | DP | 0.64425 | 2156.849 | 28 | FN | 0.45515 | 67.3269 | 4132356.3245 | 109637.8381 | 28 | DF | 0.46319 | 64.8204 | 1924615.5396 | 110888.3816 | #N/A | 107571.6599 | #N/A | 67.3269 | 1 | 28 | 67.3269 | 14 | EP | 0.49986 | 59.1001 | 3098516.1731 | 54613.5536 | 2049-07-09 13:17 | 0 | 0 | 0 | 0 | 0 | 59.1001 | 0 | 0 | 0 | #N/A | 109926.0738 | #N/A | 64.8204 | 1 | 28 | 64.8204 | 14 | DV | 0.49962 | 60.0831 | 7961732.8313 | 58728.2534 | 2060-10-14 06:05 | 0 | 0 | 0 | 0 | 0 | 60.0831 | 0 | 0 | 0
[8 empty] | 2 | EZ | 47.6655 | 3493.1829 | ET | 0.6027 | 2362.2108 | 29 | FK | 0.43221 | 67.634 | 4423412.0862 | 114061.2502 | 29 | FO | 0.45929 | 67.2715 | 8788086.0297 | 119676.4676 | #N/A | 111849.5441 | #N/A | 67.634 | 1 | 29 | 74.634 | 15 | DV | 0.49962 | 60.0831 | 7961732.8313 | 54613.5536 | 2049-07-09 13:17 | 0 | 0 | 0 | 0 | 0 | 60.0831 | 0 | 0 | 0 | #N/A | 115282.4246 | #N/A | 67.2715 | 1 | 29 | 74.2715 | 15 | ES | 0.49783 | 58.2335 | 6150223.8554 | 58728.2534 | 2060-10-14 06:05 | 0 | 0 | 0 | 0 | 0 | 58.2335 | 0 | 0 | 0
[8 empty] | 3 | ET | 47.8851 | 2362.2108 | DM | 0.59389 | 3749.1795 | 30 | EC | 0.41284 | 67.667 | 5622794.9751 | 119684.0451 | 30 | P | 0.458 | 63.7391 | 2311342.0041 | 121987.8096 | #N/A | 116872.6477 | #N/A | 67.667 | 1 | 30 | 67.667 | 15 | DV | 0.49962 | 60.0831 | 7961732.8313 | 62575.2864 | 2071-04-27 06:52 | 0 | 0 | 0 | 0 | 0 | 60.0831 | 0 | 0 | 0 | #N/A | 120832.1386 | #N/A | 63.7391 | 1 | 30 | 63.7391 | 15 | ES | 0.49783 | 58.2335 | 6150223.8554 | 64878.4772 | 2077-08-16 11:27 | 0 | 0 | 0 | 0 | 0 | 58.2335 | 0 | 0 | 0
[8 empty] | 4 | EL | 49.7275 | 5325.8125 | EZ | 0.54314 | 3493.1829 | 31 | AR | 0.42769 | 67.7946 | 4617375.0371 | 124301.4202 | 31 | FN | 0.45515 | 67.3269 | 4132356.3245 | 126120.1659 | #N/A | 121992.7327 | #N/A | 67.7946 | 1 | 31 | 74.7946 | 16 | FL | 0.48332 | 61.1448 | 2842771.4188 | 62575.2864 | 2071-04-27 06:52 | 0 | 0 | 0 | 0 | 0 | 61.1448 | 0 | 0 | 0 | #N/A | 124053.9878 | #N/A | 67.3269 | 1 | 31 | 74.3269 | 16 | EM | 0.49389 | 56.56 | 3442817.6006 | 64878.4772 | 2077-08-16 11:27 | 0 | 0 | 0 | 0 | 0 | 56.56 | 0 | 0 | 0
[8 empty] | 5 | FC | 49.9032 | 4612.3769 | FQ | 0.53855 | 4431.2704 | 32 | EA | 0.46649 | 68.1181 | 4921753.8723 | 129223.1741 | 32 | EY | 0.45468 | 68.8615 | 10375149.9455 | 136495.3159 | #N/A | 126762.2971 | #N/A | 68.1181 | 1 | 32 | 68.1181 | 16 | FL | 0.48332 | 61.1448 | 2842771.4188 | 65418.0578 | 2079-02-07 01:23 | 0 | 0 | 0 | 0 | 0 | 61.1448 | 0 | 0 | 0 | #N/A | 131307.7409 | #N/A | 68.8615 | 1 | 32 | 68.8615 | 16 | EM | 0.49389 | 56.56 | 3442817.6006 | 68321.2948 | 2087-01-19 07:05 | 0 | 0 | 0 | 0 | 0 | 56.56 | 0 | 0 | 0
[8 empty] | 6 | DM | 50.1873 | 3749.1795 | EL | 0.52975 | 5325.8125 | 33 | A | 0.35498 | 68.4352 | 345838.8015 | 129569.0129 | 33 | S | 0.45311 | 68.5158 | 3011678.075 | 139506.9939 | #N/A | 129396.0935 | #N/A | 68.4352 | 1 | 33 | 75.4352 | 17 | FA | 0.5148 | 61.3429 | 3209636.2034 | 65418.0578 | 2079-02-07 01:23 | 0 | 0 | 0 | 0 | 61.3429 | 0 | 0 | 0 | 0 | #N/A | 138001.1549 | #N/A | 68.5158 | 1 | 33 | 75.5158 | 17 | DU | 0.48681 | 70.79 | 3022995.9365 | 68321.2948 | 2087-01-19 07:05 | 0 | 0 | 0 | 0 | 0 | 70.79 | 0 | 0 | 0
[8 empty] | 7 | FB | 51.8978 | 5036.2054 | FC | 0.52817 | 4612.3769 | 34 | S | 0.45311 | 68.5158 | 3011678.075 | 132580.6909 | 34 | DY | 0.44775 | 70.4921 | 7091054.732 | 146598.0487 | #N/A | 131074.8519 | #N/A | 68.5158 | 1 | 34 | 68.5158 | 17 | FA | 0.5148 | 61.3429 | 3209636.2034 | 68627.694 | 2087-11-21 16:39 | 0 | 0 | 0 | 0 | 61.3429 | 0 | 0 | 0 | 0 | #N/A | 143052.5213 | #N/A | 70.4921 | 1 | 34 | 70.4921 | 17 | DU | 0.48681 | 70.79 | 3022995.9365 | 71344.2907 | 2095-04-30 06:59 | 0 | 0 | 0 | 0 | 0 | 70.79 | 0 | 0 | 0
[8 empty] | 8 | FE | 55.3857 | 3442.1749 | FB | 0.52146 | 5036.2054 | 35 | EY | 0.45468 | 68.8615 | 10375149.9455 | 142955.8409 | 35 | DH | 0.44349 | 77.6368 | 4246215.1702 | 150844.2639 | #N/A | 137768.2659 | #N/A | 68.8615 | 1 | 35 | 75.8615 | 18 | FF | 0.47723 | 62.2041 | 4009570.0315 | 68627.694 | 2087-11-21 16:39 | 0 | 0 | 0 | 0 | 0 | 62.2041 | 0 | 0 | 0 | #N/A | 148721.1563 | #N/A | 77.6368 | 1 | 35 | 84.6368 | 18 | H | 0.48427 | 87.3599 | 4108105.3543 | 71344.2907 | 2095-04-30 06:59 | 0 | 0 | 0 | 0 | 0 | 87.3599 | 0 | 0 | 0
[8 empty] | 9 | FI | 56.393 | 5333.7869 | FE | 0.51493 | 3442.1749 | 36 | FR | 0.43541 | 69.4002 | 3691949.8322 | 146647.7907 | 36 | FD | 0.44062 | 63.6557 | 4552540.0137 | 155396.8039 | #N/A | 144801.8158 | #N/A | 69.4002 | 1 | 36 | 69.4002 | 18 | FF | 0.47723 | 62.2041 | 4009570.0315 | 72637.264 | 2098-11-13 06:20 | 0 | 0 | 0 | 0 | 0 | 62.2041 | 0 | 0 | 0 | #N/A | 153120.5339 | #N/A | 63.6557 | 1 | 36 | 63.6557 | 18 | H | 0.48427 | 87.3599 | 4108105.3543 | 75452.3961 | 2106-07-30 09:30 | 0 | 0 | 0 | 0 | 0 | 87.3599 | 0 | 0 | 0
[8 empty] | 10 | EM | 56.56 | 3442.8176 | FA | 0.5148 | 3209.6362 | 37 | EB | 0.46475 | 69.4717 | 7748105.6787 | 154395.8964 | 37 | DO | 0.44012 | 73.5374 | 2782177.6146 | 158178.9815 | #N/A | 150521.8436 | #N/A | 69.4717 | 1 | 37 | 76.4717 | 19 | DG | 0.47294 | 62.7616 | 4287132.3578 | 72637.264 | 2098-11-13 06:20 | 0 | 0 | 0 | 0 | 0 | 62.7616 | 0 | 0 | 0 | #N/A | 156787.8927 | #N/A | 73.5374 | 1 | 37 | 80.5374 | 19 | FL | 0.48332 | 61.1448 | 2842771.4188 | 75452.3961 | 2106-07-30 09:30 | 0 | 0 | 0 | 0 | 0 | 61.1448 | 0 | 0 | 0
[8 empty] | 11 | DN | 57.6951 | 4515.3189 | FI | 0.50655 | 5333.7869 | 38 | DI | 0.4399 | 69.7066 | 2611195.6186 | 157007.092 | 38 | DI | 0.4399 | 69.7066 | 2611195.6186 | 160790.1771 | #N/A | 155701.4942 | #N/A | 69.7066 | 1 | 38 | 69.7066 | 19 | DG | 0.47294 | 62.7616 | 4287132.3578 | 76924.3964 | 2110-08-10 09:31 | 0 | 0 | 0 | 0 | 0 | 62.7616 | 0 | 0 | 0 | #N/A | 159484.5793 | #N/A | 69.7066 | 1 | 38 | 69.7066 | 19 | FL | 0.48332 | 61.1448 | 2842771.4188 | 78295.1675 | 2114-05-12 04:01 | 0 | 0 | 0 | 0 | 0 | 61.1448 | 0 | 0 | 0
[8 empty] | 12 | DR | 57.9552 | 1894.8982 | DN | 0.50565 | 4515.3189 | 39 | AH | 0.43307 | 70.3406 | 4602623.2465 | 161609.7153 | 39 | FR | 0.43541 | 69.4002 | 3691949.8322 | 164482.1269 | #N/A | 159308.4036 | #N/A | 70.3406 | 1 | 39 | 77.3406 | 20 | DE | 0.41552 | 63.2846 | 1596615.5639 | 76924.3964 | 2110-08-10 09:31 | 0 | 0 | 0 | 0 | 0 | 63.2846 | 0 | 0 | 0 | #N/A | 162636.152 | #N/A | 69.4002 | 1 | 39 | 76.4002 | 20 | ED | 0.4797 | 72.929 | 3559123.4539 | 78295.1675 | 2114-05-12 04:01 | 0 | 0 | 0 | 0 | 0 | 72.929 | 0 | 0 | 0
[8 empty] | 13 | ES | 58.2335 | 6150.2239 | EP | 0.49986 | 3098.5162 | 40 | DY | 0.44775 | 70.4921 | 7091054.732 | 168700.77 | 40 | BH | 0.43345 | 72.3235 | 4067451.5819 | 168549.5785 | #N/A | 165155.2426 | #N/A | 70.4921 | 1 | 40 | 70.4921 | 20 | DE | 0.41552 | 63.2846 | 1596615.5639 | 78521.012 | 2114-12-24 00:17 | 0 | 0 | 0 | 0 | 0 | 63.2846 | 0 | 0 | 0 | #N/A | 166515.8527 | #N/A | 72.3235 | 1 | 40 | 72.3235 | 20 | ED | 0.4797 | 72.929 | 3559123.4539 | 81854.291 | #N/A | #N/A | #N/A | #N/A | #N/A | #N/A | #N/A | #N/A | #N/A | #N/A
[8 empty] | 14 | EP | 59.1001 | 3098.5162 | DV | 0.49962 | 7961.7328 | 41 | DU | 0.48681 | 70.79 | 3022995.9365 | 171723.7659 | 41 | AH | 0.43307 | 70.3406 | 4602623.2465 | 173152.2018 | #N/A | 170212.268 | #N/A | 70.79 | 1 | 41 | 77.79 | 21 | FD | 0.44062 | 63.6557 | 4552540.0137 | 78521.012 | 2114-12-24 00:17 | 0 | 0 | 0 | 0 | 0 | 63.6557 | 0 | 0 | 0 | #N/A | 170850.8901 | #N/A | 70.3406 | 1 | 41 | 77.3406 | 21 | DQ | 0.47761 | 71.2086 | 1982799.7431 | 81854.291 | #N/A | #N/A | #N/A | #N/A | #N/A | #N/A | #N/A | #N/A | #N/A | #N/A
[8 empty] | 15 | DV | 60.0831 | 7961.7328 | ES | 0.49783 | 6150.2239 | 42 | DQ | 0.47761 | 71.2086 | 1982799.7431 | 173706.5657 | 42 | FK | 0.43221 | 67.634 | 4423412.0862 | 177575.6138 | #N/A | 172715.1658 | #N/A | 71.2086 | 1 | 42 | 71.2086 | 21 | FD | 0.44062 | 63.6557 | 4552540.0137 | 83073.552 | #N/A | #N/A | #N/A | #N/A | #N/A | #N/A | #N/A | #N/A | #N/A | #N/A | #N/A | 175363.9078 | #N/A | 67.634 | 1 | 42 | 67.634 | 21 | DQ | 0.47761 | 71.2086 | 1982799.7431 | 83837.0907 | #N/A | #N/A | #N/A | #N/A | #N/A | #N/A | #N/A | #N/A | #N/A | #N/A
[8 empty] | 16 | FL | 61.1448 | 2842.7714 | EM | 0.49389 | 3442.8176 | 43 | CU | 0.37512 | 71.4709 | 4816734.1334 | 178523.2998 | 43 | AO | 0.43212 | 74.1754 | 5498498.1117 | 183074.112 | #N/A | 176114.9327 | #N/A | 71.4709 | 1 | 43 | 78.4709 | 22 | P | 0.458 | 63.7391 | 2311342.0041 | 83073.552 | #N/A | #N/A | #N/A | #N/A | #N/A | #N/A | #N/A | #N/A | #N/A | #N/A | #N/A | 180324.8629 | #N/A | 74.1754 | 1 | 43 | 81.1754 | 22 | FF | 0.47723 | 62.2041 | 4009570.0315 | 83837.0907 | #N/A | #N/A | #N/A | #N/A | #N/A | #N/A | #N/A | #N/A | #N/A | #N/A
[8 empty] | 17 | FA | 61.3429 | 3209.6362 | DU | 0.48681 | 3022.9959 | 44 | EU | 0.42839 | 72.0759 | 5000639.9723 | 183523.9398 | 44 | EN | 0.42864 | 75.3993 | 3027980.942 | 186102.0929 | #N/A | 181023.6198 | #N/A | 72.0759 | 1 | 44 | 72.0759 | 22 | P | 0.458 | 63.7391 | 2311342.0041 | 85384.894 | #N/A | #N/A | #N/A | #N/A | #N/A | #N/A | #N/A | #N/A | #N/A | #N/A | #N/A | 184588.1024 | #N/A | 75.3993 | 1 | 44 | 75.3993 | 22 | FF | 0.47723 | 62.2041 | 4009570.0315 | 87846.6607 | #N/A | #N/A | #N/A | #N/A | #N/A | #N/A | #N/A | #N/A | #N/A | #N/A
[8 empty] | 18 | FF | 62.2041 | 4009.57 | H | 0.48427 | 4108.1054 | 45 | BH | 0.43345 | 72.3235 | 4067451.5819 | 187591.3914 | 45 | EW | 0.42853 | 74.2863 | 7902038.8384 | 194004.1317 | #N/A | 185557.6656 | #N/A | 72.3235 | 1 | 45 | 79.3235 | 23 | FQ | 0.53855 | 63.9083 | 4431270.3778 | 85384.894 | #N/A | #N/A | #N/A | #N/A | #N/A | #N/A | #N/A | #N/A | #N/A | #N/A | #N/A | 190053.1123 | #N/A | 74.2863 | 1 | 45 | 81.2863 | 23 | FH | 0.47668 | 66.6823 | 2265215.2102 | 87846.6607 | #N/A | #N/A | #N/A | #N/A | #N/A | #N/A | #N/A | #N/A | #N/A | #N/A
[8 empty] | 19 | DG | 62.7616 | 4287.1324 | FL | 0.48332 | 2842.7714 | 46 | EQ | 0.41174 | 72.7327 | 3302030.3394 | 190893.4217 | 46 | EU | 0.42839 | 72.0759 | 5000639.9723 | 199004.7717 | #N/A | 189242.4065 | #N/A | 72.7327 | 1 | 46 | 72.7327 | 23 | FQ | 0.53855 | 63.9083 | 4431270.3778 | 89816.1644 | #N/A | #N/A | #N/A | #N/A | #N/A | #N/A | #N/A | #N/A | #N/A | #N/A | #N/A | 196504.4517 | #N/A | 72.0759 | 1 | 46 | 72.0759 | 23 | FH | 0.47668 | 66.6823 | 2265215.2102 | 90111.876 | #N/A | #N/A | #N/A | #N/A | #N/A | #N/A | #N/A | #N/A | #N/A | #N/A
[8 empty] | 20 | DE | 63.2846 | 1596.6156 | ED | 0.4797 | 3559.1235 | 47 | ED | 0.4797 | 72.929 | 3559123.4539 | 194452.5451 | 47 | M | 0.42813 | 74.9197 | 816996.2757 | 199821.768 | #N/A | 192672.9834 | #N/A | 72.929 | 1 | 47 | 79.929 | 24 | DF | 0.46319 | 64.8204 | 1924615.5396 | 89816.1644 | #N/A | #N/A | #N/A | #N/A | #N/A | #N/A | #N/A | #N/A | #N/A | #N/A | #N/A | 199413.2698 | #N/A | 74.9197 | 1 | 47 | 81.9197 | 24 | DG | 0.47294 | 62.7616 | 4287132.3578 | 90111.876 | #N/A | #N/A | #N/A | #N/A | #N/A | #N/A | #N/A | #N/A | #N/A | #N/A
[8 empty] | 21 | FD | 63.6557 | 4552.54 | DQ | 0.47761 | 1982.7997 | 48 | CQ | 0.36732 | 73.0122 | 3375681.3138 | 197828.2265 | 48 | AR | 0.42769 | 67.7946 | 4617375.0371 | 204439.143 | #N/A | 196140.3858 | #N/A | 73.0122 | 1 | 48 | 73.0122 | 24 | DF | 0.46319 | 64.8204 | 1924615.5396 | 91740.7799 | #N/A | #N/A | #N/A | #N/A | #N/A | #N/A | #N/A | #N/A | #N/A | #N/A | #N/A | 202130.4555 | #N/A | 67.7946 | 1 | 48 | 67.7946 | 24 | DG | 0.47294 | 62.7616 | 4287132.3578 | 94399.0083 | #N/A | #N/A | #N/A | #N/A | #N/A | #N/A | #N/A | #N/A | #N/A | #N/A
[8 empty] | 22 | P | 63.7391 | 2311.342 | FF | 0.47723 | 4009.57 | 49 | BG | 0.36042 | 73.0485 | 8999544.6497 | 206827.7711 | 49 | DZ | 0.4256 | 73.4467 | 8124338.7522 | 212563.4818 | #N/A | 202327.9988 | #N/A | 73.0485 | 1 | 49 | 80.0485 | 25 | FW | 0.40964 | 65.9591 | 2711400.6198 | 91740.7799 | #N/A | #N/A | #N/A | #N/A | #N/A | #N/A | #N/A | #N/A | #N/A | #N/A | #N/A | 208501.3124 | #N/A | 73.4467 | 1 | 49 | 80.4467 | 25 | DR | 0.46965 | 57.9552 | 1894898.1629 | 94399.0083 | #N/A | #N/A | #N/A | #N/A | #N/A | #N/A | #N/A | #N/A | #N/A | #N/A
[8 empty] | 23 | FQ | 63.9083 | 4431.2704 | FH | 0.47668 | 2265.2152 | 50 | FZ | 0.39042 | 73.1131 | 1536827.8647 | 208364.599 | 50 | DJ | 0.4194 | 84.8645 | 1408914.85 | 213972.3966 | #N/A | 207596.185 | #N/A | 73.1131 | 1 | 50 | 73.1131 | 25 | FW | 0.40964 | 65.9591 | 2711400.6198 | 94452.1805 | #N/A | #N/A | #N/A | #N/A | #N/A | #N/A | #N/A | #N/A | #N/A | #N/A | #N/A | 213267.9392 | #N/A | 84.8645 | 1 | 50 | 84.8645 | 25 | DR | 0.46965 | 57.9552 | 1894898.1629 | 96293.9065 | #N/A | #N/A | #N/A | #N/A | #N/A | #N/A | #N/A | #N/A | #N/A | #N/A
[8 empty] | 24 | DF | 64.8204 | 1924.6155 | DG | 0.47294 | 4287.1324 | 51 | DZ | 0.4256 | 73.4467 | 8124338.7522 | 216488.9377 | 51 | CM | 0.41864 | 74.6695 | 5222077.4216 | 219194.474 | #N/A | 212426.7684 | #N/A | 73.4467 | 1 | 51 | 80.4467 | 26 | FH | 0.47668 | 66.6823 | 2265215.2102 | 94452.1805 | #N/A | #N/A | #N/A | #N/A | #N/A | #N/A | #N/A | #N/A | #N/A | #N/A | #N/A | 216583.4353 | #N/A | 74.6695 | 1 | 51 | 81.6695 | 26 | EA | 0.46649 | 68.1181 | 4921753.8723 | 96293.9065 | #N/A | #N/A | #N/A | #N/A | #N/A | #N/A | #N/A | #N/A | #N/A | #N/A
[8 empty] | 25 | FW | 65.9591 | 2711.4006 | DR | 0.46965 | 1894.8982 | 52 | DO | 0.44012 | 73.5374 | 2782177.6146 | 219271.1153 | 52 | DW | 0.41613 | 74.6079 | 7631093.4747 | 226825.5675 | #N/A | 217880.0265 | #N/A | 73.5374 | 1 | 52 | 73.5374 | 26 | FH | 0.47668 | 66.6823 | 2265215.2102 | 96717.3957 | #N/A | #N/A | #N/A | #N/A | #N/A | #N/A | #N/A | #N/A | #N/A | #N/A | #N/A | 223010.0208 | #N/A | 74.6079 | 1 | 52 | 74.6079 | 26 | EA | 0.46649 | 68.1181 | 4921753.8723 | 101215.6604 | #N/A | #N/A | #N/A | #N/A | #N/A | #N/A | #N/A | #N/A | #N/A | #N/A
[8 empty] | 26 | FH | 66.6823 | 2265.2152 | EA | 0.46649 | 4921.7539 | 53 | FJ | 0.37739 | 73.6133 | 5672503.9431 | 224943.6193 | 53 | DE | 0.41552 | 63.2846 | 1596615.5639 | 228422.1831 | #N/A | 222107.3673 | #N/A | 73.6133 | 1 | 53 | 80.6133 | 27 | FO | 0.45929 | 67.2715 | 8788086.0297 | 96717.3957 | #N/A | #N/A | #N/A | #N/A | #N/A | #N/A | #N/A | #N/A | #N/A | #N/A | #N/A | 227623.8753 | #N/A | 63.2846 | 1 | 53 | 70.2846 | 27 | EB | 0.46475 | 69.4717 | 7748105.6787 | 101215.6604 | #N/A | #N/A | #N/A | #N/A | #N/A | #N/A | #N/A | #N/A | #N/A | #N/A
[8 empty] | 27 | FO | 67.2715 | 8788.086 | EB | 0.46475 | 7748.1057 | 54 | CZ | 0.36213 | 73.8097 | 6734888.8634 | 231678.5082 | 54 | EC | 0.41284 | 67.667 | 5622794.9751 | 234044.9781 | #N/A | 228311.0637 | #N/A | 73.8097 | 1 | 54 | 73.8097 | 27 | FO | 0.45929 | 67.2715 | 8788086.0297 | 105505.4818 | #N/A | #N/A | #N/A | #N/A | #N/A | #N/A | #N/A | #N/A | #N/A | #N/A | #N/A | 231233.5806 | #N/A | 67.667 | 1 | 54 | 67.667 | 27 | EB | 0.46475 | 69.4717 | 7748105.6787 | 108963.766 | #N/A | #N/A | #N/A | #N/A | #N/A | #N/A | #N/A | #N/A | #N/A | #N/A
[8 empty] | 28 | FN | 67.3269 | 4132.3563 | DF | 0.46319 | 1924.6155 | 55 | CR | 0.37073 | 73.9564 | 5698378.5724 | 237376.8867 | 55 | EQ | 0.41174 | 72.7327 | 3302030.3394 | 237347.0084 | #N/A | 234527.6974 | #N/A | 73.9564 | 1 | 55 | 80.9564 | 28 | FN | 0.45515 | 67.3269 | 4132356.3245 | 105505.4818 | #N/A | #N/A | #N/A | #N/A | #N/A | #N/A | #N/A | #N/A | #N/A | #N/A | #N/A | 235695.9932 | #N/A | 72.7327 | 1 | 55 | 79.7327 | 28 | DF | 0.46319 | 64.8204 | 1924615.5396 | 108963.766 | #N/A | #N/A | #N/A | #N/A | #N/A | #N/A | #N/A | #N/A | #N/A | #N/A
[8 empty] | 29 | FK | 67.634 | 4423.4121 | FO | 0.45929 | 8788.086 | 56 | BM | 0.34984 | 73.9957 | 4768632.7637 | 242145.5195 | 56 | FG | 0.4098 | 79.5465 | 6625770.3908 | 243972.7788 | #N/A | 239761.2031 | #N/A | 73.9957 | 1 | 56 | 73.9957 | 28 | FN | 0.45515 | 67.3269 | 4132356.3245 | 109637.8381 | #N/A | #N/A | #N/A | #N/A | #N/A | #N/A | #N/A | #N/A | #N/A | #N/A | #N/A | 240659.8936 | #N/A | 79.5465 | 1 | 56 | 79.5465 | 28 | DF | 0.46319 | 64.8204 | 1924615.5396 | 110888.3816 | #N/A | #N/A | #N/A | #N/A | #N/A | #N/A | #N/A | #N/A | #N/A | #N/A
[8 empty] | 30 | EC | 67.667 | 5622.795 | P | 0.458 | 2311.342 | 57 | AO | 0.43212 | 74.1754 | 5498498.1117 | 247644.0176 | 57 | FW | 0.40964 | 65.9591 | 2711400.6198 | 246684.1794 | #N/A | 244894.7685 | #N/A | 74.1754 | 1 | 57 | 81.1754 | 29 | FK | 0.43221 | 67.634 | 4423412.0862 | 109637.8381 | #N/A | #N/A | #N/A | #N/A | #N/A | #N/A | #N/A | #N/A | #N/A | #N/A | #N/A | 245328.4791 | #N/A | 65.9591 | 1 | 57 | 72.9591 | 29 | FO | 0.45929 | 67.2715 | 8788086.0297 | 110888.3816 | #N/A | #N/A | #N/A | #N/A | #N/A | #N/A | #N/A | #N/A | #N/A | #N/A
[8 empty] | 31 | AR | 67.7946 | 4617.375 | FN | 0.45515 | 4132.3563 | 58 | EW | 0.42853 | 74.2863 | 7902038.8384 | 255546.0564 | 58 | DA | 0.40641 | 81.0272 | 5980084.0326 | 252664.2634 | #N/A | 251595.037 | #N/A | 74.2863 | 1 | 58 | 74.2863 | 29 | FK | 0.43221 | 67.634 | 4423412.0862 | 114061.2502 | #N/A | #N/A | #N/A | #N/A | #N/A | #N/A | #N/A | #N/A | #N/A | #N/A | #N/A | 249674.2214 | #N/A | 81.0272 | 1 | 58 | 81.0272 | 29 | FO | 0.45929 | 67.2715 | 8788086.0297 | 119676.4676 | #N/A | #N/A | #N/A | #N/A | #N/A | #N/A | #N/A | #N/A | #N/A | #N/A
[8 empty] | 32 | EA | 68.1181 | 4921.7539 | EY | 0.45468 | 10375.1499 | 59 | CV | 0.35207 | 74.3213 | 9673120.4946 | 265219.1769 | 59 | AT | 0.40526 | 75.215 | 2608929.3008 | 255273.1927 | #N/A | 260382.6167 | #N/A | 74.3213 | 0 | 0 | 74.3213 | 30 | EC | 0.41284 | 67.667 | 5622794.9751 | 114061.2502 | #N/A | #N/A | #N/A | #N/A | #N/A | #N/A | #N/A | #N/A | #N/A | #N/A | #N/A | 253968.7281 | #N/A | 75.215 | 1 | 59 | 82.215 | 30 | P | 0.458 | 63.7391 | 2311342.0041 | 119676.4676 | #N/A | #N/A | #N/A | #N/A | #N/A | #N/A | #N/A | #N/A | #N/A | #N/A
[8 empty] | 33 | A | 68.4352 | 345.8388 | S | 0.45311 | 3011.6781 | 60 | Z | 0.40408 | 74.4418 | 2200505.2204 | 267419.6822 | 60 | Z | 0.40408 | 74.4418 | 2200505.2204 | 257473.698 | #N/A | 266319.4295 | #N/A | 74.4418 | 1 | 1 | 81.4418 | 30 | EC | 0.41284 | 67.667 | 5622794.9751 | 119684.0451 | #N/A | #N/A | #N/A | #N/A | #N/A | #N/A | #N/A | #N/A | #N/A | #N/A | #N/A | 256373.4454 | #N/A | 74.4418 | 1 | 60 | 74.4418 | 30 | P | 0.458 | 63.7391 | 2311342.0041 | 121987.8096 | #N/A | #N/A | #N/A | #N/A | #N/A | #N/A | #N/A | #N/A | #N/A | #N/A
[8 empty] | 34 | S | 68.5158 | 3011.6781 | DY | 0.44775 | 7091.0547 | 61 | DW | 0.41613 | 74.6079 | 7631093.4747 | 275050.7756 | 61 | DL | 0.40173 | 76.6138 | 2715882.1872 | 260189.5802 | #N/A | 271235.2289 | #N/A | 74.6079 | 1 | 2 | 74.6079 | 31 | AR | 0.42769 | 67.7946 | 4617375.0371 | 119684.0451 | #N/A | #N/A | #N/A | #N/A | #N/A | #N/A | #N/A | #N/A | #N/A | #N/A | #N/A | 258831.6391 | #N/A | 76.6138 | 1 | 61 | 83.6138 | 31 | FN | 0.45515 | 67.3269 | 4132356.3245 | 121987.8096 | #N/A | #N/A | #N/A | #N/A | #N/A | #N/A | #N/A | #N/A | #N/A | #N/A
[8 empty] | 35 | EY | 68.8615 | 10375.1499 | DH | 0.44349 | 4246.2152 | 62 | CM | 0.41864 | 74.6695 | 5222077.4216 | 280272.853 | 62 | FS | 0.40084 | 79.3853 | 3464925.3098 | 263654.5055 | #N/A | 277661.8143 | #N/A | 74.6695 | 1 | 3 | 81.6695 | 31 | AR | 0.42769 | 67.7946 | 4617375.0371 | 124301.4202 | #N/A | #N/A | #N/A | #N/A | #N/A | #N/A | #N/A | #N/A | #N/A | #N/A | #N/A | 261922.0428 | #N/A | 79.3853 | 1 | 62 | 79.3853 | 31 | FN | 0.45515 | 67.3269 | 4132356.3245 | 126120.1659 | #N/A | #N/A | #N/A | #N/A | #N/A | #N/A | #N/A | #N/A | #N/A | #N/A
[8 empty] | 36 | FR | 69.4002 | 3691.9498 | FD | 0.44062 | 4552.54 | 63 | AZ | 0.388 | 74.8121 | 8933126.0607 | 289205.9791 | 63 | EX | 0.39732 | 82.7462 | 5729067.2385 | 269383.5727 | #N/A | 284739.4161 | #N/A | 74.8121 | 1 | 4 | 74.8121 | 32 | EA | 0.46649 | 68.1181 | 4921753.8723 | 124301.4202 | #N/A | #N/A | #N/A | #N/A | #N/A | #N/A | #N/A | #N/A | #N/A | #N/A | #N/A | 266519.0391 | #N/A | 82.7462 | 1 | 63 | 89.7462 | 32 | EY | 0.45468 | 68.8615 | 10375149.9455 | 126120.1659 | #N/A | #N/A | #N/A | #N/A | #N/A | #N/A | #N/A | #N/A | #N/A | #N/A
[8 empty] | 37 | EB | 69.4717 | 7748.1057 | DO | 0.44012 | 2782.1776 | 64 | M | 0.42813 | 74.9197 | 816996.2757 | 290022.9754 | 64 | DC | 0.39619 | 81.4007 | 5095223.1596 | 274478.7959 | #N/A | 289614.4772 | #N/A | 74.9197 | 1 | 5 | 81.9197 | 32 | EA | 0.46649 | 68.1181 | 4921753.8723 | 129223.1741 | #N/A | #N/A | #N/A | #N/A | #N/A | #N/A | #N/A | #N/A | #N/A | #N/A | #N/A | 271931.1843 | #N/A | 81.4007 | 1 | 64 | 81.4007 | 32 | EY | 0.45468 | 68.8615 | 10375149.9455 | 136495.3159 | #N/A | #N/A | #N/A | #N/A | #N/A | #N/A | #N/A | #N/A | #N/A | #N/A
[8 empty] | 38 | DI | 69.7066 | 2611.1956 | DI | 0.4399 | 2611.1956 | 65 | AT | 0.40526 | 75.215 | 2608929.3008 | 292631.9047 | 65 | U | 0.39551 | 79.0841 | 2873553.1575 | 277352.349 | #N/A | 291327.44 | #N/A | 75.215 | 1 | 6 | 75.215 | 33 | A | 0.35498 | 68.4352 | 345838.8015 | 129223.1741 | #N/A | #N/A | #N/A | #N/A | #N/A | #N/A | #N/A | #N/A | #N/A | #N/A | #N/A | 275915.5724 | #N/A | 79.0841 | 1 | 65 | 86.0841 | 33 | S | 0.45311 | 68.5158 | 3011678.075 | 136495.3159 | #N/A | #N/A | #N/A | #N/A | #N/A | #N/A | #N/A | #N/A | #N/A | #N/A
[8 empty] | 39 | AH | 70.3406 | 4602.6232 | FR | 0.43541 | 3691.9498 | 66 | CY | 0.35347 | 75.3936 | 11237796.4556 | 303869.7011 | 66 | FZ | 0.39042 | 73.1131 | 1536827.8647 | 278889.1769 | #N/A | 298250.8029 | #N/A | 75.3936 | 1 | 7 | 82.3936 | 33 | A | 0.35498 | 68.4352 | 345838.8015 | 129569.0129 | #N/A | #N/A | #N/A | #N/A | #N/A | #N/A | #N/A | #N/A | #N/A | #N/A | #N/A | 278120.7629 | #N/A | 73.1131 | 1 | 66 | 73.1131 | 33 | S | 0.45311 | 68.5158 | 3011678.075 | 139506.9939 | #N/A | #N/A | #N/A | #N/A | #N/A | #N/A | #N/A | #N/A | #N/A | #N/A
[8 empty] | 40 | DY | 70.4921 | 7091.0547 | BH | 0.43345 | 4067.4516 | 67 | EN | 0.42864 | 75.3993 | 3027980.942 | 306897.6821 | 67 | FM | 0.39026 | 82.4456 | 6522095.5224 | 285411.2724 | #N/A | 305383.6916 | #N/A | 75.3993 | 1 | 8 | 75.3993 | 34 | S | 0.45311 | 68.5158 | 3011678.075 | 129569.0129 | #N/A | #N/A | #N/A | #N/A | #N/A | #N/A | #N/A | #N/A | #N/A | #N/A | #N/A | 282150.2246 | #N/A | 82.4456 | 1 | 67 | 89.4456 | 34 | DY | 0.44775 | 70.4921 | 7091054.732 | 139506.9939 | #N/A | #N/A | #N/A | #N/A | #N/A | #N/A | #N/A | #N/A | #N/A | #N/A
[8 empty] | 41 | DU | 70.79 | 3022.9959 | AH | 0.43307 | 4602.6232 | 68 | CT | 0.35771 | 75.6423 | 6804127.7282 | 313701.8098 | 68 | AZ | 0.388 | 74.8121 | 8933126.0607 | 294344.3985 | #N/A | 310299.7459 | #N/A | 75.6423 | 1 | 9 | 82.6423 | 34 | S | 0.45311 | 68.5158 | 3011678.075 | 132580.6909 | #N/A | #N/A | #N/A | #N/A | #N/A | #N/A | #N/A | #N/A | #N/A | #N/A | #N/A | 289877.8354 | #N/A | 74.8121 | 1 | 68 | 74.8121 | 34 | DY | 0.44775 | 70.4921 | 7091054.732 | 146598.0487 | #N/A | #N/A | #N/A | #N/A | #N/A | #N/A | #N/A | #N/A | #N/A | #N/A
[8 empty] | 42 | DQ | 71.2086 | 1982.7997 | FK | 0.43221 | 4423.4121 | 69 | CS | 0.35223 | 75.7316 | 7900406.4546 | 321602.2163 | 69 | DX | 0.38638 | 88.4593 | 6873158.8281 | 301217.5573 | #N/A | 317652.013 | #N/A | 75.7316 | 1 | 10 | 75.7316 | 35 | EY | 0.45468 | 68.8615 | 10375149.9455 | 132580.6909 | #N/A | #N/A | #N/A | #N/A | #N/A | #N/A | #N/A | #N/A | #N/A | #N/A | #N/A | 297780.9779 | #N/A | 88.4593 | 1 | 69 | 95.4593 | 35 | DH | 0.44349 | 77.6368 | 4246215.1702 | 146598.0487 | #N/A | #N/A | #N/A | #N/A | #N/A | #N/A | #N/A | #N/A | #N/A | #N/A
[8 empty] | 43 | CU | 71.4709 | 4816.7341 | AO | 0.43212 | 5498.4981 | 70 | FY | 0.38077 | 76.5605 | 1733663.0518 | 323335.8793 | 70 | DK | 0.3817 | 84.7957 | 5379189.132 | 306596.7464 | #N/A | 322469.0478 | #N/A | 76.5605 | 1 | 11 | 83.5605 | 35 | EY | 0.45468 | 68.8615 | 10375149.9455 | 142955.8409 | #N/A | #N/A | #N/A | #N/A | #N/A | #N/A | #N/A | #N/A | #N/A | #N/A | #N/A | 303907.1519 | #N/A | 84.7957 | 1 | 70 | 84.7957 | 35 | DH | 0.44349 | 77.6368 | 4246215.1702 | 150844.2639 | #N/A | #N/A | #N/A | #N/A | #N/A | #N/A | #N/A | #N/A | #N/A | #N/A
[8 empty] | 44 | EU | 72.0759 | 5000.64 | EN | 0.42864 | 3027.9809 | 71 | DL | 0.40173 | 76.6138 | 2715882.1872 | 326051.7615 | 71 | FY | 0.38077 | 76.5605 | 1733663.0518 | 308330.4095 | #N/A | 324693.8204 | #N/A | 76.6138 | 1 | 12 | 76.6138 | 36 | FR | 0.43541 | 69.4002 | 3691949.8322 | 142955.8409 | #N/A | #N/A | #N/A | #N/A | #N/A | #N/A | #N/A | #N/A | #N/A | #N/A | #N/A | 307463.578 | #N/A | 76.5605 | 1 | 71 | 83.5605 | 36 | FD | 0.44062 | 63.6557 | 4552540.0137 | 150844.2639 | #N/A | #N/A | #N/A | #N/A | #N/A | #N/A | #N/A | #N/A | #N/A | #N/A
MAP OF ZONES | [7 empty] | 45 | BH | 72.3235 | 4067.4516 | EW | 0.42853 | 7902.0388 | 72 | AL | 0.35204 | 76.9527 | 1817440.4361 | 327869.2019 | 72 | EV | 0.38044 | 82.8476 | 8423844.3231 | 316754.2538 | #N/A | 326960.4817 | #N/A | 76.9527 | 1 | 13 | 83.9527 | 36 | FR | 0.43541 | 69.4002 | 3691949.8322 | 146647.7907 | #N/A | #N/A | #N/A | #N/A | #N/A | #N/A | #N/A | #N/A | #N/A | #N/A | #N/A | 312542.3316 | #N/A | 82.8476 | 1 | 72 | 82.8476 | 36 | FD | 0.44062 | 63.6557 | 4552540.0137 | 155396.8039 | #N/A | #N/A | #N/A | #N/A | #N/A | #N/A | #N/A | #N/A | #N/A | #N/A
[8 empty] | 46 | EQ | 72.7327 | 3302.0303 | EU | 0.42839 | 5000.64 | 73 | CC | 0.35017 | 77.0929 | 9569561.1303 | 337438.7631 | 73 | G | 0.37921 | 96.2706 | 1418491.763 | 318172.7456 | #N/A | 332653.9825 | #N/A | 77.0929 | 1 | 14 | 77.0929 | 37 | EB | 0.46475 | 69.4717 | 7748105.6787 | 146647.7907 | #N/A | #N/A | #N/A | #N/A | #N/A | #N/A | #N/A | #N/A | #N/A | #N/A | #N/A | 317463.4997 | #N/A | 96.2706 | 1 | 73 | 103.2706 | 37 | DO | 0.44012 | 73.5374 | 2782177.6146 | 155396.8039 | #N/A | #N/A | #N/A | #N/A | #N/A | #N/A | #N/A | #N/A | #N/A | #N/A
[8 empty] | 47 | ED | 72.929 | 3559.1235 | M | 0.42813 | 816.9963 | 74 | BW | 0.34898 | 77.1964 | 5351821.9213 | 342790.585 | 74 | FJ | 0.37739 | 73.6133 | 5672503.9431 | 323845.2495 | #N/A | 340114.674 | #N/A | 77.1964 | 1 | 15 | 84.1964 | 37 | EB | 0.46475 | 69.4717 | 7748105.6787 | 154395.8964 | #N/A | #N/A | #N/A | #N/A | #N/A | #N/A | #N/A | #N/A | #N/A | #N/A | #N/A | 321008.9975 | #N/A | 73.6133 | 1 | 74 | 73.6133 | 37 | DO | 0.44012 | 73.5374 | 2782177.6146 | 158178.9815 | #N/A | #N/A | #N/A | #N/A | #N/A | #N/A | #N/A | #N/A | #N/A | #N/A
[8 empty] | 48 | CQ | 73.0122 | 3375.6813 | AR | 0.42769 | 4617.375 | 75 | BY | 0.34831 | 77.3439 | 6228322.3514 | 349018.9073 | 75 | CU | 0.37512 | 71.4709 | 4816734.1334 | 328661.9836 | #N/A | 345904.7462 | #N/A | 77.3439 | 1 | 16 | 77.3439 | 38 | DI | 0.4399 | 69.7066 | 2611195.6186 | 154395.8964 | #N/A | #N/A | #N/A | #N/A | #N/A | #N/A | #N/A | #N/A | #N/A | #N/A | #N/A | 326253.6166 | #N/A | 71.4709 | 1 | 75 | 78.4709 | 38 | DI | 0.4399 | 69.7066 | 2611195.6186 | 158178.9815 | #N/A | #N/A | #N/A | #N/A | #N/A | #N/A | #N/A | #N/A | #N/A | #N/A
[8 empty] | 49 | BG | 73.0485 | 8999.5446 | DZ | 0.4256 | 8124.3388 | 76 | BO | 0.34711 | 77.3846 | 7566610.4951 | 356585.5178 | 76 | GE | 0.37379 | 78.6226 | 3859561.7943 | 332521.5454 | #N/A | 352802.2126 | #N/A | 77.3846 | 1 | 17 | 84.3846 | 38 | DI | 0.4399 | 69.7066 | 2611195.6186 | 157007.092 | #N/A | #N/A | #N/A | #N/A | #N/A | #N/A | #N/A | #N/A | #N/A | #N/A | #N/A | 330591.7645 | #N/A | 78.6226 | 1 | 76 | 78.6226 | 38 | DI | 0.4399 | 69.7066 | 2611195.6186 | 160790.1771 | #N/A | #N/A | #N/A | #N/A | #N/A | #N/A | #N/A | #N/A | #N/A | #N/A
[8 empty] | 50 | FZ | 73.1131 | 1536.8279 | DJ | 0.4194 | 1408.9149 | 77 | BB | 0.33934 | 77.4726 | 4960188.6952 | 361545.7065 | 77 | CR | 0.37073 | 73.9564 | 5698378.5724 | 338219.924 | #N/A | 359065.6122 | #N/A | 77.4726 | 1 | 18 | 77.4726 | 39 | AH | 0.43307 | 70.3406 | 4602623.2465 | 157007.092 | #N/A | #N/A | #N/A | #N/A | #N/A | #N/A | #N/A | #N/A | #N/A | #N/A | #N/A | 335370.7347 | #N/A | 73.9564 | 1 | 77 | 80.9564 | 39 | FR | 0.43541 | 69.4002 | 3691949.8322 | 160790.1771 | #N/A | #N/A | #N/A | #N/A | #N/A | #N/A | #N/A | #N/A | #N/A | #N/A
[8 empty] | 51 | DZ | 73.4467 | 8124.3388 | CM | 0.41864 | 5222.0774 | 78 | DH | 0.44349 | 77.6368 | 4246215.1702 | 365791.9217 | 78 | CK | 0.36881 | 80.7362 | 6242842.1535 | 344462.7662 | #N/A | 363668.8141 | #N/A | 77.6368 | 1 | 19 | 84.6368 | 39 | AH | 0.43307 | 70.3406 | 4602623.2465 | 161609.7153 | #N/A | #N/A | #N/A | #N/A | #N/A | #N/A | #N/A | #N/A | #N/A | #N/A | #N/A | 341341.3451 | #N/A | 80.7362 | 1 | 78 | 80.7362 | 39 | FR | 0.43541 | 69.4002 | 3691949.8322 | 164482.1269 | #N/A | #N/A | #N/A | #N/A | #N/A | #N/A | #N/A | #N/A | #N/A | #N/A
[8 empty] | 52 | DO | 73.5374 | 2782.1776 | DW | 0.41613 | 7631.0935 | 79 | CG | 0.36778 | 77.6486 | 8664725.8672 | 374456.6476 | 79 | CG | 0.36778 | 77.6486 | 8664725.8672 | 353127.492 | #N/A | 370124.2846 | #N/A | 77.6486 | 1 | 20 | 77.6486 | 40 | DY | 0.44775 | 70.4921 | 7091054.732 | 161609.7153 | #N/A | #N/A | #N/A | #N/A | #N/A | #N/A | #N/A | #N/A | #N/A | #N/A | #N/A | 348795.1291 | #N/A | 77.6486 | 1 | 79 | 84.6486 | 40 | BH | 0.43345 | 72.3235 | 4067451.5819 | 164482.1269 | #N/A | #N/A | #N/A | #N/A | #N/A | #N/A | #N/A | #N/A | #N/A | #N/A
[8 empty] | 53 | FJ | 73.6133 | 5672.5039 | DE | 0.41552 | 1596.6156 | 80 | C | 0.32547 | 77.7585 | 575542.6929 | 375032.1903 | 80 | CQ | 0.36732 | 73.0122 | 3375681.3138 | 356503.1733 | #N/A | 374744.4189 | #N/A | 77.7585 | 1 | 21 | 84.7585 | 40 | DY | 0.44775 | 70.4921 | 7091054.732 | 168700.77 | #N/A | #N/A | #N/A | #N/A | #N/A | #N/A | #N/A | #N/A | #N/A | #N/A | #N/A | 354815.3327 | #N/A | 73.0122 | 1 | 80 | 73.0122 | 40 | BH | 0.43345 | 72.3235 | 4067451.5819 | 168549.5785 | #N/A | #N/A | #N/A | #N/A | #N/A | #N/A | #N/A | #N/A | #N/A | #N/A
[8 empty] | 54 | CZ | 73.8097 | 6734.8889 | EC | 0.41284 | 5622.795 | 81 | BR | 0.34518 | 78.5035 | 8288894.613 | 383321.0849 | 81 | DD | 0.3673 | 82.1354 | 401561.4095 | 356904.7347 | #N/A | 379176.6376 | #N/A | 78.5035 | 1 | 22 | 78.5035 | 41 | DU | 0.48681 | 70.79 | 3022995.9365 | 168700.77 | #N/A | #N/A | #N/A | #N/A | #N/A | #N/A | #N/A | #N/A | #N/A | #N/A | #N/A | 356703.954 | #N/A | 82.1354 | 1 | 81 | 89.1354 | 41 | AH | 0.43307 | 70.3406 | 4602623.2465 | 168549.5785 | #N/A | #N/A | #N/A | #N/A | #N/A | #N/A | #N/A | #N/A | #N/A | #N/A
[8 empty] | 55 | CR | 73.9564 | 5698.3786 | EQ | 0.41174 | 3302.0303 | 82 | GE | 0.37379 | 78.6226 | 3859561.7943 | 387180.6467 | 82 | AI | 0.36377 | 80.3195 | 4961568.6381 | 361866.3034 | #N/A | 385250.8658 | #N/A | 78.6226 | 1 | 23 | 85.6226 | 41 | DU | 0.48681 | 70.79 | 3022995.9365 | 171723.7659 | #N/A | #N/A | #N/A | #N/A | #N/A | #N/A | #N/A | #N/A | #N/A | #N/A | #N/A | 359385.5191 | #N/A | 80.3195 | 1 | 82 | 80.3195 | 41 | AH | 0.43307 | 70.3406 | 4602623.2465 | 173152.2018 | #N/A | #N/A | #N/A | #N/A | #N/A | #N/A | #N/A | #N/A | #N/A | #N/A
[8 empty] | 56 | BM | 73.9957 | 4768.6328 | FG | 0.4098 | 6625.7704 | 83 | L | 0.31458 | 79.0377 | 249469.2335 | 387430.1159 | 83 | DS | 0.36331 | 93.6671 | 3286897.5565 | 365153.2009 | #N/A | 387305.3813 | #N/A | 79.0377 | 1 | 24 | 79.0377 | 42 | DQ | 0.47761 | 71.2086 | 1982799.7431 | 171723.7659 | #N/A | #N/A | #N/A | #N/A | #N/A | #N/A | #N/A | #N/A | #N/A | #N/A | #N/A | 363509.7522 | #N/A | 93.6671 | 1 | 83 | 100.6671 | 42 | FK | 0.43221 | 67.634 | 4423412.0862 | 173152.2018 | #N/A | #N/A | #N/A | #N/A | #N/A | #N/A | #N/A | #N/A | #N/A | #N/A
[8 empty] | 57 | AO | 74.1754 | 5498.4981 | FW | 0.40964 | 2711.4006 | 84 | U | 0.39551 | 79.0841 | 2873553.1575 | 390303.6691 | 84 | CZ | 0.36213 | 73.8097 | 6734888.8634 | 371888.0898 | #N/A | 388866.8925 | #N/A | 79.0841 | 1 | 25 | 86.0841 | 42 | DQ | 0.47761 | 71.2086 | 1982799.7431 | 173706.5657 | #N/A | #N/A | #N/A | #N/A | #N/A | #N/A | #N/A | #N/A | #N/A | #N/A | #N/A | 368520.6454 | #N/A | 73.8097 | 1 | 84 | 73.8097 | 42 | FK | 0.43221 | 67.634 | 4423412.0862 | 177575.6138 | #N/A | #N/A | #N/A | #N/A | #N/A | #N/A | #N/A | #N/A | #N/A | #N/A
[8 empty] | 58 | EW | 74.2863 | 7902.0388 | DA | 0.40641 | 5980.084 | 85 | AQ | 0.34461 | 79.3464 | 3332310.0524 | 393635.9791 | 85 | BA | 0.36212 | 79.5653 | 4473417.8648 | 376361.5077 | #N/A | 391969.8241 | #N/A | 79.3464 | 1 | 26 | 79.3464 | 43 | CU | 0.37512 | 71.4709 | 4816734.1334 | 173706.5657 | #N/A | #N/A | #N/A | #N/A | #N/A | #N/A | #N/A | #N/A | #N/A | #N/A | #N/A | 374124.7987 | #N/A | 79.5653 | 1 | 85 | 86.5653 | 43 | AO | 0.43212 | 74.1754 | 5498498.1117 | 177575.6138 | #N/A | #N/A | #N/A | #N/A | #N/A | #N/A | #N/A | #N/A | #N/A | #N/A
[8 empty] | 59 | CV | 74.3213 | 9673.1205 | AT | 0.40526 | 2608.9293 | 86 | FS | 0.40084 | 79.3853 | 3464925.3098 | 397100.9044 | 86 | BG | 0.36042 | 73.0485 | 8999544.6497 | 385361.0523 | #N/A | 395368.4418 | #N/A | 79.3853 | 1 | 27 | 86.3853 | 43 | CU | 0.37512 | 71.4709 | 4816734.1334 | 178523.2998 | #N/A | #N/A | #N/A | #N/A | #N/A | #N/A | #N/A | #N/A | #N/A | #N/A | #N/A | 380861.28 | #N/A | 73.0485 | 1 | 86 | 73.0485 | 43 | AO | 0.43212 | 74.1754 | 5498498.1117 | 183074.112 | #N/A | #N/A | #N/A | #N/A | #N/A | #N/A | #N/A | #N/A | #N/A | #N/A
[8 empty] | 60 | Z | 74.4418 | 2200.5052 | Z | 0.40408 | 2200.5052 | 87 | BQ | 0.35394 | 79.4872 | 9445577.8607 | 406546.4823 | 87 | BL | 0.35801 | 86.9092 | 2948048.5365 | 388309.1009 | #N/A | 401823.6934 | #N/A | 79.4872 | 1 | 28 | 79.4872 | 44 | EU | 0.42839 | 72.0759 | 5000639.9723 | 178523.2998 | #N/A | #N/A | #N/A | #N/A | #N/A | #N/A | #N/A | #N/A | #N/A | #N/A | #N/A | 386835.0766 | #N/A | 86.9092 | 1 | 87 | 93.9092 | 44 | EN | 0.42864 | 75.3993 | 3027980.942 | 183074.112 | #N/A | #N/A | #N/A | #N/A | #N/A | #N/A | #N/A | #N/A | #N/A | #N/A
[8 empty] | 61 | DW | 74.6079 | 7631.0935 | DL | 0.40173 | 2715.8822 | 88 | FG | 0.4098 | 79.5465 | 6625770.3908 | 413172.2527 | 88 | CT | 0.35771 | 75.6423 | 6804127.7282 | 395113.2286 | #N/A | 409859.3675 | #N/A | 79.5465 | 0 | 0 | 79.5465 | 44 | EU | 0.42839 | 72.0759 | 5000639.9723 | 183523.9398 | #N/A | #N/A | #N/A | #N/A | #N/A | #N/A | #N/A | #N/A | #N/A | #N/A | #N/A | 391711.1647 | #N/A | 75.6423 | 1 | 88 | 75.6423 | 44 | EN | 0.42864 | 75.3993 | 3027980.942 | 186102.0929 | #N/A | #N/A | #N/A | #N/A | #N/A | #N/A | #N/A | #N/A | #N/A | #N/A
[8 empty] | 62 | CM | 74.6695 | 5222.0774 | FS | 0.40084 | 3464.9253 | 89 | BA | 0.36212 | 79.5653 | 4473417.8648 | 417645.6705 | 89 | A | 0.35498 | 68.4352 | 345838.8015 | 395459.0674 | #N/A | 415408.9616 | #N/A | 79.5653 | 1 | 1 | 86.5653 | 45 | BH | 0.43345 | 72.3235 | 4067451.5819 | 183523.9398 | #N/A | #N/A | #N/A | #N/A | #N/A | #N/A | #N/A | #N/A | #N/A | #N/A | #N/A | 395286.148 | #N/A | 68.4352 | 1 | 89 | 75.4352 | 45 | EW | 0.42853 | 74.2863 | 7902038.8384 | 186102.0929 | #N/A | #N/A | #N/A | #N/A | #N/A | #N/A | #N/A | #N/A | #N/A | #N/A
[8 empty] | 63 | AZ | 74.8121 | 8933.1261 | EX | 0.39732 | 5729.0672 | 90 | DB | 0.32463 | 79.7648 | 6700228.7261 | 424345.8993 | 90 | FX | 0.35463 | 79.9289 | 4833245.3373 | 400292.3127 | #N/A | 420995.7849 | #N/A | 79.7648 | 1 | 2 | 79.7648 | 45 | BH | 0.43345 | 72.3235 | 4067451.5819 | 187591.3914 | #N/A | #N/A | #N/A | #N/A | #N/A | #N/A | #N/A | #N/A | #N/A | #N/A | #N/A | 397875.6901 | #N/A | 79.9289 | 1 | 90 | 79.9289 | 45 | EW | 0.42853 | 74.2863 | 7902038.8384 | 194004.1317 | #N/A | #N/A | #N/A | #N/A | #N/A | #N/A | #N/A | #N/A | #N/A | #N/A
[8 empty] | 64 | M | 74.9197 | 816.9963 | DC | 0.39619 | 5095.2232 | 91 | Q | 0.32953 | 79.8111 | 2344169.8293 | 426690.0691 | 91 | BQ | 0.35394 | 79.4872 | 9445577.8607 | 409737.8906 | #N/A | 425517.9842 | #N/A | 79.8111 | 1 | 3 | 86.8111 | 46 | EQ | 0.41174 | 72.7327 | 3302030.3394 | 187591.3914 | #N/A | #N/A | #N/A | #N/A | #N/A | #N/A | #N/A | #N/A | #N/A | #N/A | #N/A | 405015.1017 | #N/A | 79.4872 | 1 | 91 | 86.4872 | 46 | EU | 0.42839 | 72.0759 | 5000639.9723 | 194004.1317 | #N/A | #N/A | #N/A | #N/A | #N/A | #N/A | #N/A | #N/A | #N/A | #N/A
[8 empty] | 65 | AT | 75.215 | 2608.9293 | U | 0.39551 | 2873.5532 | 92 | FX | 0.35463 | 79.9289 | 4833245.3373 | 431523.3144 | 92 | CY | 0.35347 | 75.3936 | 11237796.4556 | 420975.687 | #N/A | 429106.6918 | #N/A | 79.9289 | 1 | 4 | 79.9289 | 46 | EQ | 0.41174 | 72.7327 | 3302030.3394 | 190893.4217 | #N/A | #N/A | #N/A | #N/A | #N/A | #N/A | #N/A | #N/A | #N/A | #N/A | #N/A | 415356.7888 | #N/A | 75.3936 | 0 | 0 | 75.3936 | 46 | EU | 0.42839 | 72.0759 | 5000639.9723 | 199004.7717 | #N/A | #N/A | #N/A | #N/A | #N/A | #N/A | #N/A | #N/A | #N/A | #N/A
[8 empty] | 66 | CY | 75.3936 | 11237.7965 | FZ | 0.39042 | 1536.8279 | 93 | AC | 0.32263 | 80.1124 | 1991989.5655 | 433515.304 | 93 | FP | 0.35338 | 86.4579 | 9340516.7939 | 430316.2038 | #N/A | 432519.3092 | #N/A | 80.1124 | 1 | 5 | 87.1124 | 47 | ED | 0.4797 | 72.929 | 3559123.4539 | 190893.4217 | #N/A | #N/A | #N/A | #N/A | #N/A | #N/A | #N/A | #N/A | #N/A | #N/A | #N/A | 425645.9454 | #N/A | 86.4579 | 0 | 0 | 86.4579 | 47 | M | 0.42813 | 74.9197 | 816996.2757 | 199004.7717 | #N/A | #N/A | #N/A | #N/A | #N/A | #N/A | #N/A | #N/A | #N/A | #N/A
[8 empty] | 67 | EN | 75.3993 | 3027.9809 | FM | 0.39026 | 6522.0955 | 94 | CI | 0.33282 | 80.2843 | 11587037.5421 | 445102.3415 | 94 | BF | 0.35331 | 80.3455 | 6569803.2872 | 436886.0071 | #N/A | 439308.8228 | #N/A | 80.2843 | 1 | 6 | 80.2843 | 47 | ED | 0.4797 | 72.929 | 3559123.4539 | 194452.5451 | #N/A | #N/A | #N/A | #N/A | #N/A | #N/A | #N/A | #N/A | #N/A | #N/A | #N/A | 433601.1055 | #N/A | 80.3455 | 1 | 1 | 87.3455 | 47 | M | 0.42813 | 74.9197 | 816996.2757 | 199821.768 | #N/A | #N/A | #N/A | #N/A | #N/A | #N/A | #N/A | #N/A | #N/A | #N/A
[8 empty] | 68 | CT | 75.6423 | 6804.1277 | AZ | 0.388 | 8933.1261 | 95 | CW | 0.33142 | 80.2904 | 7342876.8014 | 452445.2183 | 95 | EH | 0.35254 | 84.7227 | 1707042.1697 | 438593.0493 | #N/A | 448773.7799 | #N/A | 80.2904 | 0 | 0 | 80.2904 | 48 | CQ | 0.36732 | 73.0122 | 3375681.3138 | 194452.5451 | #N/A | #N/A | #N/A | #N/A | #N/A | #N/A | #N/A | #N/A | #N/A | #N/A | #N/A | 437739.5282 | #N/A | 84.7227 | 1 | 2 | 84.7227 | 48 | AR | 0.42769 | 67.7946 | 4617375.0371 | 199821.768 | #N/A | #N/A | #N/A | #N/A | #N/A | #N/A | #N/A | #N/A | #N/A | #N/A
[8 empty] | 69 | CS | 75.7316 | 7900.4065 | DX | 0.38638 | 6873.1588 | 96 | AI | 0.36377 | 80.3195 | 4961568.6381 | 457406.787 | 96 | CS | 0.35223 | 75.7316 | 7900406.4546 | 446493.4557 | #N/A | 454926.0027 | #N/A | 80.3195 | 1 | 1 | 87.3195 | 48 | CQ | 0.36732 | 73.0122 | 3375681.3138 | 197828.2265 | #N/A | #N/A | #N/A | #N/A | #N/A | #N/A | #N/A | #N/A | #N/A | #N/A | #N/A | 442543.2525 | #N/A | 75.7316 | 1 | 3 | 82.7316 | 48 | AR | 0.42769 | 67.7946 | 4617375.0371 | 204439.143 | #N/A | #N/A | #N/A | #N/A | #N/A | #N/A | #N/A | #N/A | #N/A | #N/A
[8 empty] | 70 | FY | 76.5605 | 1733.6631 | DK | 0.3817 | 5379.1891 | 97 | BF | 0.35331 | 80.3455 | 6569803.2872 | 463976.5903 | 97 | CV | 0.35207 | 74.3213 | 9673120.4946 | 456166.5762 | #N/A | 460691.6886 | #N/A | 80.3455 | 1 | 2 | 80.3455 | 49 | BG | 0.36042 | 73.0485 | 8999544.6497 | 197828.2265 | #N/A | #N/A | #N/A | #N/A | #N/A | #N/A | #N/A | #N/A | #N/A | #N/A | #N/A | 451330.016 | #N/A | 74.3213 | 0 | 0 | 74.3213 | 49 | DZ | 0.4256 | 73.4467 | 8124338.7522 | 204439.143 | #N/A | #N/A | #N/A | #N/A | #N/A | #N/A | #N/A | #N/A | #N/A | #N/A
[8 empty] | 71 | DL | 76.6138 | 2715.8822 | FY | 0.38077 | 1733.6631 | 98 | AV | 0.34332 | 80.4451 | 2854329.3044 | 466830.9196 | 98 | AL | 0.35204 | 76.9527 | 1817440.4361 | 457984.0167 | #N/A | 465403.7549 | #N/A | 80.4451 | 1 | 3 | 87.4451 | 49 | BG | 0.36042 | 73.0485 | 8999544.6497 | 206827.7711 | #N/A | #N/A | #N/A | #N/A | #N/A | #N/A | #N/A | #N/A | #N/A | #N/A | #N/A | 457075.2965 | #N/A | 76.9527 | 1 | 1 | 83.9527 | 49 | DZ | 0.4256 | 73.4467 | 8124338.7522 | 212563.4818 | #N/A | #N/A | #N/A | #N/A | #N/A | #N/A | #N/A | #N/A | #N/A | #N/A
[8 empty] | 72 | AL | 76.9527 | 1817.4404 | EV | 0.38044 | 8423.8443 | 99 | CK | 0.36881 | 80.7362 | 6242842.1535 | 473073.7617 | 99 | CC | 0.35017 | 77.0929 | 9569561.1303 | 467553.5778 | #N/A | 469952.3406 | #N/A | 80.7362 | 1 | 4 | 80.7362 | 50 | FZ | 0.39042 | 73.1131 | 1536827.8647 | 206827.7711 | #N/A | #N/A | #N/A | #N/A | #N/A | #N/A | #N/A | #N/A | #N/A | #N/A | #N/A | 462768.7972 | #N/A | 77.0929 | 1 | 2 | 77.0929 | 50 | DJ | 0.4194 | 84.8645 | 1408914.85 | 212563.4818 | #N/A | #N/A | #N/A | #N/A | #N/A | #N/A | #N/A | #N/A | #N/A | #N/A
[8 empty] | 73 | CC | 77.0929 | 9569.5611 | G | 0.37921 | 1418.4918 | 100 | DA | 0.40641 | 81.0272 | 5980084.0326 | 479053.8458 | 100 | BM | 0.34984 | 73.9957 | 4768632.7637 | 472322.2106 | #N/A | 476063.8037 | #N/A | 81.0272 | 1 | 5 | 88.0272 | 50 | FZ | 0.39042 | 73.1131 | 1536827.8647 | 208364.599 | #N/A | #N/A | #N/A | #N/A | #N/A | #N/A | #N/A | #N/A | #N/A | #N/A | #N/A | 469937.8942 | #N/A | 73.9957 | 1 | 3 | 80.9957 | 50 | DJ | 0.4194 | 84.8645 | 1408914.85 | 213972.3966 | #N/A | #N/A | #N/A | #N/A | #N/A | #N/A | #N/A | #N/A | #N/A | #N/A
[8 empty] | 74 | BW | 77.1964 | 5351.8219 | FJ | 0.37739 | 5672.5039 | 101 | CH | 0.33841 | 81.0989 | 5191020.724 | 484244.8665 | 101 | BW | 0.34898 | 77.1964 | 5351821.9213 | 477674.0325 | #N/A | 481649.3561 | #N/A | 81.0989 | 1 | 6 | 81.0989 | 51 | DZ | 0.4256 | 73.4467 | 8124338.7522 | 208364.599 | #N/A | #N/A | #N/A | #N/A | #N/A | #N/A | #N/A | #N/A | #N/A | #N/A | #N/A | 474998.1215 | #N/A | 77.1964 | 1 | 4 | 77.1964 | 51 | CM | 0.41864 | 74.6695 | 5222077.4216 | 213972.3966 | #N/A | #N/A | #N/A | #N/A | #N/A | #N/A | #N/A | #N/A | #N/A | #N/A
[8 empty] | 75 | BY | 77.3439 | 6228.3224 | CU | 0.37512 | 4816.7341 | 102 | BV | 0.34595 | 81.1857 | 6005362.8445 | 490250.2293 | 102 | CD | 0.34891 | 90.5102 | 8972340.877 | 486646.3734 | #N/A | 487247.5479 | #N/A | 81.1857 | 1 | 7 | 88.1857 | 51 | DZ | 0.4256 | 73.4467 | 8124338.7522 | 216488.9377 | #N/A | #N/A | #N/A | #N/A | #N/A | #N/A | #N/A | #N/A | #N/A | #N/A | #N/A | 482160.2029 | #N/A | 90.5102 | 1 | 5 | 97.5102 | 51 | CM | 0.41864 | 74.6695 | 5222077.4216 | 219194.474 | #N/A | #N/A | #N/A | #N/A | #N/A | #N/A | #N/A | #N/A | #N/A | #N/A
[8 empty] | 76 | BO | 77.3846 | 7566.6105 | GE | 0.37379 | 3859.5618 | 103 | DC | 0.39619 | 81.4007 | 5095223.1596 | 495345.4525 | 103 | BY | 0.34831 | 77.3439 | 6228322.3514 | 492874.6957 | #N/A | 492797.8409 | #N/A | 81.4007 | 1 | 8 | 81.4007 | 52 | DO | 0.44012 | 73.5374 | 2782177.6146 | 216488.9377 | #N/A | #N/A | #N/A | #N/A | #N/A | #N/A | #N/A | #N/A | #N/A | #N/A | #N/A | 489760.5345 | #N/A | 77.3439 | 1 | 6 | 77.3439 | 52 | DW | 0.41613 | 74.6079 | 7631093.4747 | 219194.474 | #N/A | #N/A | #N/A | #N/A | #N/A | #N/A | #N/A | #N/A | #N/A | #N/A
[8 empty] | 77 | BB | 77.4726 | 4960.1887 | CR | 0.37073 | 5698.3786 | 104 | FV | 0.33909 | 81.4152 | 1589582.0476 | 496935.0345 | 104 | BO | 0.34711 | 77.3846 | 7566610.4951 | 500441.3062 | #N/A | 496140.2435 | #N/A | 81.4152 | 1 | 9 | 88.4152 | 52 | DO | 0.44012 | 73.5374 | 2782177.6146 | 219271.1153 | #N/A | #N/A | #N/A | #N/A | #N/A | #N/A | #N/A | #N/A | #N/A | #N/A | #N/A | 496658.001 | #N/A | 77.3846 | 1 | 7 | 84.3846 | 52 | DW | 0.41613 | 74.6079 | 7631093.4747 | 226825.5675 | #N/A | #N/A | #N/A | #N/A | #N/A | #N/A | #N/A | #N/A | #N/A | #N/A
[8 empty] | 78 | DH | 77.6368 | 4246.2152 | CK | 0.36881 | 6242.8422 | 105 | BU | 0.32988 | 81.4293 | 5460886.5099 | 502395.921 | 105 | GC | 0.34623 | 83.7791 | 3859684.5022 | 504300.9907 | #N/A | 499665.4778 | #N/A | 81.4293 | 1 | 10 | 81.4293 | 53 | FJ | 0.37739 | 73.6133 | 5672503.9431 | 219271.1153 | #N/A | #N/A | #N/A | #N/A | #N/A | #N/A | #N/A | #N/A | #N/A | #N/A | #N/A | 502371.1485 | #N/A | 83.7791 | 1 | 8 | 83.7791 | 53 | DE | 0.41552 | 63.2846 | 1596615.5639 | 226825.5675 | #N/A | #N/A | #N/A | #N/A | #N/A | #N/A | #N/A | #N/A | #N/A | #N/A
[8 empty] | 79 | CG | 77.6486 | 8664.7259 | CG | 0.36778 | 8664.7259 | 106 | CJ | 0.33722 | 81.8219 | 5698112.5138 | 508094.0336 | 106 | BV | 0.34595 | 81.1857 | 6005362.8445 | 510306.3536 | #N/A | 505244.9773 | #N/A | 81.8219 | 1 | 11 | 88.8219 | 53 | FJ | 0.37739 | 73.6133 | 5672503.9431 | 224943.6193 | #N/A | #N/A | #N/A | #N/A | #N/A | #N/A | #N/A | #N/A | #N/A | #N/A | #N/A | 507303.6721 | #N/A | 81.1857 | 1 | 9 | 88.1857 | 53 | DE | 0.41552 | 63.2846 | 1596615.5639 | 228422.1831 | #N/A | #N/A | #N/A | #N/A | #N/A | #N/A | #N/A | #N/A | #N/A | #N/A
[8 empty] | 80 | C | 77.7585 | 575.5427 | CQ | 0.36732 | 3375.6813 | 107 | AB | 0.32682 | 81.8635 | 3791866.0348 | 511885.8996 | 107 | BR | 0.34518 | 78.5035 | 8288894.613 | 518595.2482 | #N/A | 509989.9666 | #N/A | 81.8635 | 1 | 12 | 81.8635 | 54 | CZ | 0.36213 | 73.8097 | 6734888.8634 | 224943.6193 | #N/A | #N/A | #N/A | #N/A | #N/A | #N/A | #N/A | #N/A | #N/A | #N/A | #N/A | 514450.8009 | #N/A | 78.5035 | 1 | 10 | 78.5035 | 54 | EC | 0.41284 | 67.667 | 5622794.9751 | 228422.1831 | #N/A | #N/A | #N/A | #N/A | #N/A | #N/A | #N/A | #N/A | #N/A | #N/A
[8 empty] | 81 | BR | 78.5035 | 8288.8946 | DD | 0.3673 | 401.5614 | 108 | BD | 0.32695 | 82.0163 | 4033684.3423 | 515919.5839 | 108 | F | 0.34468 | 83.5479 | 1513623.7065 | 520108.8719 | #N/A | 513902.7418 | #N/A | 82.0163 | 1 | 13 | 89.0163 | 54 | CZ | 0.36213 | 73.8097 | 6734888.8634 | 231678.5082 | #N/A | #N/A | #N/A | #N/A | #N/A | #N/A | #N/A | #N/A | #N/A | #N/A | #N/A | 519352.06 | #N/A | 83.5479 | 1 | 11 | 90.5479 | 54 | EC | 0.41284 | 67.667 | 5622794.9751 | 234044.9781 | #N/A | #N/A | #N/A | #N/A | #N/A | #N/A | #N/A | #N/A | #N/A | #N/A
[8 empty] | 82 | GE | 78.6226 | 3859.5618 | AI | 0.36377 | 4961.5686 | 109 | DD | 0.3673 | 82.1354 | 401561.4095 | 516321.1453 | 109 | AQ | 0.34461 | 79.3464 | 3332310.0524 | 523441.1819 | #N/A | 516120.3646 | #N/A | 82.1354 | 1 | 14 | 82.1354 | 55 | CR | 0.37073 | 73.9564 | 5698378.5724 | 231678.5082 | #N/A | #N/A | #N/A | #N/A | #N/A | #N/A | #N/A | #N/A | #N/A | #N/A | #N/A | 521775.0269 | #N/A | 79.3464 | 1 | 12 | 79.3464 | 55 | EQ | 0.41174 | 72.7327 | 3302030.3394 | 234044.9781 | #N/A | #N/A | #N/A | #N/A | #N/A | #N/A | #N/A | #N/A | #N/A | #N/A
[8 empty] | 83 | L | 79.0377 | 249.4692 | DS | 0.36331 | 3286.8976 | 110 | AA | 0.33351 | 82.2795 | 1520613.56 | 517841.7589 | 110 | EO | 0.34451 | 84.699 | 3520559.1088 | 526961.741 | #N/A | 517081.4521 | #N/A | 82.2795 | 1 | 15 | 89.2795 | 55 | CR | 0.37073 | 73.9564 | 5698378.5724 | 237376.8867 | #N/A | #N/A | #N/A | #N/A | #N/A | #N/A | #N/A | #N/A | #N/A | #N/A | #N/A | 525201.4615 | #N/A | 84.699 | 1 | 13 | 91.699 | 55 | EQ | 0.41174 | 72.7327 | 3302030.3394 | 237347.0084 | #N/A | #N/A | #N/A | #N/A | #N/A | #N/A | #N/A | #N/A | #N/A | #N/A
[8 empty] | 84 | U | 79.0841 | 2873.5532 | CZ | 0.36213 | 6734.8889 | 111 | FM | 0.39026 | 82.4456 | 6522095.5224 | 524363.8544 | 111 | AV | 0.34332 | 80.4451 | 2854329.3044 | 529816.0703 | #N/A | 521102.8067 | #N/A | 82.4456 | 1 | 16 | 82.4456 | 56 | BM | 0.34984 | 73.9957 | 4768632.7637 | 237376.8867 | #N/A | #N/A | #N/A | #N/A | #N/A | #N/A | #N/A | #N/A | #N/A | #N/A | #N/A | 528388.9057 | #N/A | 80.4451 | 1 | 14 | 80.4451 | 56 | FG | 0.4098 | 79.5465 | 6625770.3908 | 237347.0084 | #N/A | #N/A | #N/A | #N/A | #N/A | #N/A | #N/A | #N/A | #N/A | #N/A
[8 empty] | 85 | AQ | 79.3464 | 3332.3101 | BA | 0.36212 | 4473.4179 | 112 | W | 0.3393 | 82.6416 | 4822288.5802 | 529186.143 | 112 | O | 0.34129 | 82.8708 | 2643638.2478 | 532459.7086 | #N/A | 526774.9987 | #N/A | 82.6416 | 1 | 17 | 89.6416 | 56 | BM | 0.34984 | 73.9957 | 4768632.7637 | 242145.5195 | #N/A | #N/A | #N/A | #N/A | #N/A | #N/A | #N/A | #N/A | #N/A | #N/A | #N/A | 531137.8895 | #N/A | 82.8708 | 1 | 15 | 89.8708 | 56 | FG | 0.4098 | 79.5465 | 6625770.3908 | 243972.7788 | #N/A | #N/A | #N/A | #N/A | #N/A | #N/A | #N/A | #N/A | #N/A | #N/A
[8 empty] | 86 | FS | 79.3853 | 3464.9253 | BG | 0.36042 | 8999.5446 | 113 | EX | 0.39732 | 82.7462 | 5729067.2385 | 534915.2102 | 113 | BB | 0.33934 | 77.4726 | 4960188.6952 | 537419.8973 | #N/A | 532050.6766 | #N/A | 82.7462 | 1 | 18 | 82.7462 | 57 | AO | 0.43212 | 74.1754 | 5498498.1117 | 242145.5195 | #N/A | #N/A | #N/A | #N/A | #N/A | #N/A | #N/A | #N/A | #N/A | #N/A | #N/A | 534939.8029 | #N/A | 77.4726 | 1 | 16 | 77.4726 | 57 | FW | 0.40964 | 65.9591 | 2711400.6198 | 243972.7788 | #N/A | #N/A | #N/A | #N/A | #N/A | #N/A | #N/A | #N/A | #N/A | #N/A
[8 empty] | 87 | BQ | 79.4872 | 9445.5779 | BL | 0.35801 | 2948.0485 | 114 | BI | 0.33051 | 82.7901 | 9763208.1522 | 544678.4184 | 114 | W | 0.3393 | 82.6416 | 4822288.5802 | 542242.1859 | #N/A | 539796.8143 | #N/A | 82.7901 | 1 | 19 | 89.7901 | 57 | AO | 0.43212 | 74.1754 | 5498498.1117 | 247644.0176 | #N/A | #N/A | #N/A | #N/A | #N/A | #N/A | #N/A | #N/A | #N/A | #N/A | #N/A | 539831.0416 | #N/A | 82.6416 | 1 | 17 | 89.6416 | 57 | FW | 0.40964 | 65.9591 | 2711400.6198 | 246684.1794 | #N/A | #N/A | #N/A | #N/A | #N/A | #N/A | #N/A | #N/A | #N/A | #N/A
[8 empty] | 88 | FG | 79.5465 | 6625.7704 | CT | 0.35771 | 6804.1277 | 115 | EV | 0.38044 | 82.8476 | 8423844.3231 | 553102.2627 | 115 | FV | 0.33909 | 81.4152 | 1589582.0476 | 543831.7679 | #N/A | 548890.3406 | #N/A | 82.8476 | 0 | 0 | 82.8476 | 58 | EW | 0.42853 | 74.2863 | 7902038.8384 | 247644.0176 | #N/A | #N/A | #N/A | #N/A | #N/A | #N/A | #N/A | #N/A | #N/A | #N/A | #N/A | 543036.9769 | #N/A | 81.4152 | 1 | 18 | 81.4152 | 58 | DA | 0.40641 | 81.0272 | 5980084.0326 | 246684.1794 | #N/A | #N/A | #N/A | #N/A | #N/A | #N/A | #N/A | #N/A | #N/A | #N/A
[8 empty] | 89 | BA | 79.5653 | 4473.4179 | A | 0.35498 | 345.8388 | 116 | O | 0.34129 | 82.8708 | 2643638.2478 | 555745.901 | 116 | CH | 0.33841 | 81.0989 | 5191020.724 | 549022.7886 | #N/A | 554424.0818 | #N/A | 82.8708 | 1 | 1 | 89.8708 | 58 | EW | 0.42853 | 74.2863 | 7902038.8384 | 255546.0564 | #N/A | #N/A | #N/A | #N/A | #N/A | #N/A | #N/A | #N/A | #N/A | #N/A | #N/A | 546427.2783 | #N/A | 81.0989 | 1 | 19 | 88.0989 | 58 | DA | 0.40641 | 81.0272 | 5980084.0326 | 252664.2634 | #N/A | #N/A | #N/A | #N/A | #N/A | #N/A | #N/A | #N/A | #N/A | #N/A
[8 empty] | 90 | DB | 79.7648 | 6700.2287 | FX | 0.35463 | 4833.2453 | 117 | CE | 0.33453 | 82.9355 | 7628438.3074 | 563374.3393 | 117 | CJ | 0.33722 | 81.8219 | 5698112.5138 | 554720.9012 | #N/A | 559560.1201 | #N/A | 82.9355 | 1 | 2 | 82.9355 | 59 | CV | 0.35207 | 74.3213 | 9673120.4946 | 255546.0564 | #N/A | #N/A | #N/A | #N/A | #N/A | #N/A | #N/A | #N/A | #N/A | #N/A | #N/A | 551871.8449 | #N/A | 81.8219 | 1 | 20 | 81.8219 | 59 | AT | 0.40526 | 75.215 | 2608929.3008 | 252664.2634 | #N/A | #N/A | #N/A | #N/A | #N/A | #N/A | #N/A | #N/A | #N/A | #N/A
[8 empty] | 91 | Q | 79.8111 | 2344.1698 | BQ | 0.35394 | 9445.5779 | 118 | GA | 0.33371 | 83.2805 | 3861216.241 | 567235.5555 | 118 | AU | 0.33565 | 96.2398 | 4109547.8373 | 558830.449 | #N/A | 565304.9474 | #N/A | 83.2805 | 1 | 3 | 90.2805 | 59 | CV | 0.35207 | 74.3213 | 9673120.4946 | 265219.1769 | #N/A | #N/A | #N/A | #N/A | #N/A | #N/A | #N/A | #N/A | #N/A | #N/A | #N/A | 556775.6751 | #N/A | 96.2398 | 1 | 21 | 103.2398 | 59 | AT | 0.40526 | 75.215 | 2608929.3008 | 255273.1927 | #N/A | #N/A | #N/A | #N/A | #N/A | #N/A | #N/A | #N/A | #N/A | #N/A
[8 empty] | 92 | FX | 79.9289 | 4833.2453 | CY | 0.35347 | 11237.7965 | 119 | F | 0.34468 | 83.5479 | 1513623.7065 | 568749.1792 | 119 | B | 0.33462 | 98.9505 | 2404756.9158 | 561235.2059 | #N/A | 567992.3674 | #N/A | 83.5479 | 1 | 4 | 83.5479 | 60 | Z | 0.40408 | 74.4418 | 2200505.2204 | 265219.1769 | #N/A | #N/A | #N/A | #N/A | #N/A | #N/A | #N/A | #N/A | #N/A | #N/A | #N/A | 560032.8275 | #N/A | 98.9505 | 1 | 22 | 98.9505 | 60 | Z | 0.40408 | 74.4418 | 2200505.2204 | 255273.1927 | #N/A | #N/A | #N/A | #N/A | #N/A | #N/A | #N/A | #N/A | #N/A | #N/A
[8 empty] | 93 | AC | 80.1124 | 1991.9896 | FP | 0.35338 | 9340.5168 | 120 | AW | 0.32103 | 83.7118 | 1832570.4294 | 570581.7497 | 120 | CE | 0.33453 | 82.9355 | 7628438.3074 | 568863.6442 | #N/A | 569665.4644 | #N/A | 83.7118 | 1 | 5 | 90.7118 | 60 | Z | 0.40408 | 74.4418 | 2200505.2204 | 267419.6822 | #N/A | #N/A | #N/A | #N/A | #N/A | #N/A | #N/A | #N/A | #N/A | #N/A | #N/A | 565049.4251 | #N/A | 82.9355 | 1 | 23 | 89.9355 | 60 | Z | 0.40408 | 74.4418 | 2200505.2204 | 257473.698 | #N/A | #N/A | #N/A | #N/A | #N/A | #N/A | #N/A | #N/A | #N/A | #N/A
[8 empty] | 94 | CI | 80.2843 | 11587.0375 | BF | 0.35331 | 6569.8033 | 121 | GC | 0.34623 | 83.7791 | 3859684.5022 | 574441.4342 | 121 | GB | 0.33398 | 86.9232 | 4815384.136 | 573679.0284 | #N/A | 572511.5919 | #N/A | 83.7791 | 1 | 6 | 83.7791 | 61 | DW | 0.41613 | 74.6079 | 7631093.4747 | 267419.6822 | #N/A | #N/A | #N/A | #N/A | #N/A | #N/A | #N/A | #N/A | #N/A | #N/A | #N/A | 571271.3363 | #N/A | 86.9232 | 1 | 24 | 86.9232 | 61 | DL | 0.40173 | 76.6138 | 2715882.1872 | 257473.698 | #N/A | #N/A | #N/A | #N/A | #N/A | #N/A | #N/A | #N/A | #N/A | #N/A
[8 empty] | 95 | CW | 80.2904 | 7342.8768 | EH | 0.35254 | 1707.0422 | 122 | CP | 0.3174 | 84.0415 | 2738916.8886 | 577180.351 | 122 | GA | 0.33371 | 83.2805 | 3861216.241 | 577540.2446 | #N/A | 575810.8926 | #N/A | 84.0415 | 1 | 7 | 91.0415 | 61 | DW | 0.41613 | 74.6079 | 7631093.4747 | 275050.7756 | #N/A | #N/A | #N/A | #N/A | #N/A | #N/A | #N/A | #N/A | #N/A | #N/A | #N/A | 575609.6365 | #N/A | 83.2805 | 1 | 25 | 90.2805 | 61 | DL | 0.40173 | 76.6138 | 2715882.1872 | 260189.5802 | #N/A | #N/A | #N/A | #N/A | #N/A | #N/A | #N/A | #N/A | #N/A | #N/A
[8 empty] | 96 | AI | 80.3195 | 4961.5686 | CS | 0.35223 | 7900.4065 | 123 | ER | 0.31729 | 84.2173 | 1672197.0952 | 578852.5481 | 123 | AA | 0.33351 | 82.2795 | 1520613.56 | 579060.8582 | #N/A | 578016.4496 | #N/A | 84.2173 | 1 | 8 | 84.2173 | 62 | CM | 0.41864 | 74.6695 | 5222077.4216 | 275050.7756 | #N/A | #N/A | #N/A | #N/A | #N/A | #N/A | #N/A | #N/A | #N/A | #N/A | #N/A | 578300.5514 | #N/A | 82.2795 | 1 | 26 | 82.2795 | 62 | FS | 0.40084 | 79.3853 | 3464925.3098 | 260189.5802 | #N/A | #N/A | #N/A | #N/A | #N/A | #N/A | #N/A | #N/A | #N/A | #N/A
[8 empty] | 97 | BF | 80.3455 | 6569.8033 | CV | 0.35207 | 9673.1205 | 124 | E | 0.2889 | 84.4796 | 225738.0897 | 579078.2862 | 124 | DT | 0.33282 | 84.9883 | 5483572.9019 | 584544.4311 | #N/A | 578965.4172 | #N/A | 84.4796 | 1 | 9 | 91.4796 | 62 | CM | 0.41864 | 74.6695 | 5222077.4216 | 280272.853 | #N/A | #N/A | #N/A | #N/A | #N/A | #N/A | #N/A | #N/A | #N/A | #N/A | #N/A | 581802.6446 | #N/A | 84.9883 | 1 | 27 | 91.9883 | 62 | FS | 0.40084 | 79.3853 | 3464925.3098 | 263654.5055 | #N/A | #N/A | #N/A | #N/A | #N/A | #N/A | #N/A | #N/A | #N/A | #N/A
[8 empty] | 98 | AV | 80.4451 | 2854.3293 | AL | 0.35204 | 1817.4404 | 125 | FT | 0.27656 | 84.5514 | 2139271.8646 | 581217.5581 | 125 | CI | 0.33282 | 80.2843 | 11587037.5421 | 596131.4686 | #N/A | 580147.9222 | #N/A | 84.5514 | 1 | 10 | 84.5514 | 63 | AZ | 0.388 | 74.8121 | 8933126.0607 | 280272.853 | #N/A | #N/A | #N/A | #N/A | #N/A | #N/A | #N/A | #N/A | #N/A | #N/A | #N/A | 590337.9498 | #N/A | 80.2843 | 0 | 0 | 80.2843 | 63 | EX | 0.39732 | 82.7462 | 5729067.2385 | 263654.5055 | #N/A | #N/A | #N/A | #N/A | #N/A | #N/A | #N/A | #N/A | #N/A | #N/A
[8 empty] | 99 | CK | 80.7362 | 6242.8422 | CC | 0.35017 | 9569.5611 | 126 | EO | 0.34451 | 84.699 | 3520559.1088 | 584738.1172 | 126 | CW | 0.33142 | 80.2904 | 7342876.8014 | 603474.3454 | #N/A | 582977.8376 | #N/A | 84.699 | 1 | 11 | 91.699 | 63 | AZ | 0.388 | 74.8121 | 8933126.0607 | 289205.9791 | #N/A | #N/A | #N/A | #N/A | #N/A | #N/A | #N/A | #N/A | #N/A | #N/A | #N/A | 599802.907 | #N/A | 80.2904 | 0 | 0 | 80.2904 | 63 | EX | 0.39732 | 82.7462 | 5729067.2385 | 269383.5727 | #N/A | #N/A | #N/A | #N/A | #N/A | #N/A | #N/A | #N/A | #N/A | #N/A
[8 empty] | 100 | DA | 81.0272 | 5980.084 | BM | 0.34984 | 4768.6328 | 127 | Y | 0.295 | 84.7103 | 4249599.2431 | 588987.7164 | 127 | BI | 0.33051 | 82.7901 | 9763208.1522 | 613237.5536 | #N/A | 586862.9168 | #N/A | 84.7103 | 1 | 12 | 84.7103 | 64 | M | 0.42813 | 74.9197 | 816996.2757 | 289205.9791 | #N/A | #N/A | #N/A | #N/A | #N/A | #N/A | #N/A | #N/A | #N/A | #N/A | #N/A | 608355.9495 | #N/A | 82.7901 | 0 | 0 | 82.7901 | 64 | DC | 0.39619 | 81.4007 | 5095223.1596 | 269383.5727 | #N/A | #N/A | #N/A | #N/A | #N/A | #N/A | #N/A | #N/A | #N/A | #N/A
[8 empty] | 101 | CH | 81.0989 | 5191.0207 | BW | 0.34898 | 5351.8219 | 128 | EH | 0.35254 | 84.7227 | 1707042.1697 | 590694.7586 | 128 | BU | 0.32988 | 81.4293 | 5460886.5099 | 618698.4401 | #N/A | 589841.2375 | #N/A | 84.7227 | 1 | 13 | 91.7227 | 64 | M | 0.42813 | 74.9197 | 816996.2757 | 290022.9754 | #N/A | #N/A | #N/A | #N/A | #N/A | #N/A | #N/A | #N/A | #N/A | #N/A | #N/A | 615967.9968 | #N/A | 81.4293 | 1 | 1 | 88.4293 | 64 | DC | 0.39619 | 81.4007 | 5095223.1596 | 274478.7959 | #N/A | #N/A | #N/A | #N/A | #N/A | #N/A | #N/A | #N/A | #N/A | #N/A
[8 empty] | 102 | BV | 81.1857 | 6005.3628 | CD | 0.34891 | 8972.3409 | 129 | DK | 0.3817 | 84.7957 | 5379189.132 | 596073.9477 | 129 | Q | 0.32953 | 79.8111 | 2344169.8293 | 621042.6099 | #N/A | 593384.3532 | #N/A | 84.7957 | 1 | 14 | 84.7957 | 65 | AT | 0.40526 | 75.215 | 2608929.3008 | 290022.9754 | #N/A | #N/A | #N/A | #N/A | #N/A | #N/A | #N/A | #N/A | #N/A | #N/A | #N/A | 619870.525 | #N/A | 79.8111 | 1 | 2 | 79.8111 | 65 | U | 0.39551 | 79.0841 | 2873553.1575 | 274478.7959 | #N/A | #N/A | #N/A | #N/A | #N/A | #N/A | #N/A | #N/A | #N/A | #N/A
[8 empty] | 103 | DC | 81.4007 | 5095.2232 | BY | 0.34831 | 6228.3224 | 130 | DJ | 0.4194 | 84.8645 | 1408914.85 | 597482.8626 | 130 | BD | 0.32695 | 82.0163 | 4033684.3423 | 625076.2942 | #N/A | 596778.4052 | #N/A | 84.8645 | 1 | 15 | 91.8645 | 65 | AT | 0.40526 | 75.215 | 2608929.3008 | 292631.9047 | #N/A | #N/A | #N/A | #N/A | #N/A | #N/A | #N/A | #N/A | #N/A | #N/A | #N/A | 623059.4521 | #N/A | 82.0163 | 1 | 3 | 89.0163 | 65 | U | 0.39551 | 79.0841 | 2873553.1575 | 277352.349 | #N/A | #N/A | #N/A | #N/A | #N/A | #N/A | #N/A | #N/A | #N/A | #N/A
[8 empty] | 104 | FV | 81.4152 | 1589.582 | BO | 0.34711 | 7566.6105 | 131 | DT | 0.33282 | 84.9883 | 5483572.9019 | 602966.4355 | 131 | AB | 0.32682 | 81.8635 | 3791866.0348 | 628868.1603 | #N/A | 600224.649 | #N/A | 84.9883 | 1 | 16 | 84.9883 | 66 | CY | 0.35347 | 75.3936 | 11237796.4556 | 292631.9047 | #N/A | #N/A | #N/A | #N/A | #N/A | #N/A | #N/A | #N/A | #N/A | #N/A | #N/A | 626972.2273 | #N/A | 81.8635 | 1 | 4 | 81.8635 | 66 | FZ | 0.39042 | 73.1131 | 1536827.8647 | 277352.349 | #N/A | #N/A | #N/A | #N/A | #N/A | #N/A | #N/A | #N/A | #N/A | #N/A
[8 empty] | 105 | BU | 81.4293 | 5460.8865 | GC | 0.34623 | 3859.6845 | 132 | CB | 0.31175 | 85.8331 | 3046941.1333 | 606013.3766 | 132 | C | 0.32547 | 77.7585 | 575542.6929 | 629443.703 | #N/A | 604489.9061 | #N/A | 85.8331 | 1 | 17 | 92.8331 | 66 | CY | 0.35347 | 75.3936 | 11237796.4556 | 303869.7011 | #N/A | #N/A | #N/A | #N/A | #N/A | #N/A | #N/A | #N/A | #N/A | #N/A | #N/A | 629155.9316 | #N/A | 77.7585 | 1 | 5 | 84.7585 | 66 | FZ | 0.39042 | 73.1131 | 1536827.8647 | 278889.1769 | #N/A | #N/A | #N/A | #N/A | #N/A | #N/A | #N/A | #N/A | #N/A | #N/A
[8 empty] | 106 | CJ | 81.8219 | 5698.1125 | BV | 0.34595 | 6005.3628 | 133 | AM | 0.30326 | 85.867 | 1799109.0776 | 607812.4857 | 133 | DB | 0.32463 | 79.7648 | 6700228.7261 | 636143.9317 | #N/A | 606912.9312 | #N/A | 85.867 | 1 | 18 | 85.867 | 67 | EN | 0.42864 | 75.3993 | 3027980.942 | 303869.7011 | #N/A | #N/A | #N/A | #N/A | #N/A | #N/A | #N/A | #N/A | #N/A | #N/A | #N/A | 632793.8173 | #N/A | 79.7648 | 1 | 6 | 79.7648 | 67 | FM | 0.39026 | 82.4456 | 6522095.5224 | 278889.1769 | #N/A | #N/A | #N/A | #N/A | #N/A | #N/A | #N/A | #N/A | #N/A | #N/A
[8 empty] | 107 | AB | 81.8635 | 3791.866 | BR | 0.34518 | 8288.8946 | 134 | EG | 0.31475 | 86.3071 | 2342809.0364 | 610155.2947 | 134 | AC | 0.32263 | 80.1124 | 1991989.5655 | 638135.9213 | #N/A | 608983.8902 | #N/A | 86.3071 | 1 | 19 | 93.3071 | 67 | EN | 0.42864 | 75.3993 | 3027980.942 | 306897.6821 | #N/A | #N/A | #N/A | #N/A | #N/A | #N/A | #N/A | #N/A | #N/A | #N/A | #N/A | 637139.9265 | #N/A | 80.1124 | 1 | 7 | 87.1124 | 67 | FM | 0.39026 | 82.4456 | 6522095.5224 | 285411.2724 | #N/A | #N/A | #N/A | #N/A | #N/A | #N/A | #N/A | #N/A | #N/A | #N/A
[8 empty] | 108 | BD | 82.0163 | 4033.6843 | F | 0.34468 | 1513.6237 | 135 | AP | 0.29927 | 86.3585 | 5206462.8015 | 615361.7575 | 135 | EE | 0.32241 | 87.5886 | 1812143.6954 | 639948.0649 | #N/A | 612758.5261 | #N/A | 86.3585 | 1 | 20 | 86.3585 | 68 | CT | 0.35771 | 75.6423 | 6804127.7282 | 306897.6821 | #N/A | #N/A | #N/A | #N/A | #N/A | #N/A | #N/A | #N/A | #N/A | #N/A | #N/A | 639041.9931 | #N/A | 87.5886 | 1 | 8 | 87.5886 | 68 | AZ | 0.388 | 74.8121 | 8933126.0607 | 285411.2724 | #N/A | #N/A | #N/A | #N/A | #N/A | #N/A | #N/A | #N/A | #N/A | #N/A
[8 empty] | 109 | DD | 82.1354 | 401.5614 | AQ | 0.34461 | 3332.3101 | 136 | T | 0.30145 | 86.3619 | 2320575.3767 | 617682.3329 | 136 | CA | 0.3219 | 98.3305 | 7492763.2228 | 647440.8282 | #N/A | 616522.0452 | #N/A | 86.3619 | 1 | 21 | 93.3619 | 68 | CT | 0.35771 | 75.6423 | 6804127.7282 | 313701.8098 | #N/A | #N/A | #N/A | #N/A | #N/A | #N/A | #N/A | #N/A | #N/A | #N/A | #N/A | 643694.4466 | #N/A | 98.3305 | 1 | 9 | 105.3305 | 68 | AZ | 0.388 | 74.8121 | 8933126.0607 | 294344.3985 | #N/A | #N/A | #N/A | #N/A | #N/A | #N/A | #N/A | #N/A | #N/A | #N/A
[8 empty] | 110 | AA | 82.2795 | 1520.6136 | EO | 0.34451 | 3520.5591 | 137 | FP | 0.35338 | 86.4579 | 9340516.7939 | 627022.8497 | 137 | AW | 0.32103 | 83.7118 | 1832570.4294 | 649273.3986 | #N/A | 622352.5913 | #N/A | 86.4579 | 1 | 22 | 86.4579 | 69 | CS | 0.35223 | 75.7316 | 7900406.4546 | 313701.8098 | #N/A | #N/A | #N/A | #N/A | #N/A | #N/A | #N/A | #N/A | #N/A | #N/A | #N/A | 648357.1134 | #N/A | 83.7118 | 1 | 10 | 83.7118 | 69 | DX | 0.38638 | 88.4593 | 6873158.8281 | 294344.3985 | #N/A | #N/A | #N/A | #N/A | #N/A | #N/A | #N/A | #N/A | #N/A | #N/A
[8 empty] | 111 | FM | 82.4456 | 6522.0955 | AV | 0.34332 | 2854.3293 | 138 | EK | 0.24416 | 86.6889 | 1162323.3592 | 628185.1731 | 138 | CP | 0.3174 | 84.0415 | 2738916.8886 | 652012.3155 | #N/A | 627604.0114 | #N/A | 86.6889 | 1 | 23 | 93.6889 | 69 | CS | 0.35223 | 75.7316 | 7900406.4546 | 321602.2163 | #N/A | #N/A | #N/A | #N/A | #N/A | #N/A | #N/A | #N/A | #N/A | #N/A | #N/A | 650642.857 | #N/A | 84.0415 | 1 | 11 | 91.0415 | 69 | DX | 0.38638 | 88.4593 | 6873158.8281 | 301217.5573 | #N/A | #N/A | #N/A | #N/A | #N/A | #N/A | #N/A | #N/A | #N/A | #N/A
[8 empty] | 112 | W | 82.6416 | 4822.2886 | O | 0.34129 | 2643.6382 | 139 | I | 0.29226 | 86.8351 | 795544.7195 | 628980.7178 | 139 | ER | 0.31729 | 84.2173 | 1672197.0952 | 653684.5126 | #N/A | 628582.9454 | #N/A | 86.8351 | 1 | 24 | 86.8351 | 70 | FY | 0.38077 | 76.5605 | 1733663.0518 | 321602.2163 | #N/A | #N/A | #N/A | #N/A | #N/A | #N/A | #N/A | #N/A | #N/A | #N/A | #N/A | 652848.414 | #N/A | 84.2173 | 1 | 12 | 84.2173 | 70 | DK | 0.3817 | 84.7957 | 5379189.132 | 301217.5573 | #N/A | #N/A | #N/A | #N/A | #N/A | #N/A | #N/A | #N/A | #N/A | #N/A
[8 empty] | 113 | EX | 82.7462 | 5729.0672 | BB | 0.33934 | 4960.1887 | 140 | AF | 0.30743 | 86.8664 | 3125593.7088 | 632106.3115 | 140 | BK | 0.31527 | 87.1071 | 4045917.3006 | 657730.4299 | #N/A | 630543.5147 | #N/A | 86.8664 | 1 | 25 | 93.8664 | 70 | FY | 0.38077 | 76.5605 | 1733663.0518 | 323335.8793 | #N/A | #N/A | #N/A | #N/A | #N/A | #N/A | #N/A | #N/A | #N/A | #N/A | #N/A | 655707.4712 | #N/A | 87.1071 | 1 | 13 | 94.1071 | 70 | DK | 0.3817 | 84.7957 | 5379189.132 | 306596.7464 | #N/A | #N/A | #N/A | #N/A | #N/A | #N/A | #N/A | #N/A | #N/A | #N/A
[8 empty] | 114 | BI | 82.7901 | 9763.2082 | W | 0.3393 | 4822.2886 | 141 | BL | 0.35801 | 86.9092 | 2948048.5365 | 635054.36 | 141 | EG | 0.31475 | 86.3071 | 2342809.0364 | 660073.2389 | #N/A | 633580.3358 | #N/A | 86.9092 | 1 | 26 | 86.9092 | 71 | DL | 0.40173 | 76.6138 | 2715882.1872 | 323335.8793 | #N/A | #N/A | #N/A | #N/A | #N/A | #N/A | #N/A | #N/A | #N/A | #N/A | #N/A | 658901.8344 | #N/A | 86.3071 | 1 | 14 | 86.3071 | 71 | FY | 0.38077 | 76.5605 | 1733663.0518 | 306596.7464 | #N/A | #N/A | #N/A | #N/A | #N/A | #N/A | #N/A | #N/A | #N/A | #N/A
[8 empty] | 115 | EV | 82.8476 | 8423.8443 | FV | 0.33909 | 1589.582 | 142 | GB | 0.33398 | 86.9232 | 4815384.136 | 639869.7442 | 142 | L | 0.31458 | 79.0377 | 249469.2335 | 660322.7082 | #N/A | 637462.0521 | #N/A | 86.9232 | 1 | 27 | 93.9232 | 71 | DL | 0.40173 | 76.6138 | 2715882.1872 | 326051.7615 | #N/A | #N/A | #N/A | #N/A | #N/A | #N/A | #N/A | #N/A | #N/A | #N/A | #N/A | 660197.9735 | #N/A | 79.0377 | 1 | 15 | 86.0377 | 71 | FY | 0.38077 | 76.5605 | 1733663.0518 | 308330.4095 | #N/A | #N/A | #N/A | #N/A | #N/A | #N/A | #N/A | #N/A | #N/A | #N/A
[8 empty] | 116 | O | 82.8708 | 2643.6382 | CH | 0.33841 | 5191.0207 | 143 | BK | 0.31527 | 87.1071 | 4045917.3006 | 643915.6615 | 143 | CB | 0.31175 | 85.8331 | 3046941.1333 | 663369.6493 | #N/A | 641892.7028 | #N/A | 87.1071 | 1 | 28 | 87.1071 | 72 | AL | 0.35204 | 76.9527 | 1817440.4361 | 326051.7615 | #N/A | #N/A | #N/A | #N/A | #N/A | #N/A | #N/A | #N/A | #N/A | #N/A | #N/A | 661846.1787 | #N/A | 85.8331 | 1 | 16 | 85.8331 | 72 | EV | 0.38044 | 82.8476 | 8423844.3231 | 308330.4095 | #N/A | #N/A | #N/A | #N/A | #N/A | #N/A | #N/A | #N/A | #N/A | #N/A
[8 empty] | 117 | CE | 82.9355 | 7628.4383 | CJ | 0.33722 | 5698.1125 | 144 | H | 0.48427 | 87.3599 | 4108105.3543 | 648023.7668 | 144 | AF | 0.30743 | 86.8664 | 3125593.7088 | 666495.243 | #N/A | 645969.7142 | #N/A | 87.3599 | 1 | 29 | 94.3599 | 72 | AL | 0.35204 | 76.9527 | 1817440.4361 | 327869.2019 | #N/A | #N/A | #N/A | #N/A | #N/A | #N/A | #N/A | #N/A | #N/A | #N/A | #N/A | 664932.4461 | #N/A | 86.8664 | 1 | 17 | 93.8664 | 72 | EV | 0.38044 | 82.8476 | 8423844.3231 | 316754.2538 | #N/A | #N/A | #N/A | #N/A | #N/A | #N/A | #N/A | #N/A | #N/A | #N/A
[8 empty] | 118 | GA | 83.2805 | 3861.2162 | AU | 0.33565 | 4109.5478 | 145 | EE | 0.32241 | 87.5886 | 1812143.6954 | 649835.9105 | 145 | GF | 0.3067 | 92.6136 | 7279617.5626 | 673774.8606 | #N/A | 648929.8387 | #N/A | 87.5886 | 1 | 30 | 87.5886 | 73 | CC | 0.35017 | 77.0929 | 9569561.1303 | 327869.2019 | #N/A | #N/A | #N/A | #N/A | #N/A | #N/A | #N/A | #N/A | #N/A | #N/A | #N/A | 670135.0518 | #N/A | 92.6136 | 1 | 18 | 92.6136 | 73 | G | 0.37921 | 96.2706 | 1418491.763 | 316754.2538 | #N/A | #N/A | #N/A | #N/A | #N/A | #N/A | #N/A | #N/A | #N/A | #N/A
[8 empty] | 119 | F | 83.5479 | 1513.6237 | B | 0.33462 | 2404.7569 | 146 | AX | 0.30141 | 87.7198 | 2120593.6695 | 651956.5042 | 146 | AM | 0.30326 | 85.867 | 1799109.0776 | 675573.9696 | #N/A | 650896.2074 | #N/A | 87.7198 | 1 | 31 | 94.7198 | 73 | CC | 0.35017 | 77.0929 | 9569561.1303 | 337438.7631 | #N/A | #N/A | #N/A | #N/A | #N/A | #N/A | #N/A | #N/A | #N/A | #N/A | #N/A | 674674.4151 | #N/A | 85.867 | 1 | 19 | 92.867 | 73 | G | 0.37921 | 96.2706 | 1418491.763 | 318172.7456 | #N/A | #N/A | #N/A | #N/A | #N/A | #N/A | #N/A | #N/A | #N/A | #N/A
[8 empty] | 120 | AW | 83.7118 | 1832.5704 | CE | 0.33453 | 7628.4383 | 147 | J | 0.28555 | 87.7764 | 2546491.9566 | 654502.9962 | 147 | FU | 0.30303 | 92.6806 | 1479803.6912 | 677053.7733 | #N/A | 653229.7502 | #N/A | 87.7764 | 1 | 32 | 87.7764 | 74 | BW | 0.34898 | 77.1964 | 5351821.9213 | 337438.7631 | #N/A | #N/A | #N/A | #N/A | #N/A | #N/A | #N/A | #N/A | #N/A | #N/A | #N/A | 676313.8715 | #N/A | 92.6806 | 1 | 20 | 92.6806 | 74 | FJ | 0.37739 | 73.6133 | 5672503.9431 | 318172.7456 | #N/A | #N/A | #N/A | #N/A | #N/A | #N/A | #N/A | #N/A | #N/A | #N/A
[8 empty] | 121 | GC | 83.7791 | 3859.6845 | GB | 0.33398 | 4815.3841 | 148 | D | 0.26524 | 87.8891 | 216276.4101 | 654719.2726 | 148 | T | 0.30145 | 86.3619 | 2320575.3767 | 679374.3487 | #N/A | 654611.1344 | #N/A | 87.8891 | 1 | 33 | 94.8891 | 74 | BW | 0.34898 | 77.1964 | 5351821.9213 | 342790.585 | #N/A | #N/A | #N/A | #N/A | #N/A | #N/A | #N/A | #N/A | #N/A | #N/A | #N/A | 678214.061 | #N/A | 86.3619 | 1 | 21 | 93.3619 | 74 | FJ | 0.37739 | 73.6133 | 5672503.9431 | 323845.2495 | #N/A | #N/A | #N/A | #N/A | #N/A | #N/A | #N/A | #N/A | #N/A | #N/A
[8 empty] | 122 | CP | 84.0415 | 2738.9169 | GA | 0.33371 | 3861.2162 | 149 | BE | 0.3009 | 87.9462 | 3025323.2396 | 657744.5958 | 149 | AX | 0.30141 | 87.7198 | 2120593.6695 | 681494.9424 | #N/A | 656231.9342 | #N/A | 87.9462 | 1 | 34 | 87.9462 | 75 | BY | 0.34831 | 77.3439 | 6228322.3514 | 342790.585 | #N/A | #N/A | #N/A | #N/A | #N/A | #N/A | #N/A | #N/A | #N/A | #N/A | #N/A | 680434.6455 | #N/A | 87.7198 | 1 | 22 | 87.7198 | 75 | CU | 0.37512 | 71.4709 | 4816734.1334 | 323845.2495 | #N/A | #N/A | #N/A | #N/A | #N/A | #N/A | #N/A | #N/A | #N/A | #N/A
[8 empty] | 123 | ER | 84.2173 | 1672.1971 | AA | 0.33351 | 1520.6136 | 150 | BC | 0.29252 | 88.4142 | 6460630.6698 | 664205.2265 | 150 | BE | 0.3009 | 87.9462 | 3025323.2396 | 684520.2656 | #N/A | 660974.9111 | #N/A | 88.4142 | 1 | 35 | 95.4142 | 75 | BY | 0.34831 | 77.3439 | 6228322.3514 | 349018.9073 | #N/A | #N/A | #N/A | #N/A | #N/A | #N/A | #N/A | #N/A | #N/A | #N/A | #N/A | 683007.604 | #N/A | 87.9462 | 1 | 23 | 94.9462 | 75 | CU | 0.37512 | 71.4709 | 4816734.1334 | 328661.9836 | #N/A | #N/A | #N/A | #N/A | #N/A | #N/A | #N/A | #N/A | #N/A | #N/A
[8 empty] | 124 | E | 84.4796 | 225.7381 | DT | 0.33282 | 5483.5729 | 151 | DX | 0.38638 | 88.4593 | 6873158.8281 | 671078.3853 | 151 | BZ | 0.30054 | 89.9627 | 5836941.77 | 690357.2074 | #N/A | 667641.8059 | #N/A | 88.4593 | 1 | 36 | 88.4593 | 76 | BO | 0.34711 | 77.3846 | 7566610.4951 | 349018.9073 | #N/A | #N/A | #N/A | #N/A | #N/A | #N/A | #N/A | #N/A | #N/A | #N/A | #N/A | 687438.7365 | #N/A | 89.9627 | 1 | 24 | 89.9627 | 76 | GE | 0.37379 | 78.6226 | 3859561.7943 | 328661.9836 | #N/A | #N/A | #N/A | #N/A | #N/A | #N/A | #N/A | #N/A | #N/A | #N/A
[8 empty] | 125 | FT | 84.5514 | 2139.2719 | CI | 0.33282 | 11587.0375 | 152 | EF | 0.29874 | 88.5878 | 1300445.4841 | 672378.8308 | 152 | AP | 0.29927 | 86.3585 | 5206462.8015 | 695563.6702 | #N/A | 671728.608 | #N/A | 88.5878 | 1 | 37 | 95.5878 | 76 | BO | 0.34711 | 77.3846 | 7566610.4951 | 356585.5178 | #N/A | #N/A | #N/A | #N/A | #N/A | #N/A | #N/A | #N/A | #N/A | #N/A | #N/A | 692960.4388 | #N/A | 86.3585 | 1 | 25 | 93.3585 | 76 | GE | 0.37379 | 78.6226 | 3859561.7943 | 332521.5454 | #N/A | #N/A | #N/A | #N/A | #N/A | #N/A | #N/A | #N/A | #N/A | #N/A
[8 empty] | 126 | EO | 84.699 | 3520.5591 | CW | 0.33142 | 7342.8768 | 153 | AG | 0.29716 | 88.7287 | 8533560.0173 | 680912.3908 | 153 | EF | 0.29874 | 88.5878 | 1300445.4841 | 696864.1157 | #N/A | 676645.6108 | #N/A | 88.7287 | 1 | 38 | 88.7287 | 77 | BB | 0.33934 | 77.4726 | 4960188.6952 | 356585.5178 | #N/A | #N/A | #N/A | #N/A | #N/A | #N/A | #N/A | #N/A | #N/A | #N/A | #N/A | 696213.8929 | #N/A | 88.5878 | 1 | 26 | 88.5878 | 77 | CR | 0.37073 | 73.9564 | 5698378.5724 | 332521.5454 | #N/A | #N/A | #N/A | #N/A | #N/A | #N/A | #N/A | #N/A | #N/A | #N/A
[8 empty] | 127 | Y | 84.7103 | 4249.5992 | BI | 0.33051 | 9763.2082 | 154 | R | 0.2892 | 88.8048 | 2224720.2955 | 683137.1111 | 154 | AG | 0.29716 | 88.7287 | 8533560.0173 | 705397.6757 | #N/A | 682024.751 | #N/A | 88.8048 | 1 | 39 | 95.8048 | 77 | BB | 0.33934 | 77.4726 | 4960188.6952 | 361545.7065 | #N/A | #N/A | #N/A | #N/A | #N/A | #N/A | #N/A | #N/A | #N/A | #N/A | #N/A | 701130.8957 | #N/A | 88.7287 | 1 | 27 | 95.7287 | 77 | CR | 0.37073 | 73.9564 | 5698378.5724 | 338219.924 | #N/A | #N/A | #N/A | #N/A | #N/A | #N/A | #N/A | #N/A | #N/A | #N/A
[8 empty] | 128 | EH | 84.7227 | 1707.0422 | BU | 0.32988 | 5460.8865 | 155 | CF | 0.29551 | 89.6556 | 4538821.5113 | 687675.9326 | 155 | CF | 0.29551 | 89.6556 | 4538821.5113 | 709936.4972 | #N/A | 685406.5219 | #N/A | 89.6556 | 1 | 40 | 89.6556 | 78 | DH | 0.44349 | 77.6368 | 4246215.1702 | 361545.7065 | #N/A | #N/A | #N/A | #N/A | #N/A | #N/A | #N/A | #N/A | #N/A | #N/A | #N/A | 707667.0864 | #N/A | 89.6556 | 1 | 28 | 89.6556 | 78 | CK | 0.36881 | 80.7362 | 6242842.1535 | 338219.924 | #N/A | #N/A | #N/A | #N/A | #N/A | #N/A | #N/A | #N/A | #N/A | #N/A
[8 empty] | 129 | DK | 84.7957 | 5379.1891 | Q | 0.32953 | 2344.1698 | 156 | CL | 0.29017 | 89.8578 | 8706051.8998 | 696381.9845 | 156 | EI | 0.29527 | 97.4365 | 4790497.1788 | 714726.9944 | #N/A | 692028.9586 | #N/A | 89.8578 | 1 | 41 | 96.8578 | 78 | DH | 0.44349 | 77.6368 | 4246215.1702 | 365791.9217 | #N/A | #N/A | #N/A | #N/A | #N/A | #N/A | #N/A | #N/A | #N/A | #N/A | #N/A | 712331.7458 | #N/A | 97.4365 | 1 | 29 | 104.4365 | 78 | CK | 0.36881 | 80.7362 | 6242842.1535 | 344462.7662 | #N/A | #N/A | #N/A | #N/A | #N/A | #N/A | #N/A | #N/A | #N/A | #N/A
[8 empty] | 130 | DJ | 84.8645 | 1408.9149 | BD | 0.32695 | 4033.6843 | 157 | BZ | 0.30054 | 89.9627 | 5836941.77 | 702218.9263 | 157 | Y | 0.295 | 84.7103 | 4249599.2431 | 718976.5936 | #N/A | 699300.4554 | #N/A | 89.9627 | 1 | 42 | 89.9627 | 79 | CG | 0.36778 | 77.6486 | 8664725.8672 | 365791.9217 | #N/A | #N/A | #N/A | #N/A | #N/A | #N/A | #N/A | #N/A | #N/A | #N/A | #N/A | 716851.794 | #N/A | 84.7103 | 1 | 30 | 84.7103 | 79 | CG | 0.36778 | 77.6486 | 8664725.8672 | 344462.7662 | #N/A | #N/A | #N/A | #N/A | #N/A | #N/A | #N/A | #N/A | #N/A | #N/A
[8 empty] | 131 | DT | 84.9883 | 5483.5729 | AB | 0.32682 | 3791.866 | 158 | CD | 0.34891 | 90.5102 | 8972340.877 | 711191.2672 | 158 | V | 0.29351 | 94.7179 | 1134321.9419 | 720110.9156 | #N/A | 706705.0967 | #N/A | 90.5102 | 1 | 43 | 97.5102 | 79 | CG | 0.36778 | 77.6486 | 8664725.8672 | 374456.6476 | #N/A | #N/A | #N/A | #N/A | #N/A | #N/A | #N/A | #N/A | #N/A | #N/A | #N/A | 719543.7546 | #N/A | 94.7179 | 1 | 31 | 101.7179 | 79 | CG | 0.36778 | 77.6486 | 8664725.8672 | 353127.492 | #N/A | #N/A | #N/A | #N/A | #N/A | #N/A | #N/A | #N/A | #N/A | #N/A
[8 empty] | 132 | CB | 85.8331 | 3046.9411 | C | 0.32547 | 575.5427 | 159 | CN | 0.27358 | 90.8914 | 8499676.8733 | 719690.944 | 159 | BC | 0.29252 | 88.4142 | 6460630.6698 | 726571.5462 | #N/A | 715441.1056 | #N/A | 90.8914 | 0 | 0 | 90.8914 | 80 | C | 0.32547 | 77.7585 | 575542.6929 | 374456.6476 | #N/A | #N/A | #N/A | #N/A | #N/A | #N/A | #N/A | #N/A | #N/A | #N/A | #N/A | 723341.2309 | #N/A | 88.4142 | 1 | 32 | 88.4142 | 80 | CQ | 0.36732 | 73.0122 | 3375681.3138 | 353127.492 | #N/A | #N/A | #N/A | #N/A | #N/A | #N/A | #N/A | #N/A | #N/A | #N/A
[8 empty] | 133 | AM | 85.867 | 1799.1091 | DB | 0.32463 | 6700.2287 | 160 | N | 0.28782 | 91.0513 | 607886.1895 | 720298.8302 | 160 | I | 0.29226 | 86.8351 | 795544.7195 | 727367.091 | #N/A | 719994.8871 | #N/A | 91.0513 | 1 | 1 | 98.0513 | 80 | C | 0.32547 | 77.7585 | 575542.6929 | 375032.1903 | #N/A | #N/A | #N/A | #N/A | #N/A | #N/A | #N/A | #N/A | #N/A | #N/A | #N/A | 726969.3186 | #N/A | 86.8351 | 1 | 33 | 93.8351 | 80 | CQ | 0.36732 | 73.0122 | 3375681.3138 | 356503.1733 | #N/A | #N/A | #N/A | #N/A | #N/A | #N/A | #N/A | #N/A | #N/A | #N/A
[8 empty] | 134 | EG | 86.3071 | 2342.809 | AC | 0.32263 | 1991.9896 | 161 | K | 0.28094 | 92.0384 | 1953467.0168 | 722252.2972 | 161 | CL | 0.29017 | 89.8578 | 8706051.8998 | 736073.1429 | #N/A | 721275.5637 | #N/A | 92.0384 | 1 | 2 | 92.0384 | 81 | BR | 0.34518 | 78.5035 | 8288894.613 | 375032.1903 | #N/A | #N/A | #N/A | #N/A | #N/A | #N/A | #N/A | #N/A | #N/A | #N/A | #N/A | 731720.1169 | #N/A | 89.8578 | 1 | 34 | 89.8578 | 81 | DD | 0.3673 | 82.1354 | 401561.4095 | 356503.1733 | #N/A | #N/A | #N/A | #N/A | #N/A | #N/A | #N/A | #N/A | #N/A | #N/A
[8 empty] | 135 | AP | 86.3585 | 5206.4628 | EE | 0.32241 | 1812.1437 | 162 | BT | 0.27108 | 92.5427 | 3731276.2892 | 725983.5735 | 162 | R | 0.2892 | 88.8048 | 2224720.2955 | 738297.8631 | #N/A | 724117.9354 | #N/A | 92.5427 | 1 | 3 | 99.5427 | 81 | BR | 0.34518 | 78.5035 | 8288894.613 | 383321.0849 | #N/A | #N/A | #N/A | #N/A | #N/A | #N/A | #N/A | #N/A | #N/A | #N/A | #N/A | 737185.503 | #N/A | 88.8048 | 1 | 35 | 95.8048 | 81 | DD | 0.3673 | 82.1354 | 401561.4095 | 356904.7347 | #N/A | #N/A | #N/A | #N/A | #N/A | #N/A | #N/A | #N/A | #N/A | #N/A
[8 empty] | 136 | T | 86.3619 | 2320.5754 | CA | 0.3219 | 7492.7632 | 163 | GF | 0.3067 | 92.6136 | 7279617.5626 | 733263.1911 | 163 | E | 0.2889 | 84.4796 | 225738.0897 | 738523.6012 | #N/A | 729623.3823 | #N/A | 92.6136 | 1 | 4 | 92.6136 | 82 | GE | 0.37379 | 78.6226 | 3859561.7943 | 383321.0849 | #N/A | #N/A | #N/A | #N/A | #N/A | #N/A | #N/A | #N/A | #N/A | #N/A | #N/A | 738410.7322 | #N/A | 84.4796 | 1 | 36 | 84.4796 | 82 | AI | 0.36377 | 80.3195 | 4961568.6381 | 356904.7347 | #N/A | #N/A | #N/A | #N/A | #N/A | #N/A | #N/A | #N/A | #N/A | #N/A
[8 empty] | 137 | FP | 86.4579 | 9340.5168 | AW | 0.32103 | 1832.5704 | 164 | FU | 0.30303 | 92.6806 | 1479803.6912 | 734742.9948 | 164 | N | 0.28782 | 91.0513 | 607886.1895 | 739131.4874 | #N/A | 734003.0929 | #N/A | 92.6806 | 1 | 5 | 99.6806 | 82 | GE | 0.37379 | 78.6226 | 3859561.7943 | 387180.6467 | #N/A | #N/A | #N/A | #N/A | #N/A | #N/A | #N/A | #N/A | #N/A | #N/A | #N/A | 738827.5443 | #N/A | 91.0513 | 1 | 37 | 98.0513 | 82 | AI | 0.36377 | 80.3195 | 4961568.6381 | 361866.3034 | #N/A | #N/A | #N/A | #N/A | #N/A | #N/A | #N/A | #N/A | #N/A | #N/A
[8 empty] | 138 | EK | 86.6889 | 1162.3234 | CP | 0.3174 | 2738.9169 | 165 | AS | 0.28184 | 93.4546 | 3338066.6506 | 738081.0614 | 165 | J | 0.28555 | 87.7764 | 2546491.9566 | 741677.9794 | #N/A | 736412.0281 | #N/A | 93.4546 | 1 | 6 | 93.4546 | 83 | L | 0.31458 | 79.0377 | 249469.2335 | 387180.6467 | #N/A | #N/A | #N/A | #N/A | #N/A | #N/A | #N/A | #N/A | #N/A | #N/A | #N/A | 740404.7334 | #N/A | 87.7764 | 1 | 38 | 87.7764 | 83 | DS | 0.36331 | 93.6671 | 3286897.5565 | 361866.3034 | #N/A | #N/A | #N/A | #N/A | #N/A | #N/A | #N/A | #N/A | #N/A | #N/A
[8 empty] | 139 | I | 86.8351 | 795.5447 | ER | 0.31729 | 1672.1971 | 166 | DS | 0.36331 | 93.6671 | 3286897.5565 | 741367.959 | 166 | EJ | 0.28344 | 98.3601 | 2575642.3233 | 744253.6217 | #N/A | 739724.5102 | #N/A | 93.6671 | 1 | 7 | 100.6671 | 83 | L | 0.31458 | 79.0377 | 249469.2335 | 387430.1159 | #N/A | #N/A | #N/A | #N/A | #N/A | #N/A | #N/A | #N/A | #N/A | #N/A | #N/A | 742965.8005 | #N/A | 98.3601 | 1 | 39 | 105.3601 | 83 | DS | 0.36331 | 93.6671 | 3286897.5565 | 365153.2009 | #N/A | #N/A | #N/A | #N/A | #N/A | #N/A | #N/A | #N/A | #N/A | #N/A
[8 empty] | 140 | AF | 86.8664 | 3125.5937 | BK | 0.31527 | 4045.9173 | 167 | CX | 0.27874 | 93.6712 | 7589942.7016 | 748957.9017 | 167 | AS | 0.28184 | 93.4546 | 3338066.6506 | 747591.6884 | #N/A | 745162.9303 | #N/A | 93.6712 | 1 | 8 | 93.6712 | 84 | U | 0.39551 | 79.0841 | 2873553.1575 | 387430.1159 | #N/A | #N/A | #N/A | #N/A | #N/A | #N/A | #N/A | #N/A | #N/A | #N/A | #N/A | 745922.655 | #N/A | 93.4546 | 1 | 40 | 93.4546 | 84 | CZ | 0.36213 | 73.8097 | 6734888.8634 | 365153.2009 | #N/A | #N/A | #N/A | #N/A | #N/A | #N/A | #N/A | #N/A | #N/A | #N/A
[8 empty] | 141 | BL | 86.9092 | 2948.0485 | EG | 0.31475 | 2342.809 | 168 | GD | 0.24713 | 94.2634 | 3120072.2877 | 752077.974 | 168 | K | 0.28094 | 92.0384 | 1953467.0168 | 749545.1554 | #N/A | 750517.9378 | #N/A | 94.2634 | 1 | 9 | 101.2634 | 84 | U | 0.39551 | 79.0841 | 2873553.1575 | 390303.6691 | #N/A | #N/A | #N/A | #N/A | #N/A | #N/A | #N/A | #N/A | #N/A | #N/A | #N/A | 748568.4219 | #N/A | 92.0384 | 1 | 41 | 99.0384 | 84 | CZ | 0.36213 | 73.8097 | 6734888.8634 | 371888.0898 | #N/A | #N/A | #N/A | #N/A | #N/A | #N/A | #N/A | #N/A | #N/A | #N/A
[8 empty] | 142 | GB | 86.9232 | 4815.3841 | L | 0.31458 | 249.4692 | 169 | V | 0.29351 | 94.7179 | 1134321.9419 | 753212.2959 | 169 | CX | 0.27874 | 93.6712 | 7589942.7016 | 757135.0981 | #N/A | 752645.1349 | #N/A | 94.7179 | 1 | 10 | 94.7179 | 85 | AQ | 0.34461 | 79.3464 | 3332310.0524 | 390303.6691 | #N/A | #N/A | #N/A | #N/A | #N/A | #N/A | #N/A | #N/A | #N/A | #N/A | #N/A | 753340.1267 | #N/A | 93.6712 | 1 | 42 | 93.6712 | 85 | BA | 0.36212 | 79.5653 | 4473417.8648 | 371888.0898 | #N/A | #N/A | #N/A | #N/A | #N/A | #N/A | #N/A | #N/A | #N/A | #N/A
[8 empty] | 143 | BK | 87.1071 | 4045.9173 | CB | 0.31175 | 3046.9411 | 170 | CO | 0.27025 | 95.1465 | 5167050.1343 | 758379.3461 | 170 | FT | 0.27656 | 84.5514 | 2139271.8646 | 759274.3699 | #N/A | 755795.821 | #N/A | 95.1465 | 1 | 11 | 102.1465 | 85 | AQ | 0.34461 | 79.3464 | 3332310.0524 | 393635.9791 | #N/A | #N/A | #N/A | #N/A | #N/A | #N/A | #N/A | #N/A | #N/A | #N/A | #N/A | 758204.734 | #N/A | 84.5514 | 1 | 43 | 91.5514 | 85 | BA | 0.36212 | 79.5653 | 4473417.8648 | 376361.5077 | #N/A | #N/A | #N/A | #N/A | #N/A | #N/A | #N/A | #N/A | #N/A | #N/A
[8 empty] | 144 | H | 87.3599 | 4108.1054 | AF | 0.30743 | 3125.5937 | 171 | AN | 0.26576 | 95.5757 | 5211124.9121 | 763590.471 | 171 | CN | 0.27358 | 90.8914 | 8499676.8733 | 767774.0468 | #N/A | 760984.9085 | #N/A | 95.5757 | 1 | 12 | 95.5757 | 86 | FS | 0.40084 | 79.3853 | 3464925.3098 | 393635.9791 | #N/A | #N/A | #N/A | #N/A | #N/A | #N/A | #N/A | #N/A | #N/A | #N/A | #N/A | 763524.2084 | #N/A | 90.8914 | 1 | 44 | 90.8914 | 86 | BG | 0.36042 | 73.0485 | 8999544.6497 | 376361.5077 | #N/A | #N/A | #N/A | #N/A | #N/A | #N/A | #N/A | #N/A | #N/A | #N/A
[8 empty] | 145 | EE | 87.5886 | 1812.1437 | GF | 0.3067 | 7279.6176 | 172 | X | 0.25424 | 95.9553 | 5128531.3739 | 768719.0023 | 172 | BT | 0.27108 | 92.5427 | 3731276.2892 | 771505.3231 | #N/A | 766154.7367 | #N/A | 95.9553 | 1 | 13 | 102.9553 | 86 | FS | 0.40084 | 79.3853 | 3464925.3098 | 397100.9044 | #N/A | #N/A | #N/A | #N/A | #N/A | #N/A | #N/A | #N/A | #N/A | #N/A | #N/A | 769639.685 | #N/A | 92.5427 | 1 | 45 | 99.5427 | 86 | BG | 0.36042 | 73.0485 | 8999544.6497 | 385361.0523 | #N/A | #N/A | #N/A | #N/A | #N/A | #N/A | #N/A | #N/A | #N/A | #N/A
[8 empty] | 146 | AX | 87.7198 | 2120.5937 | AM | 0.30326 | 1799.1091 | 173 | AE | 0.25407 | 96.0196 | 2064839.9794 | 770783.8423 | 173 | CO | 0.27025 | 95.1465 | 5167050.1343 | 776672.3732 | #N/A | 769751.4223 | #N/A | 96.0196 | 1 | 14 | 96.0196 | 87 | BQ | 0.35394 | 79.4872 | 9445577.8607 | 397100.9044 | #N/A | #N/A | #N/A | #N/A | #N/A | #N/A | #N/A | #N/A | #N/A | #N/A | #N/A | 774088.8482 | #N/A | 95.1465 | 1 | 46 | 95.1465 | 87 | BL | 0.35801 | 86.9092 | 2948048.5365 | 385361.0523 | #N/A | #N/A | #N/A | #N/A | #N/A | #N/A | #N/A | #N/A | #N/A | #N/A
[8 empty] | 147 | J | 87.7764 | 2546.492 | FU | 0.30303 | 1479.8037 | 174 | AU | 0.33565 | 96.2398 | 4109547.8373 | 774893.3902 | 174 | AN | 0.26576 | 95.5757 | 5211124.9121 | 781883.4981 | #N/A | 772838.6162 | #N/A | 96.2398 | 1 | 15 | 103.2398 | 87 | BQ | 0.35394 | 79.4872 | 9445577.8607 | 406546.4823 | #N/A | #N/A | #N/A | #N/A | #N/A | #N/A | #N/A | #N/A | #N/A | #N/A | #N/A | 779277.9357 | #N/A | 95.5757 | 1 | 47 | 102.5757 | 87 | BL | 0.35801 | 86.9092 | 2948048.5365 | 388309.1009 | #N/A | #N/A | #N/A | #N/A | #N/A | #N/A | #N/A | #N/A | #N/A | #N/A
[8 empty] | 148 | D | 87.8891 | 216.2764 | T | 0.30145 | 2320.5754 | 175 | G | 0.37921 | 96.2706 | 1418491.763 | 776311.8819 | 175 | D | 0.26524 | 87.8891 | 216276.4101 | 782099.7746 | #N/A | 775602.636 | #N/A | 96.2706 | 1 | 16 | 96.2706 | 88 | FG | 0.4098 | 79.5465 | 6625770.3908 | 406546.4823 | #N/A | #N/A | #N/A | #N/A | #N/A | #N/A | #N/A | #N/A | #N/A | #N/A | #N/A | 781991.6364 | #N/A | 87.8891 | 1 | 48 | 87.8891 | 88 | CT | 0.35771 | 75.6423 | 6804127.7282 | 388309.1009 | #N/A | #N/A | #N/A | #N/A | #N/A | #N/A | #N/A | #N/A | #N/A | #N/A
[8 empty] | 149 | BE | 87.9462 | 3025.3232 | AX | 0.30141 | 2120.5937 | 176 | BJ | 0.26064 | 96.6027 | 8348434.963 | 784660.3169 | 176 | BJ | 0.26064 | 96.6027 | 8348434.963 | 790448.2095 | #N/A | 780486.0994 | #N/A | 96.6027 | 1 | 17 | 103.6027 | 88 | FG | 0.4098 | 79.5465 | 6625770.3908 | 413172.2527 | #N/A | #N/A | #N/A | #N/A | #N/A | #N/A | #N/A | #N/A | #N/A | #N/A | #N/A | 786273.992 | #N/A | 96.6027 | 1 | 49 | 103.6027 | 88 | CT | 0.35771 | 75.6423 | 6804127.7282 | 395113.2286 | #N/A | #N/A | #N/A | #N/A | #N/A | #N/A | #N/A | #N/A | #N/A | #N/A
[8 empty] | 150 | BC | 88.4142 | 6460.6307 | BE | 0.3009 | 3025.3232 | 177 | EI | 0.29527 | 97.4365 | 4790497.1788 | 789450.8141 | 177 | X | 0.25424 | 95.9553 | 5128531.3739 | 795576.7409 | #N/A | 787055.5655 | #N/A | 97.4365 | 1 | 18 | 97.4365 | 89 | BA | 0.36212 | 79.5653 | 4473417.8648 | 413172.2527 | #N/A | #N/A | #N/A | #N/A | #N/A | #N/A | #N/A | #N/A | #N/A | #N/A | #N/A | 793012.4752 | #N/A | 95.9553 | 1 | 50 | 95.9553 | 89 | A | 0.35498 | 68.4352 | 345838.8015 | 395113.2286 | #N/A | #N/A | #N/A | #N/A | #N/A | #N/A | #N/A | #N/A | #N/A | #N/A
[8 empty] | 151 | DX | 88.4593 | 6873.1588 | BZ | 0.30054 | 5836.9418 | 178 | CA | 0.3219 | 98.3305 | 7492763.2228 | 796943.5773 | 178 | AE | 0.25407 | 96.0196 | 2064839.9794 | 797641.5809 | #N/A | 793197.1957 | #N/A | 98.3305 | 1 | 19 | 105.3305 | 89 | BA | 0.36212 | 79.5653 | 4473417.8648 | 417645.6705 | #N/A | #N/A | #N/A | #N/A | #N/A | #N/A | #N/A | #N/A | #N/A | #N/A | #N/A | 796609.1609 | #N/A | 96.0196 | 1 | 51 | 103.0196 | 89 | A | 0.35498 | 68.4352 | 345838.8015 | 395459.0674 | #N/A | #N/A | #N/A | #N/A | #N/A | #N/A | #N/A | #N/A | #N/A | #N/A
[8 empty] | 152 | EF | 88.5878 | 1300.4455 | AP | 0.29927 | 5206.4628 | 179 | EJ | 0.28344 | 98.3601 | 2575642.3233 | 799519.2196 | 179 | AJ | 0.25069 | 100.5807 | 4089406.2725 | 801730.9871 | #N/A | 798231.3984 | #N/A | 98.3601 | 1 | 20 | 98.3601 | 90 | DB | 0.32463 | 79.7648 | 6700228.7261 | 417645.6705 | #N/A | #N/A | #N/A | #N/A | #N/A | #N/A | #N/A | #N/A | #N/A | #N/A | #N/A | 799686.284 | #N/A | 100.5807 | 1 | 52 | 100.5807 | 90 | FX | 0.35463 | 79.9289 | 4833245.3373 | 395459.0674 | #N/A | #N/A | #N/A | #N/A | #N/A | #N/A | #N/A | #N/A | #N/A | #N/A
[8 empty] | 153 | AG | 88.7287 | 8533.56 | EF | 0.29874 | 1300.4455 | 180 | AK | 0.23934 | 98.6468 | 1342843.6588 | 800862.0633 | 180 | GD | 0.24713 | 94.2634 | 3120072.2877 | 804851.0594 | #N/A | 800190.6414 | #N/A | 98.6468 | 1 | 21 | 105.6468 | 90 | DB | 0.32463 | 79.7648 | 6700228.7261 | 424345.8993 | #N/A | #N/A | #N/A | #N/A | #N/A | #N/A | #N/A | #N/A | #N/A | #N/A | #N/A | 803291.0233 | #N/A | 94.2634 | 1 | 53 | 101.2634 | 90 | FX | 0.35463 | 79.9289 | 4833245.3373 | 400292.3127 | #N/A | #N/A | #N/A | #N/A | #N/A | #N/A | #N/A | #N/A | #N/A | #N/A
[8 empty] | 154 | R | 88.8048 | 2224.7203 | AG | 0.29716 | 8533.56 | 181 | B | 0.33462 | 98.9505 | 2404756.9158 | 803266.8202 | 181 | EK | 0.24416 | 86.6889 | 1162323.3592 | 806013.3828 | #N/A | 802064.4417 | #N/A | 98.9505 | 1 | 22 | 98.9505 | 91 | Q | 0.32953 | 79.8111 | 2344169.8293 | 424345.8993 | #N/A | #N/A | #N/A | #N/A | #N/A | #N/A | #N/A | #N/A | #N/A | #N/A | #N/A | 805432.2211 | #N/A | 86.6889 | 1 | 54 | 86.6889 | 91 | BQ | 0.35394 | 79.4872 | 9445577.8607 | 409737.8906 | #N/A | #N/A | #N/A | #N/A | #N/A | #N/A | #N/A | #N/A | #N/A | #N/A
[8 empty] | 155 | CF | 89.6556 | 4538.8215 | CF | 0.29551 | 4538.8215 | 182 | BS | 0.24364 | 99.1696 | 4020030.3904 | 807286.8506 | 182 | BS | 0.24364 | 99.1696 | 4020030.3904 | 810033.4132 | #N/A | 805276.8354 | #N/A | 99.1696 | 1 | 23 | 106.1696 | 91 | Q | 0.32953 | 79.8111 | 2344169.8293 | 426690.0691 | #N/A | #N/A | #N/A | #N/A | #N/A | #N/A | #N/A | #N/A | #N/A | #N/A | #N/A | 808023.398 | #N/A | 99.1696 | 1 | 55 | 106.1696 | 91 | BQ | 0.35394 | 79.4872 | 9445577.8607 | 409737.8906 | #N/A | #N/A | #N/A | #N/A | #N/A | #N/A | #N/A | #N/A | #N/A | #N/A
[8 empty] | 156 | CL | 89.8578 | 8706.0519 | EI | 0.29527 | 4790.4972 | 183 | AJ | 0.25069 | 100.5807 | 4089406.2725 | 811376.2568 | 183 | AK | 0.23934 | 98.6468 | 1342843.6588 | 811376.2568 | #N/A | 809331.5537 | #N/A | 100.5807 | 1 | 24 | 100.5807 | 92 | FX | 0.35463 | 79.9289 | 4833245.3373 | 431523.3144 | #N/A | #N/A | #N/A | #N/A | #N/A | #N/A | #N/A | #N/A | #N/A | #N/A | #N/A | 810704.835 | #N/A | 98.6468 | 1 | 56 | 98.6468 | 92 | CY | 0.35347 | 75.3936 | 11237796.4556 | 420975.687 | #N/A | #N/A | #N/A | #N/A | #N/A | #N/A | #N/A | #N/A | #N/A | #N/A
[8 empty] | 157 | BZ | 89.9627 | 5836.9418 | Y | 0.295 | 4249.5992 | 184 | BP | 0.23124 | 100.6934 | 6621742.0157 | 817997.9989 | 184 | AY | 0.23477 | 102.2276 | 2150048.4011 | 813526.3052 | #N/A | 814687.1279 | #N/A | 100.6934 | 1 | 25 | 107.6934 | 92 | FX | 0.35463 | 79.9289 | 4833245.3373 | 431523.3144 | #N/A | #N/A | #N/A | #N/A | #N/A | #N/A | #N/A | #N/A | #N/A | #N/A | #N/A | 812451.281 | #N/A | 102.2276 | 1 | 57 | 109.2276 | 92 | CY | 0.35347 | 75.3936 | 11237796.4556 | 420975.687 | #N/A | #N/A | #N/A | #N/A | #N/A | #N/A | #N/A | #N/A | #N/A | #N/A
[8 empty] | 158 | CD | 90.5102 | 8972.3409 | V | 0.29351 | 1134.3219 | 185 | AY | 0.23477 | 102.2276 | 2150048.4011 | 820148.0473 | 185 | BX | 0.23464 | 103.4431 | 4993420.6034 | 818519.7258 | #N/A | 819073.0231 | #N/A | 102.2276 | 1 | 26 | 102.2276 | 93 | AC | 0.32263 | 80.1124 | 1991989.5655 | 433515.304 | #N/A | #N/A | #N/A | #N/A | #N/A | #N/A | #N/A | #N/A | #N/A | #N/A | #N/A | 816023.0155 | #N/A | 103.4431 | 1 | 58 | 103.4431 | 93 | FP | 0.35338 | 86.4579 | 9340516.7939 | 430316.2038 | #N/A | #N/A | #N/A | #N/A | #N/A | #N/A | #N/A | #N/A | #N/A | #N/A
[8 empty] | 159 | CN | 90.8914 | 8499.6769 | BC | 0.29252 | 6460.6307 | 186 | BX | 0.23464 | 103.4431 | 4993420.6034 | 825141.4679 | 186 | BP | 0.23124 | 100.6934 | 6621742.0157 | 825141.4679 | #N/A | 822644.7576 | #N/A | 103.4431 | 1 | 27 | 110.4431 | 93 | AC | 0.32263 | 80.1124 | 1991989.5655 | 433515.304 | #N/A | #N/A | #N/A | #N/A | #N/A | #N/A | #N/A | #N/A | #N/A | #N/A | #N/A | 821830.5969 | #N/A | 100.6934 | 1 | 59 | 107.6934 | 93 | FP | 0.35338 | 86.4579 | 9340516.7939 | 430316.2038 | #N/A | #N/A | #N/A | #N/A | #N/A | #N/A | #N/A | #N/A | #N/A | #N/A
[8 empty] | 160 | N | 91.0513 | 607.8862 | I | 0.29226 | 795.5447 | 187 | BN | 0.22527 | 105.4595 | 3387754.6309 | 828529.2225 | 187 | BN | 0.22527 | 105.4595 | 3387754.6309 | 828529.2225 | #N/A | 826835.3452 | #N/A | 105.4595 | 1 | 28 | 105.4595 | 94 | CI | 0.33282 | 80.2843 | 11587037.5421 | 445102.3415 | #N/A | #N/A | #N/A | #N/A | #N/A | #N/A | #N/A | #N/A | #N/A | #N/A | #N/A | 826835.3452 | #N/A | 105.4595 | 1 | 60 | 105.4595 | 94 | BF | 0.35331 | 80.3455 | 6569803.2872 | 436886.0071 | #N/A | #N/A | #N/A | #N/A | #N/A | #N/A | #N/A | #N/A | #N/A | #N/A
[8 empty] | 161 | K | 92.0384 | 1953.467 | CL | 0.29017 | 8706.0519 | 188 | AD | 0.1932 | 108.9845 | 1656134.2451 | 830185.3567 | 188 | AD | 0.1932 | 108.9845 | 1656134.2451 | 830185.3567 | #N/A | 829357.2896 | #N/A | 108.9845 | 1 | 29 | 115.9845 | 94 | CI | 0.33282 | 80.2843 | 11587037.5421 | 445102.3415 | #N/A | #N/A | #N/A | #N/A | #N/A | #N/A | #N/A | #N/A | #N/A | #N/A | #N/A | 829357.2896 | #N/A | 108.9845 | 1 | 61 | 115.9845 | 94 | BF | 0.35331 | 80.3455 | 6569803.2872 | 436886.0071 | #N/A | #N/A | #N/A | #N/A | #N/A | #N/A | #N/A | #N/A | #N/A | #N/A
[8 empty] | 162 | BT | 92.5427 | 3731.2763 | R | 0.2892 | 2224.7203 | 189 | #N/A | #N/A | #N/A | #N/A | #N/A | 189 | #N/A | #N/A | #N/A | #N/A | #N/A | #N/A | #N/A | #N/A | #N/A | #N/A | #N/A | #N/A | 95 | CW | 0.33142 | 80.2904 | 7342876.8014 | 452445.2183 | #N/A | #N/A | #N/A | #N/A | #N/A | #N/A | #N/A | #N/A | #N/A | #N/A | #N/A | #N/A | #N/A | #N/A | #N/A | #N/A | #N/A | 95 | EH | 0.35254 | 84.7227 | 1707042.1697 | 438593.0493 | #N/A | #N/A | #N/A | #N/A | #N/A | #N/A | #N/A | #N/A | #N/A | #N/A
[8 empty] | 163 | GF | 92.6136 | 7279.6176 | E | 0.2889 | 225.7381 | 190 | #N/A | #N/A | #N/A | #N/A | #N/A | 190 | #N/A | #N/A | #N/A | #N/A | #N/A | #N/A | #N/A | #N/A | #N/A | #N/A | #N/A | #N/A | 95 | CW | 0.33142 | 80.2904 | 7342876.8014 | 452445.2183 | #N/A | #N/A | #N/A | #N/A | #N/A | #N/A | #N/A | #N/A | #N/A | #N/A | #N/A | #N/A | #N/A | #N/A | #N/A | #N/A | #N/A | 95 | EH | 0.35254 | 84.7227 | 1707042.1697 | 438593.0493 | #N/A | #N/A | #N/A | #N/A | #N/A | #N/A | #N/A | #N/A | #N/A | #N/A
[8 empty] | 164 | FU | 92.6806 | 1479.8037 | N | 0.28782 | 607.8862 | 191 | #N/A | #N/A | #N/A | #N/A | #N/A | 191 | #N/A | #N/A | #N/A | #N/A | #N/A | #N/A | #N/A | #N/A | #N/A | #N/A | #N/A | #N/A | 96 | AI | 0.36377 | 80.3195 | 4961568.6381 | 457406.787 | #N/A | #N/A | #N/A | #N/A | #N/A | #N/A | #N/A | #N/A | #N/A | #N/A | #N/A | #N/A | #N/A | #N/A | #N/A | #N/A | #N/A | 96 | CS | 0.35223 | 75.7316 | 7900406.4546 | 446493.4557 | #N/A | #N/A | #N/A | #N/A | #N/A | #N/A | #N/A | #N/A | #N/A | #N/A
[8 empty] | 165 | AS | 93.4546 | 3338.0667 | J | 0.28555 | 2546.492 | 192 | #N/A | #N/A | #N/A | #N/A | #N/A | 192 | #N/A | #N/A | #N/A | #N/A | #N/A | #N/A | #N/A | #N/A | #N/A | #N/A | #N/A | #N/A | 96 | AI | 0.36377 | 80.3195 | 4961568.6381 | 457406.787 | #N/A | #N/A | #N/A | #N/A | #N/A | #N/A | #N/A | #N/A | #N/A | #N/A | #N/A | #N/A | #N/A | #N/A | #N/A | #N/A | #N/A | 96 | CS | 0.35223 | 75.7316 | 7900406.4546 | 446493.4557 | #N/A | #N/A | #N/A | #N/A | #N/A | #N/A | #N/A | #N/A | #N/A | #N/A
[8 empty] | 166 | DS | 93.6671 | 3286.8976 | EJ | 0.28344 | 2575.6423 | 193 | #N/A | #N/A | #N/A | #N/A | #N/A | 193 | #N/A | #N/A | #N/A | #N/A | #N/A | #N/A | #N/A | #N/A | #N/A | #N/A | #N/A | #N/A | 97 | BF | 0.35331 | 80.3455 | 6569803.2872 | 463976.5903 | #N/A | #N/A | #N/A | #N/A | #N/A | #N/A | #N/A | #N/A | #N/A | #N/A | #N/A | #N/A | #N/A | #N/A | #N/A | #N/A | #N/A | 97 | CV | 0.35207 | 74.3213 | 9673120.4946 | 456166.5762 | #N/A | #N/A | #N/A | #N/A | #N/A | #N/A | #N/A | #N/A | #N/A | #N/A
[8 empty] | 167 | CX | 93.6712 | 7589.9427 | AS | 0.28184 | 3338.0667 | 194 | #N/A | #N/A | #N/A | #N/A | #N/A | 194 | #N/A | #N/A | #N/A | #N/A | #N/A | #N/A | #N/A | #N/A | #N/A | #N/A | #N/A | #N/A | 97 | BF | 0.35331 | 80.3455 | 6569803.2872 | 463976.5903 | #N/A | #N/A | #N/A | #N/A | #N/A | #N/A | #N/A | #N/A | #N/A | #N/A | #N/A | #N/A | #N/A | #N/A | #N/A | #N/A | #N/A | 97 | CV | 0.35207 | 74.3213 | 9673120.4946 | 456166.5762 | #N/A | #N/A | #N/A | #N/A | #N/A | #N/A | #N/A | #N/A | #N/A | #N/A
[8 empty] | 168 | GD | 94.2634 | 3120.0723 | K | 0.28094 | 1953.467 | 195 | #N/A | #N/A | #N/A | #N/A | #N/A | 195 | #N/A | #N/A | #N/A | #N/A | #N/A | #N/A | #N/A | #N/A | #N/A | #N/A | #N/A | #N/A | 98 | AV | 0.34332 | 80.4451 | 2854329.3044 | 466830.9196 | #N/A | #N/A | #N/A | #N/A | #N/A | #N/A | #N/A | #N/A | #N/A | #N/A | #N/A | #N/A | #N/A | #N/A | #N/A | #N/A | #N/A | 98 | AL | 0.35204 | 76.9527 | 1817440.4361 | 457984.0167 | #N/A | #N/A | #N/A | #N/A | #N/A | #N/A | #N/A | #N/A | #N/A | #N/A
[8 empty] | 169 | V | 94.7179 | 1134.3219 | CX | 0.27874 | 7589.9427 | 196 | #N/A | #N/A | #N/A | #N/A | #N/A | 196 | #N/A | #N/A | #N/A | #N/A | #N/A | #N/A | #N/A | #N/A | #N/A | #N/A | #N/A | #N/A | 98 | AV | 0.34332 | 80.4451 | 2854329.3044 | 466830.9196 | #N/A | #N/A | #N/A | #N/A | #N/A | #N/A | #N/A | #N/A | #N/A | #N/A | #N/A | #N/A | #N/A | #N/A | #N/A | #N/A | #N/A | 98 | AL | 0.35204 | 76.9527 | 1817440.4361 | 457984.0167 | #N/A | #N/A | #N/A | #N/A | #N/A | #N/A | #N/A | #N/A | #N/A | #N/A
[8 empty] | 170 | CO | 95.1465 | 5167.0501 | FT | 0.27656 | 2139.2719 | 197 | #N/A | #N/A | #N/A | #N/A | #N/A | 197 | #N/A | #N/A | #N/A | #N/A | #N/A | #N/A | #N/A | #N/A | #N/A | #N/A | #N/A | #N/A | 99 | CK | 0.36881 | 80.7362 | 6242842.1535 | 473073.7617 | #N/A | #N/A | #N/A | #N/A | #N/A | #N/A | #N/A | #N/A | #N/A | #N/A | #N/A | #N/A | #N/A | #N/A | #N/A | #N/A | #N/A | 99 | CC | 0.35017 | 77.0929 | 9569561.1303 | 467553.5778 | #N/A | #N/A | #N/A | #N/A | #N/A | #N/A | #N/A | #N/A | #N/A | #N/A
[8 empty] | 171 | AN | 95.5757 | 5211.1249 | CN | 0.27358 | 8499.6769 | 198 | #N/A | #N/A | #N/A | #N/A | #N/A | 198 | #N/A | #N/A | #N/A | #N/A | #N/A | #N/A | #N/A | #N/A | #N/A | #N/A | #N/A | #N/A | 99 | CK | 0.36881 | 80.7362 | 6242842.1535 | 473073.7617 | #N/A | #N/A | #N/A | #N/A | #N/A | #N/A | #N/A | #N/A | #N/A | #N/A | #N/A | #N/A | #N/A | #N/A | #N/A | #N/A | #N/A | 99 | CC | 0.35017 | 77.0929 | 9569561.1303 | 467553.5778 | #N/A | #N/A | #N/A | #N/A | #N/A | #N/A | #N/A | #N/A | #N/A | #N/A
[8 empty] | 172 | X | 95.9553 | 5128.5314 | BT | 0.27108 | 3731.2763 | 199 | #N/A | #N/A | #N/A | #N/A | #N/A | 199 | #N/A | #N/A | #N/A | #N/A | #N/A | #N/A | #N/A | #N/A | #N/A | #N/A | #N/A | #N/A | 100 | DA | 0.40641 | 81.0272 | 5980084.0326 | 479053.8458 | #N/A | #N/A | #N/A | #N/A | #N/A | #N/A | #N/A | #N/A | #N/A | #N/A | #N/A | #N/A | #N/A | #N/A | #N/A | #N/A | #N/A | 100 | BM | 0.34984 | 73.9957 | 4768632.7637 | 472322.2106 | #N/A | #N/A | #N/A | #N/A | #N/A | #N/A | #N/A | #N/A | #N/A | #N/A
[8 empty] | 173 | AE | 96.0196 | 2064.84 | CO | 0.27025 | 5167.0501 | 200 | #N/A | #N/A | #N/A | #N/A | #N/A | 200 | #N/A | #N/A | #N/A | #N/A | #N/A | #N/A | #N/A | #N/A | #N/A | #N/A | #N/A | #N/A | 100 | DA | 0.40641 | 81.0272 | 5980084.0326 | 479053.8458 | #N/A | #N/A | #N/A | #N/A | #N/A | #N/A | #N/A | #N/A | #N/A | #N/A | #N/A | #N/A | #N/A | #N/A | #N/A | #N/A | #N/A | 100 | BM | 0.34984 | 73.9957 | 4768632.7637 | 472322.2106 | #N/A | #N/A | #N/A | #N/A | #N/A | #N/A | #N/A | #N/A | #N/A | #N/A
[8 empty] | 174 | AU | 96.2398 | 4109.5478 | AN | 0.26576 | 5211.1249 | 201 | #N/A | #N/A | #N/A | #N/A | #N/A | 201 | #N/A | #N/A | #N/A | #N/A | #N/A | #N/A | #N/A | #N/A | #N/A | #N/A | #N/A | #N/A | 101 | CH | 0.33841 | 81.0989 | 5191020.724 | 484244.8665 | #N/A | #N/A | #N/A | #N/A | #N/A | #N/A | #N/A | #N/A | #N/A | #N/A | #N/A | #N/A | #N/A | #N/A | #N/A | #N/A | #N/A | 101 | BW | 0.34898 | 77.1964 | 5351821.9213 | 477674.0325 | #N/A | #N/A | #N/A | #N/A | #N/A | #N/A | #N/A | #N/A | #N/A | #N/A
[8 empty] | 175 | G | 96.2706 | 1418.4918 | D | 0.26524 | 216.2764 | 202 | #N/A | #N/A | #N/A | #N/A | #N/A | 202 | #N/A | #N/A | #N/A | #N/A | #N/A | #N/A | #N/A | #N/A | #N/A | #N/A | #N/A | #N/A | 101 | CH | 0.33841 | 81.0989 | 5191020.724 | 484244.8665 | #N/A | #N/A | #N/A | #N/A | #N/A | #N/A | #N/A | #N/A | #N/A | #N/A | #N/A | #N/A | #N/A | #N/A | #N/A | #N/A | #N/A | 101 | BW | 0.34898 | 77.1964 | 5351821.9213 | 477674.0325 | #N/A | #N/A | #N/A | #N/A | #N/A | #N/A | #N/A | #N/A | #N/A | #N/A
[8 empty] | 176 | BJ | 96.6027 | 8348.435 | BJ | 0.26064 | 8348.435 | 203 | #N/A | #N/A | #N/A | #N/A | #N/A | 203 | #N/A | #N/A | #N/A | #N/A | #N/A | #N/A | #N/A | #N/A | #N/A | #N/A | #N/A | #N/A | 102 | BV | 0.34595 | 81.1857 | 6005362.8445 | 490250.2293 | #N/A | #N/A | #N/A | #N/A | #N/A | #N/A | #N/A | #N/A | #N/A | #N/A | #N/A | #N/A | #N/A | #N/A | #N/A | #N/A | #N/A | 102 | CD | 0.34891 | 90.5102 | 8972340.877 | 486646.3734 | #N/A | #N/A | #N/A | #N/A | #N/A | #N/A | #N/A | #N/A | #N/A | #N/A
[8 empty] | 177 | EI | 97.4365 | 4790.4972 | X | 0.25424 | 5128.5314 | 204 | #N/A | #N/A | #N/A | #N/A | #N/A | 204 | #N/A | #N/A | #N/A | #N/A | #N/A | #N/A | #N/A | #N/A | #N/A | #N/A | #N/A | #N/A | 102 | BV | 0.34595 | 81.1857 | 6005362.8445 | 490250.2293 | #N/A | #N/A | #N/A | #N/A | #N/A | #N/A | #N/A | #N/A | #N/A | #N/A | #N/A | #N/A | #N/A | #N/A | #N/A | #N/A | #N/A | 102 | CD | 0.34891 | 90.5102 | 8972340.877 | 486646.3734 | #N/A | #N/A | #N/A | #N/A | #N/A | #N/A | #N/A | #N/A | #N/A | #N/A
[8 empty] | 178 | CA | 98.3305 | 7492.7632 | AE | 0.25407 | 2064.84 | 205 | #N/A | #N/A | #N/A | #N/A | #N/A | 205 | #N/A | #N/A | #N/A | #N/A | #N/A | #N/A | #N/A | #N/A | #N/A | #N/A | #N/A | #N/A | 103 | DC | 0.39619 | 81.4007 | 5095223.1596 | 495345.4525 | #N/A | #N/A | #N/A | #N/A | #N/A | #N/A | #N/A | #N/A | #N/A | #N/A | #N/A | #N/A | #N/A | #N/A | #N/A | #N/A | #N/A | 103 | BY | 0.34831 | 77.3439 | 6228322.3514 | 492874.6957 | #N/A | #N/A | #N/A | #N/A | #N/A | #N/A | #N/A | #N/A | #N/A | #N/A
[8 empty] | 179 | EJ | 98.3601 | 2575.6423 | AJ | 0.25069 | 4089.4063 | 206 | #N/A | #N/A | #N/A | #N/A | #N/A | 206 | #N/A | #N/A | #N/A | #N/A | #N/A | #N/A | #N/A | #N/A | #N/A | #N/A | #N/A | #N/A | 103 | DC | 0.39619 | 81.4007 | 5095223.1596 | 495345.4525 | #N/A | #N/A | #N/A | #N/A | #N/A | #N/A | #N/A | #N/A | #N/A | #N/A | #N/A | #N/A | #N/A | #N/A | #N/A | #N/A | #N/A | 103 | BY | 0.34831 | 77.3439 | 6228322.3514 | 492874.6957 | #N/A | #N/A | #N/A | #N/A | #N/A | #N/A | #N/A | #N/A | #N/A | #N/A
[8 empty] | 180 | AK | 98.6468 | 1342.8437 | GD | 0.24713 | 3120.0723 | 207 | #N/A | #N/A | #N/A | #N/A | #N/A | 207 | #N/A | #N/A | #N/A | #N/A | #N/A | #N/A | #N/A | #N/A | #N/A | #N/A | #N/A | #N/A | 104 | FV | 0.33909 | 81.4152 | 1589582.0476 | 496935.0345 | #N/A | #N/A | #N/A | #N/A | #N/A | #N/A | #N/A | #N/A | #N/A | #N/A | #N/A | #N/A | #N/A | #N/A | #N/A | #N/A | #N/A | 104 | BO | 0.34711 | 77.3846 | 7566610.4951 | 500441.3062 | #N/A | #N/A | #N/A | #N/A | #N/A | #N/A | #N/A | #N/A | #N/A | #N/A
[8 empty] | 181 | B | 98.9505 | 2404.7569 | EK | 0.24416 | 1162.3234 | 208 | #N/A | #N/A | #N/A | #N/A | #N/A | 208 | #N/A | #N/A | #N/A | #N/A | #N/A | #N/A | #N/A | #N/A | #N/A | #N/A | #N/A | #N/A | 104 | FV | 0.33909 | 81.4152 | 1589582.0476 | 496935.0345 | #N/A | #N/A | #N/A | #N/A | #N/A | #N/A | #N/A | #N/A | #N/A | #N/A | #N/A | #N/A | #N/A | #N/A | #N/A | #N/A | #N/A | 104 | BO | 0.34711 | 77.3846 | 7566610.4951 | 500441.3062 | #N/A | #N/A | #N/A | #N/A | #N/A | #N/A | #N/A | #N/A | #N/A | #N/A
[8 empty] | 182 | BS | 99.1696 | 4020.0304 | BS | 0.24364 | 4020.0304 | 209 | #N/A | #N/A | #N/A | #N/A | #N/A | 209 | #N/A | #N/A | #N/A | #N/A | #N/A | #N/A | #N/A | #N/A | #N/A | #N/A | #N/A | #N/A | 105 | BU | 0.32988 | 81.4293 | 5460886.5099 | 502395.921 | #N/A | #N/A | #N/A | #N/A | #N/A | #N/A | #N/A | #N/A | #N/A | #N/A | #N/A | #N/A | #N/A | #N/A | #N/A | #N/A | #N/A | 105 | GC | 0.34623 | 83.7791 | 3859684.5022 | 504300.9907 | #N/A | #N/A | #N/A | #N/A | #N/A | #N/A | #N/A | #N/A | #N/A | #N/A
[8 empty] | 183 | AJ | 100.5807 | 4089.4063 | AK | 0.23934 | 1342.8437 | 210 | #N/A | #N/A | #N/A | #N/A | #N/A | 210 | #N/A | #N/A | #N/A | #N/A | #N/A | #N/A | #N/A | #N/A | #N/A | #N/A | #N/A | #N/A | 105 | BU | 0.32988 | 81.4293 | 5460886.5099 | 502395.921 | #N/A | #N/A | #N/A | #N/A | #N/A | #N/A | #N/A | #N/A | #N/A | #N/A | #N/A | #N/A | #N/A | #N/A | #N/A | #N/A | #N/A | 105 | GC | 0.34623 | 83.7791 | 3859684.5022 | 504300.9907 | #N/A | #N/A | #N/A | #N/A | #N/A | #N/A | #N/A | #N/A | #N/A | #N/A
[8 empty] | 184 | BP | 100.6934 | 6621.742 | AY | 0.23477 | 2150.0484 | 211 | #N/A | #N/A | #N/A | #N/A | #N/A | 211 | #N/A | #N/A | #N/A | #N/A | #N/A | #N/A | #N/A | #N/A | #N/A | #N/A | #N/A | #N/A | 106 | CJ | 0.33722 | 81.8219 | 5698112.5138 | 508094.0336 | #N/A | #N/A | #N/A | #N/A | #N/A | #N/A | #N/A | #N/A | #N/A | #N/A | #N/A | #N/A | #N/A | #N/A | #N/A | #N/A | #N/A | 106 | BV | 0.34595 | 81.1857 | 6005362.8445 | 510306.3536 | #N/A | #N/A | #N/A | #N/A | #N/A | #N/A | #N/A | #N/A | #N/A | #N/A
[8 empty] | 185 | AY | 102.2276 | 2150.0484 | BX | 0.23464 | 4993.4206 | 212 | #N/A | #N/A | #N/A | #N/A | #N/A | 212 | #N/A | #N/A | #N/A | #N/A | #N/A | #N/A | #N/A | #N/A | #N/A | #N/A | #N/A | #N/A | 106 | CJ | 0.33722 | 81.8219 | 5698112.5138 | 508094.0336 | #N/A | #N/A | #N/A | #N/A | #N/A | #N/A | #N/A | #N/A | #N/A | #N/A | #N/A | #N/A | #N/A | #N/A | #N/A | #N/A | #N/A | 106 | BV | 0.34595 | 81.1857 | 6005362.8445 | 510306.3536 | #N/A | #N/A | #N/A | #N/A | #N/A | #N/A | #N/A | #N/A | #N/A | #N/A
[8 empty] | 186 | BX | 103.4431 | 4993.4206 | BP | 0.23124 | 6621.742 | 213 | #N/A | #N/A | #N/A | #N/A | #N/A | 213 | #N/A | #N/A | #N/A | #N/A | #N/A | #N/A | #N/A | #N/A | #N/A | #N/A | #N/A | #N/A | 107 | AB | 0.32682 | 81.8635 | 3791866.0348 | 511885.8996 | #N/A | #N/A | #N/A | #N/A | #N/A | #N/A | #N/A | #N/A | #N/A | #N/A | #N/A | #N/A | #N/A | #N/A | #N/A | #N/A | #N/A | 107 | BR | 0.34518 | 78.5035 | 8288894.613 | 518595.2482 | #N/A | #N/A | #N/A | #N/A | #N/A | #N/A | #N/A | #N/A | #N/A | #N/A
[8 empty] | 187 | BN | 105.4595 | 3387.7546 | BN | 0.22527 | 3387.7546 | 214 | #N/A | #N/A | #N/A | #N/A | #N/A | 214 | #N/A | #N/A | #N/A | #N/A | #N/A | #N/A | #N/A | #N/A | #N/A | #N/A | #N/A | #N/A | 107 | AB | 0.32682 | 81.8635 | 3791866.0348 | 511885.8996 | #N/A | #N/A | #N/A | #N/A | #N/A | #N/A | #N/A | #N/A | #N/A | #N/A | #N/A | #N/A | #N/A | #N/A | #N/A | #N/A | #N/A | 107 | BR | 0.34518 | 78.5035 | 8288894.613 | 518595.2482 | #N/A | #N/A | #N/A | #N/A | #N/A | #N/A | #N/A | #N/A | #N/A | #N/A
[8 empty] | 188 | AD | 108.9845 | 1656.1342 | AD | 0.1932 | 1656.1342 | 215 | #N/A | #N/A | #N/A | #N/A | #N/A | 215 | #N/A | #N/A | #N/A | #N/A | #N/A | #N/A | #N/A | #N/A | #N/A | #N/A | #N/A | #N/A | 108 | BD | 0.32695 | 82.0163 | 4033684.3423 | 515919.5839 | #N/A | #N/A | #N/A | #N/A | #N/A | #N/A | #N/A | #N/A | #N/A | #N/A | #N/A | #N/A | #N/A | #N/A | #N/A | #N/A | #N/A | 108 | F | 0.34468 | 83.5479 | 1513623.7065 | 520108.8719 | #N/A | #N/A | #N/A | #N/A | #N/A | #N/A | #N/A | #N/A | #N/A | #N/A
[8 empty] | 189 | [6 empty] | 216 | #N/A | #N/A | #N/A | #N/A | #N/A | 216 | #N/A | #N/A | #N/A | #N/A | #N/A | #N/A | #N/A | #N/A | #N/A | #N/A | #N/A | #N/A | 108 | BD | 0.32695 | 82.0163 | 4033684.3423 | 515919.5839 | #N/A | #N/A | #N/A | #N/A | #N/A | #N/A | #N/A | #N/A | #N/A | #N/A | #N/A | #N/A | #N/A | #N/A | #N/A | #N/A | #N/A | 108 | F | 0.34468 | 83.5479 | 1513623.7065 | 520108.8719 | #N/A | #N/A | #N/A | #N/A | #N/A | #N/A | #N/A | #N/A | #N/A | #N/A
[8 empty] | 190 | [6 empty] | 217 | #N/A | #N/A | #N/A | #N/A | #N/A | 217 | #N/A | #N/A | #N/A | #N/A | #N/A | #N/A | #N/A | #N/A | #N/A | #N/A | #N/A | #N/A | 109 | DD | 0.3673 | 82.1354 | 401561.4095 | 516321.1453 | #N/A | #N/A | #N/A | #N/A | #N/A | #N/A | #N/A | #N/A | #N/A | #N/A | #N/A | #N/A | #N/A | #N/A | #N/A | #N/A | #N/A | 109 | AQ | 0.34461 | 79.3464 | 3332310.0524 | 523441.1819 | #N/A | #N/A | #N/A | #N/A | #N/A | #N/A | #N/A | #N/A | #N/A | #N/A
[8 empty] | 191 | [6 empty] | 218 | #N/A | #N/A | #N/A | #N/A | #N/A | 218 | #N/A | #N/A | #N/A | #N/A | #N/A | #N/A | #N/A | #N/A | #N/A | #N/A | #N/A | #N/A | 109 | DD | 0.3673 | 82.1354 | 401561.4095 | 516321.1453 | #N/A | #N/A | #N/A | #N/A | #N/A | #N/A | #N/A | #N/A | #N/A | #N/A | #N/A | #N/A | #N/A | #N/A | #N/A | #N/A | #N/A | 109 | AQ | 0.34461 | 79.3464 | 3332310.0524 | 523441.1819 | #N/A | #N/A | #N/A | #N/A | #N/A | #N/A | #N/A | #N/A | #N/A | #N/A
[8 empty] | 192 | [6 empty] | 219 | #N/A | #N/A | #N/A | #N/A | #N/A | 219 | #N/A | #N/A | #N/A | #N/A | #N/A | #N/A | #N/A | #N/A | #N/A | #N/A | #N/A | #N/A | 110 | AA | 0.33351 | 82.2795 | 1520613.56 | 517841.7589 | #N/A | #N/A | #N/A | #N/A | #N/A | #N/A | #N/A | #N/A | #N/A | #N/A | #N/A | #N/A | #N/A | #N/A | #N/A | #N/A | #N/A | 110 | EO | 0.34451 | 84.699 | 3520559.1088 | 526961.741 | #N/A | #N/A | #N/A | #N/A | #N/A | #N/A | #N/A | #N/A | #N/A | #N/A
[8 empty] | 193 | [6 empty] | 220 | #N/A | #N/A | #N/A | #N/A | #N/A | 220 | #N/A | #N/A | #N/A | #N/A | #N/A | #N/A | #N/A | #N/A | #N/A | #N/A | #N/A | #N/A | 110 | AA | 0.33351 | 82.2795 | 1520613.56 | 517841.7589 | #N/A | #N/A | #N/A | #N/A | #N/A | #N/A | #N/A | #N/A | #N/A | #N/A | #N/A | #N/A | #N/A | #N/A | #N/A | #N/A | #N/A | 110 | EO | 0.34451 | 84.699 | 3520559.1088 | 526961.741 | #N/A | #N/A | #N/A | #N/A | #N/A | #N/A | #N/A | #N/A | #N/A | #N/A
[8 empty] | 194 | [6 empty] | 221 | #N/A | #N/A | #N/A | #N/A | #N/A | 221 | #N/A | #N/A | #N/A | #N/A | #N/A | #N/A | #N/A | #N/A | #N/A | #N/A | #N/A | #N/A | 111 | FM | 0.39026 | 82.4456 | 6522095.5224 | 524363.8544 | #N/A | #N/A | #N/A | #N/A | #N/A | #N/A | #N/A | #N/A | #N/A | #N/A | #N/A | #N/A | #N/A | #N/A | #N/A | #N/A | #N/A | 111 | AV | 0.34332 | 80.4451 | 2854329.3044 | 529816.0703 | #N/A | #N/A | #N/A | #N/A | #N/A | #N/A | #N/A | #N/A | #N/A | #N/A
[8 empty] | 195 | [6 empty] | 222 | #N/A | #N/A | #N/A | #N/A | #N/A | 222 | #N/A | #N/A | #N/A | #N/A | #N/A | #N/A | #N/A | #N/A | #N/A | #N/A | #N/A | #N/A | 111 | FM | 0.39026 | 82.4456 | 6522095.5224 | 524363.8544 | #N/A | #N/A | #N/A | #N/A | #N/A | #N/A | #N/A | #N/A | #N/A | #N/A | #N/A | #N/A | #N/A | #N/A | #N/A | #N/A | #N/A | 111 | AV | 0.34332 | 80.4451 | 2854329.3044 | 529816.0703 | #N/A | #N/A | #N/A | #N/A | #N/A | #N/A | #N/A | #N/A | #N/A | #N/A
[8 empty] | 196 | [6 empty] | 223 | #N/A | #N/A | #N/A | #N/A | #N/A | 223 | #N/A | #N/A | #N/A | #N/A | #N/A | #N/A | #N/A | #N/A | #N/A | #N/A | #N/A | #N/A | 112 | W | 0.3393 | 82.6416 | 4822288.5802 | 529186.143 | #N/A | #N/A | #N/A | #N/A | #N/A | #N/A | #N/A | #N/A | #N/A | #N/A | #N/A | #N/A | #N/A | #N/A | #N/A | #N/A | #N/A | 112 | O | 0.34129 | 82.8708 | 2643638.2478 | 532459.7086 | #N/A | #N/A | #N/A | #N/A | #N/A | #N/A | #N/A | #N/A | #N/A | #N/A
[8 empty] | 197 | [6 empty] | 224 | #N/A | #N/A | #N/A | #N/A | #N/A | 224 | #N/A | #N/A | #N/A | #N/A | #N/A | #N/A | #N/A | #N/A | #N/A | #N/A | #N/A | #N/A | 112 | W | 0.3393 | 82.6416 | 4822288.5802 | 529186.143 | #N/A | #N/A | #N/A | #N/A | #N/A | #N/A | #N/A | #N/A | #N/A | #N/A | #N/A | #N/A | #N/A | #N/A | #N/A | #N/A | #N/A | 112 | O | 0.34129 | 82.8708 | 2643638.2478 | 532459.7086 | #N/A | #N/A | #N/A | #N/A | #N/A | #N/A | #N/A | #N/A | #N/A | #N/A
[8 empty] | 198 | [6 empty] | 225 | #N/A | #N/A | #N/A | #N/A | #N/A | 225 | #N/A | #N/A | #N/A | #N/A | #N/A | #N/A | #N/A | #N/A | #N/A | #N/A | #N/A | #N/A | 113 | EX | 0.39732 | 82.7462 | 5729067.2385 | 534915.2102 | #N/A | #N/A | #N/A | #N/A | #N/A | #N/A | #N/A | #N/A | #N/A | #N/A | #N/A | #N/A | #N/A | #N/A | #N/A | #N/A | #N/A | 113 | BB | 0.33934 | 77.4726 | 4960188.6952 | 537419.8973 | #N/A | #N/A | #N/A | #N/A | #N/A | #N/A | #N/A | #N/A | #N/A | #N/A
[8 empty] | 199 | [6 empty] | 226 | #N/A | #N/A | #N/A | #N/A | #N/A | 226 | #N/A | #N/A | #N/A | #N/A | #N/A | #N/A | #N/A | #N/A | #N/A | #N/A | #N/A | #N/A | 113 | EX | 0.39732 | 82.7462 | 5729067.2385 | 534915.2102 | #N/A | #N/A | #N/A | #N/A | #N/A | #N/A | #N/A | #N/A | #N/A | #N/A | #N/A | #N/A | #N/A | #N/A | #N/A | #N/A | #N/A | 113 | BB | 0.33934 | 77.4726 | 4960188.6952 | 537419.8973 | #N/A | #N/A | #N/A | #N/A | #N/A | #N/A | #N/A | #N/A | #N/A | #N/A
[8 empty] | 200 | [6 empty] | 227 | #N/A | #N/A | #N/A | #N/A | #N/A | 227 | #N/A | #N/A | #N/A | #N/A | #N/A | #N/A | #N/A | #N/A | #N/A | #N/A | #N/A | #N/A | 114 | BI | 0.33051 | 82.7901 | 9763208.1522 | 544678.4184 | #N/A | #N/A | #N/A | #N/A | #N/A | #N/A | #N/A | #N/A | #N/A | #N/A | #N/A | #N/A | #N/A | #N/A | #N/A | #N/A | #N/A | 114 | W | 0.3393 | 82.6416 | 4822288.5802 | 542242.1859 | #N/A | #N/A | #N/A | #N/A | #N/A | #N/A | #N/A | #N/A | #N/A | #N/A
[8 empty] | 201 | [6 empty] | 228 | #N/A | #N/A | #N/A | #N/A | #N/A | 228 | #N/A | #N/A | #N/A | #N/A | #N/A | #N/A | #N/A | #N/A | #N/A | #N/A | #N/A | #N/A | 114 | BI | 0.33051 | 82.7901 | 9763208.1522 | 544678.4184 | #N/A | #N/A | #N/A | #N/A | #N/A | #N/A | #N/A | #N/A | #N/A | #N/A | #N/A | #N/A | #N/A | #N/A | #N/A | #N/A | #N/A | 114 | W | 0.3393 | 82.6416 | 4822288.5802 | 542242.1859 | #N/A | #N/A | #N/A | #N/A | #N/A | #N/A | #N/A | #N/A | #N/A | #N/A
[8 empty] | 202 | [6 empty] | 229 | #N/A | #N/A | #N/A | #N/A | #N/A | 229 | #N/A | #N/A | #N/A | #N/A | #N/A | #N/A | #N/A | #N/A | #N/A | #N/A | #N/A | #N/A | 115 | EV | 0.38044 | 82.8476 | 8423844.3231 | 553102.2627 | #N/A | #N/A | #N/A | #N/A | #N/A | #N/A | #N/A | #N/A | #N/A | #N/A | #N/A | #N/A | #N/A | #N/A | #N/A | #N/A | #N/A | 115 | FV | 0.33909 | 81.4152 | 1589582.0476 | 543831.7679 | #N/A | #N/A | #N/A | #N/A | #N/A | #N/A | #N/A | #N/A | #N/A | #N/A
[8 empty] | 203 | [6 empty] | 230 | #N/A | #N/A | #N/A | #N/A | #N/A | 230 | #N/A | #N/A | #N/A | #N/A | #N/A | #N/A | #N/A | #N/A | #N/A | #N/A | #N/A | #N/A | 115 | EV | 0.38044 | 82.8476 | 8423844.3231 | 553102.2627 | #N/A | #N/A | #N/A | #N/A | #N/A | #N/A | #N/A | #N/A | #N/A | #N/A | #N/A | #N/A | #N/A | #N/A | #N/A | #N/A | #N/A | 115 | FV | 0.33909 | 81.4152 | 1589582.0476 | 543831.7679 | #N/A | #N/A | #N/A | #N/A | #N/A | #N/A | #N/A | #N/A | #N/A | #N/A
[8 empty] | 204 | [6 empty] | 231 | #N/A | #N/A | #N/A | #N/A | #N/A | 231 | #N/A | #N/A | #N/A | #N/A | #N/A | #N/A | #N/A | #N/A | #N/A | #N/A | #N/A | #N/A | 116 | O | 0.34129 | 82.8708 | 2643638.2478 | 555745.901 | #N/A | #N/A | #N/A | #N/A | #N/A | #N/A | #N/A | #N/A | #N/A | #N/A | #N/A | #N/A | #N/A | #N/A | #N/A | #N/A | #N/A | 116 | CH | 0.33841 | 81.0989 | 5191020.724 | 549022.7886 | #N/A | #N/A | #N/A | #N/A | #N/A | #N/A | #N/A | #N/A | #N/A | #N/A
[8 empty] | 205 | [6 empty] | 232 | #N/A | #N/A | #N/A | #N/A | #N/A | 232 | #N/A | #N/A | #N/A | #N/A | #N/A | #N/A | #N/A | #N/A | #N/A | #N/A | #N/A | #N/A | 116 | O | 0.34129 | 82.8708 | 2643638.2478 | 555745.901 | #N/A | #N/A | #N/A | #N/A | #N/A | #N/A | #N/A | #N/A | #N/A | #N/A | #N/A | #N/A | #N/A | #N/A | #N/A | #N/A | #N/A | 116 | CH | 0.33841 | 81.0989 | 5191020.724 | 549022.7886 | #N/A | #N/A | #N/A | #N/A | #N/A | #N/A | #N/A | #N/A | #N/A | #N/A
[8 empty] | 206 | [6 empty] | 233 | #N/A | #N/A | #N/A | #N/A | #N/A | 233 | #N/A | #N/A | #N/A | #N/A | #N/A | #N/A | #N/A | #N/A | #N/A | #N/A | #N/A | #N/A | 117 | CE | 0.33453 | 82.9355 | 7628438.3074 | 563374.3393 | #N/A | #N/A | #N/A | #N/A | #N/A | #N/A | #N/A | #N/A | #N/A | #N/A | #N/A | #N/A | #N/A | #N/A | #N/A | #N/A | #N/A | 117 | CJ | 0.33722 | 81.8219 | 5698112.5138 | 554720.9012 | #N/A | #N/A | #N/A | #N/A | #N/A | #N/A | #N/A | #N/A | #N/A | #N/A
[8 empty] | 207 | [6 empty] | 234 | #N/A | #N/A | #N/A | #N/A | #N/A | 234 | #N/A | #N/A | #N/A | #N/A | #N/A | #N/A | #N/A | #N/A | #N/A | #N/A | #N/A | #N/A | 117 | CE | 0.33453 | 82.9355 | 7628438.3074 | 563374.3393 | #N/A | #N/A | #N/A | #N/A | #N/A | #N/A | #N/A | #N/A | #N/A | #N/A | #N/A | #N/A | #N/A | #N/A | #N/A | #N/A | #N/A | 117 | CJ | 0.33722 | 81.8219 | 5698112.5138 | 554720.9012 | #N/A | #N/A | #N/A | #N/A | #N/A | #N/A | #N/A | #N/A | #N/A | #N/A
[8 empty] | 208 | [6 empty] | 235 | #N/A | #N/A | #N/A | #N/A | #N/A | 235 | #N/A | #N/A | #N/A | #N/A | #N/A | #N/A | #N/A | #N/A | #N/A | #N/A | #N/A | #N/A | 118 | GA | 0.33371 | 83.2805 | 3861216.241 | 567235.5555 | #N/A | #N/A | #N/A | #N/A | #N/A | #N/A | #N/A | #N/A | #N/A | #N/A | #N/A | #N/A | #N/A | #N/A | #N/A | #N/A | #N/A | 118 | AU | 0.33565 | 96.2398 | 4109547.8373 | 558830.449 | #N/A | #N/A | #N/A | #N/A | #N/A | #N/A | #N/A | #N/A | #N/A | #N/A
[8 empty] | 209 | [6 empty] | 236 | #N/A | #N/A | #N/A | #N/A | #N/A | 236 | #N/A | #N/A | #N/A | #N/A | #N/A | #N/A | #N/A | #N/A | #N/A | #N/A | #N/A | #N/A | 118 | GA | 0.33371 | 83.2805 | 3861216.241 | 567235.5555 | #N/A | #N/A | #N/A | #N/A | #N/A | #N/A | #N/A | #N/A | #N/A | #N/A | #N/A | #N/A | #N/A | #N/A | #N/A | #N/A | #N/A | 118 | AU | 0.33565 | 96.2398 | 4109547.8373 | 558830.449 | #N/A | #N/A | #N/A | #N/A | #N/A | #N/A | #N/A | #N/A | #N/A | #N/A
[8 empty] | 210 | [6 empty] | 237 | #N/A | #N/A | #N/A | #N/A | #N/A | 237 | #N/A | #N/A | #N/A | #N/A | #N/A | #N/A | #N/A | #N/A | #N/A | #N/A | #N/A | #N/A | 119 | F | 0.34468 | 83.5479 | 1513623.7065 | 568749.1792 | #N/A | #N/A | #N/A | #N/A | #N/A | #N/A | #N/A | #N/A | #N/A | #N/A | #N/A | #N/A | #N/A | #N/A | #N/A | #N/A | #N/A | 119 | B | 0.33462 | 98.9505 | 2404756.9158 | 561235.2059 | #N/A | #N/A | #N/A | #N/A | #N/A | #N/A | #N/A | #N/A | #N/A | #N/A
[8 empty] | 211 | [6 empty] | 238 | #N/A | #N/A | #N/A | #N/A | #N/A | 238 | #N/A | #N/A | #N/A | #N/A | #N/A | #N/A | #N/A | #N/A | #N/A | #N/A | #N/A | #N/A | 119 | F | 0.34468 | 83.5479 | 1513623.7065 | 568749.1792 | #N/A | #N/A | #N/A | #N/A | #N/A | #N/A | #N/A | #N/A | #N/A | #N/A | #N/A | #N/A | #N/A | #N/A | #N/A | #N/A | #N/A | 119 | B | 0.33462 | 98.9505 | 2404756.9158 | 561235.2059 | #N/A | #N/A | #N/A | #N/A | #N/A | #N/A | #N/A | #N/A | #N/A | #N/A
[8 empty] | 212 | [6 empty] | 239 | #N/A | #N/A | #N/A | #N/A | #N/A | 239 | #N/A | #N/A | #N/A | #N/A | #N/A | #N/A | #N/A | #N/A | #N/A | #N/A | #N/A | #N/A | 120 | AW | 0.32103 | 83.7118 | 1832570.4294 | 570581.7497 | #N/A | #N/A | #N/A | #N/A | #N/A | #N/A | #N/A | #N/A | #N/A | #N/A | #N/A | #N/A | #N/A | #N/A | #N/A | #N/A | #N/A | 120 | CE | 0.33453 | 82.9355 | 7628438.3074 | 568863.6442 | #N/A | #N/A | #N/A | #N/A | #N/A | #N/A | #N/A | #N/A | #N/A | #N/A
[8 empty] | 213 | [6 empty] | 240 | #N/A | #N/A | #N/A | #N/A | #N/A | 240 | #N/A | #N/A | #N/A | #N/A | #N/A | #N/A | #N/A | #N/A | #N/A | #N/A | #N/A | #N/A | 120 | AW | 0.32103 | 83.7118 | 1832570.4294 | 570581.7497 | #N/A | #N/A | #N/A | #N/A | #N/A | #N/A | #N/A | #N/A | #N/A | #N/A | #N/A | #N/A | #N/A | #N/A | #N/A | #N/A | #N/A | 120 | CE | 0.33453 | 82.9355 | 7628438.3074 | 568863.6442 | #N/A | #N/A | #N/A | #N/A | #N/A | #N/A | #N/A | #N/A | #N/A | #N/A
[8 empty] | 214 | [6 empty] | 241 | #N/A | #N/A | #N/A | #N/A | #N/A | 241 | #N/A | #N/A | #N/A | #N/A | #N/A | #N/A | #N/A | #N/A | #N/A | #N/A | #N/A | #N/A | 121 | GC | 0.34623 | 83.7791 | 3859684.5022 | 574441.4342 | #N/A | #N/A | #N/A | #N/A | #N/A | #N/A | #N/A | #N/A | #N/A | #N/A | #N/A | #N/A | #N/A | #N/A | #N/A | #N/A | #N/A | 121 | GB | 0.33398 | 86.9232 | 4815384.136 | 573679.0284 | #N/A | #N/A | #N/A | #N/A | #N/A | #N/A | #N/A | #N/A | #N/A | #N/A
[8 empty] | 215 | [6 empty] | 242 | #N/A | #N/A | #N/A | #N/A | #N/A | 242 | #N/A | #N/A | #N/A | #N/A | #N/A | #N/A | #N/A | #N/A | #N/A | #N/A | #N/A | #N/A | 121 | GC | 0.34623 | 83.7791 | 3859684.5022 | 574441.4342 | #N/A | #N/A | #N/A | #N/A | #N/A | #N/A | #N/A | #N/A | #N/A | #N/A | #N/A | #N/A | #N/A | #N/A | #N/A | #N/A | #N/A | 121 | GB | 0.33398 | 86.9232 | 4815384.136 | 573679.0284 | #N/A | #N/A | #N/A | #N/A | #N/A | #N/A | #N/A | #N/A | #N/A | #N/A
[8 empty] | 216 | [6 empty] | 243 | #N/A | #N/A | #N/A | #N/A | #N/A | 243 | #N/A | #N/A | #N/A | #N/A | #N/A | #N/A | #N/A | #N/A | #N/A | #N/A | #N/A | #N/A | 122 | CP | 0.3174 | 84.0415 | 2738916.8886 | 577180.351 | #N/A | #N/A | #N/A | #N/A | #N/A | #N/A | #N/A | #N/A | #N/A | #N/A | #N/A | #N/A | #N/A | #N/A | #N/A | #N/A | #N/A | 122 | GA | 0.33371 | 83.2805 | 3861216.241 | 577540.2446 | #N/A | #N/A | #N/A | #N/A | #N/A | #N/A | #N/A | #N/A | #N/A | #N/A
[8 empty] | 217 | [6 empty] | 244 | #N/A | #N/A | #N/A | #N/A | #N/A | 244 | #N/A | #N/A | #N/A | #N/A | #N/A | #N/A | #N/A | #N/A | #N/A | #N/A | #N/A | #N/A | 122 | CP | 0.3174 | 84.0415 | 2738916.8886 | 577180.351 | #N/A | #N/A | #N/A | #N/A | #N/A | #N/A | #N/A | #N/A | #N/A | #N/A | #N/A | #N/A | #N/A | #N/A | #N/A | #N/A | #N/A | 122 | GA | 0.33371 | 83.2805 | 3861216.241 | 577540.2446 | #N/A | #N/A | #N/A | #N/A | #N/A | #N/A | #N/A | #N/A | #N/A | #N/A
[8 empty] | 218 | [6 empty] | 245 | #N/A | #N/A | #N/A | #N/A | #N/A | 245 | #N/A | #N/A | #N/A | #N/A | #N/A | #N/A | #N/A | #N/A | #N/A | #N/A | #N/A | #N/A | 123 | ER | 0.31729 | 84.2173 | 1672197.0952 | 578852.5481 | #N/A | #N/A | #N/A | #N/A | #N/A | #N/A | #N/A | #N/A | #N/A | #N/A | #N/A | #N/A | #N/A | #N/A | #N/A | #N/A | #N/A | 123 | AA | 0.33351 | 82.2795 | 1520613.56 | 579060.8582 | #N/A | #N/A | #N/A | #N/A | #N/A | #N/A | #N/A | #N/A | #N/A | #N/A
[8 empty] | 219 | [6 empty] | 246 | #N/A | #N/A | #N/A | #N/A | #N/A | 246 | #N/A | #N/A | #N/A | #N/A | #N/A | #N/A | #N/A | #N/A | #N/A | #N/A | #N/A | #N/A | 123 | ER | 0.31729 | 84.2173 | 1672197.0952 | 578852.5481 | #N/A | #N/A | #N/A | #N/A | #N/A | #N/A | #N/A | #N/A | #N/A | #N/A | #N/A | #N/A | #N/A | #N/A | #N/A | #N/A | #N/A | 123 | AA | 0.33351 | 82.2795 | 1520613.56 | 579060.8582 | #N/A | #N/A | #N/A | #N/A | #N/A | #N/A | #N/A | #N/A | #N/A | #N/A
[8 empty] | 220 | [6 empty] | 247 | #N/A | #N/A | #N/A | #N/A | #N/A | 247 | #N/A | #N/A | #N/A | #N/A | #N/A | #N/A | #N/A | #N/A | #N/A | #N/A | #N/A | #N/A | 124 | E | 0.2889 | 84.4796 | 225738.0897 | 579078.2862 | #N/A | #N/A | #N/A | #N/A | #N/A | #N/A | #N/A | #N/A | #N/A | #N/A | #N/A | #N/A | #N/A | #N/A | #N/A | #N/A | #N/A | 124 | DT | 0.33282 | 84.9883 | 5483572.9019 | 584544.4311 | #N/A | #N/A | #N/A | #N/A | #N/A | #N/A | #N/A | #N/A | #N/A | #N/A
[8 empty] | 221 | [6 empty] | 248 | #N/A | #N/A | #N/A | #N/A | #N/A | 248 | #N/A | #N/A | #N/A | #N/A | #N/A | #N/A | #N/A | #N/A | #N/A | #N/A | #N/A | #N/A | 124 | E | 0.2889 | 84.4796 | 225738.0897 | 579078.2862 | #N/A | #N/A | #N/A | #N/A | #N/A | #N/A | #N/A | #N/A | #N/A | #N/A | #N/A | #N/A | #N/A | #N/A | #N/A | #N/A | #N/A | 124 | DT | 0.33282 | 84.9883 | 5483572.9019 | 584544.4311 | #N/A | #N/A | #N/A | #N/A | #N/A | #N/A | #N/A | #N/A | #N/A | #N/A
[8 empty] | 222 | [6 empty] | 249 | #N/A | #N/A | #N/A | #N/A | #N/A | 249 | #N/A | #N/A | #N/A | #N/A | #N/A | #N/A | #N/A | #N/A | #N/A | #N/A | #N/A | #N/A | 125 | FT | 0.27656 | 84.5514 | 2139271.8646 | 581217.5581 | #N/A | #N/A | #N/A | #N/A | #N/A | #N/A | #N/A | #N/A | #N/A | #N/A | #N/A | #N/A | #N/A | #N/A | #N/A | #N/A | #N/A | 125 | CI | 0.33282 | 80.2843 | 11587037.5421 | 596131.4686 | #N/A | #N/A | #N/A | #N/A | #N/A | #N/A | #N/A | #N/A | #N/A | #N/A
[8 empty] | 223 | [6 empty] | 250 | #N/A | #N/A | #N/A | #N/A | #N/A | 250 | #N/A | #N/A | #N/A | #N/A | #N/A | #N/A | #N/A | #N/A | #N/A | #N/A | #N/A | #N/A | 125 | FT | 0.27656 | 84.5514 | 2139271.8646 | 581217.5581 | #N/A | #N/A | #N/A | #N/A | #N/A | #N/A | #N/A | #N/A | #N/A | #N/A | #N/A | #N/A | #N/A | #N/A | #N/A | #N/A | #N/A | 125 | CI | 0.33282 | 80.2843 | 11587037.5421 | 596131.4686 | #N/A | #N/A | #N/A | #N/A | #N/A | #N/A | #N/A | #N/A | #N/A | #N/A
[8 empty] | 224 | [6 empty] | 251 | #N/A | #N/A | #N/A | #N/A | #N/A | 251 | #N/A | #N/A | #N/A | #N/A | #N/A | #N/A | #N/A | #N/A | #N/A | #N/A | #N/A | #N/A | 126 | EO | 0.34451 | 84.699 | 3520559.1088 | 584738.1172 | #N/A | #N/A | #N/A | #N/A | #N/A | #N/A | #N/A | #N/A | #N/A | #N/A | #N/A | #N/A | #N/A | #N/A | #N/A | #N/A | #N/A | 126 | CW | 0.33142 | 80.2904 | 7342876.8014 | 603474.3454 | #N/A | #N/A | #N/A | #N/A | #N/A | #N/A | #N/A | #N/A | #N/A | #N/A
[8 empty] | 225 | [6 empty] | 252 | #N/A | #N/A | #N/A | #N/A | #N/A | 252 | #N/A | #N/A | #N/A | #N/A | #N/A | #N/A | #N/A | #N/A | #N/A | #N/A | #N/A | #N/A | 126 | EO | 0.34451 | 84.699 | 3520559.1088 | 584738.1172 | #N/A | #N/A | #N/A | #N/A | #N/A | #N/A | #N/A | #N/A | #N/A | #N/A | #N/A | #N/A | #N/A | #N/A | #N/A | #N/A | #N/A | 126 | CW | 0.33142 | 80.2904 | 7342876.8014 | 603474.3454 | #N/A | #N/A | #N/A | #N/A | #N/A | #N/A | #N/A | #N/A | #N/A | #N/A
[8 empty] | 226 | [6 empty] | 253 | #N/A | #N/A | #N/A | #N/A | #N/A | 253 | #N/A | #N/A | #N/A | #N/A | #N/A | #N/A | #N/A | #N/A | #N/A | #N/A | #N/A | #N/A | 127 | Y | 0.295 | 84.7103 | 4249599.2431 | 588987.7164 | #N/A | #N/A | #N/A | #N/A | #N/A | #N/A | #N/A | #N/A | #N/A | #N/A | #N/A | #N/A | #N/A | #N/A | #N/A | #N/A | #N/A | 127 | BI | 0.33051 | 82.7901 | 9763208.1522 | 613237.5536 | #N/A | #N/A | #N/A | #N/A | #N/A | #N/A | #N/A | #N/A | #N/A | #N/A
[8 empty] | 227 | [6 empty] | 254 | #N/A | #N/A | #N/A | #N/A | #N/A | 254 | #N/A | #N/A | #N/A | #N/A | #N/A | #N/A | #N/A | #N/A | #N/A | #N/A | #N/A | #N/A | 127 | Y | 0.295 | 84.7103 | 4249599.2431 | 588987.7164 | #N/A | #N/A | #N/A | #N/A | #N/A | #N/A | #N/A | #N/A | #N/A | #N/A | #N/A | #N/A | #N/A | #N/A | #N/A | #N/A | #N/A | 127 | BI | 0.33051 | 82.7901 | 9763208.1522 | 613237.5536 | #N/A | #N/A | #N/A | #N/A | #N/A | #N/A | #N/A | #N/A | #N/A | #N/A
[8 empty] | 228 | [6 empty] | 255 | #N/A | #N/A | #N/A | #N/A | #N/A | 255 | #N/A | #N/A | #N/A | #N/A | #N/A | #N/A | #N/A | #N/A | #N/A | #N/A | #N/A | #N/A | 128 | EH | 0.35254 | 84.7227 | 1707042.1697 | 590694.7586 | #N/A | #N/A | #N/A | #N/A | #N/A | #N/A | #N/A | #N/A | #N/A | #N/A | #N/A | #N/A | #N/A | #N/A | #N/A | #N/A | #N/A | 128 | BU | 0.32988 | 81.4293 | 5460886.5099 | 618698.4401 | #N/A | #N/A | #N/A | #N/A | #N/A | #N/A | #N/A | #N/A | #N/A | #N/A
[8 empty] | 229 | [6 empty] | 256 | #N/A | #N/A | #N/A | #N/A | #N/A | 256 | #N/A | #N/A | #N/A | #N/A | #N/A | #N/A | #N/A | #N/A | #N/A | #N/A | #N/A | #N/A | 128 | EH | 0.35254 | 84.7227 | 1707042.1697 | 590694.7586 | #N/A | #N/A | #N/A | #N/A | #N/A | #N/A | #N/A | #N/A | #N/A | #N/A | #N/A | #N/A | #N/A | #N/A | #N/A | #N/A | #N/A | 128 | BU | 0.32988 | 81.4293 | 5460886.5099 | 618698.4401 | #N/A | #N/A | #N/A | #N/A | #N/A | #N/A | #N/A | #N/A | #N/A | #N/A
[8 empty] | 230 | [6 empty] | 257 | #N/A | #N/A | #N/A | #N/A | #N/A | 257 | #N/A | #N/A | #N/A | #N/A | #N/A | #N/A | #N/A | #N/A | #N/A | #N/A | #N/A | #N/A | 129 | DK | 0.3817 | 84.7957 | 5379189.132 | 596073.9477 | #N/A | #N/A | #N/A | #N/A | #N/A | #N/A | #N/A | #N/A | #N/A | #N/A | #N/A | #N/A | #N/A | #N/A | #N/A | #N/A | #N/A | 129 | Q | 0.32953 | 79.8111 | 2344169.8293 | 621042.6099 | #N/A | #N/A | #N/A | #N/A | #N/A | #N/A | #N/A | #N/A | #N/A | #N/A
[8 empty] | 231 | [6 empty] | 258 | #N/A | #N/A | #N/A | #N/A | #N/A | 258 | #N/A | #N/A | #N/A | #N/A | #N/A | #N/A | #N/A | #N/A | #N/A | #N/A | #N/A | #N/A | 129 | DK | 0.3817 | 84.7957 | 5379189.132 | 596073.9477 | #N/A | #N/A | #N/A | #N/A | #N/A | #N/A | #N/A | #N/A | #N/A | #N/A | #N/A | #N/A | #N/A | #N/A | #N/A | #N/A | #N/A | 129 | Q | 0.32953 | 79.8111 | 2344169.8293 | 621042.6099 | #N/A | #N/A | #N/A | #N/A | #N/A | #N/A | #N/A | #N/A | #N/A | #N/A
[8 empty] | 232 | [6 empty] | 259 | #N/A | #N/A | #N/A | #N/A | #N/A | 259 | #N/A | #N/A | #N/A | #N/A | #N/A | #N/A | #N/A | #N/A | #N/A | #N/A | #N/A | #N/A | 130 | DJ | 0.4194 | 84.8645 | 1408914.85 | 597482.8626 | #N/A | #N/A | #N/A | #N/A | #N/A | #N/A | #N/A | #N/A | #N/A | #N/A | #N/A | #N/A | #N/A | #N/A | #N/A | #N/A | #N/A | 130 | BD | 0.32695 | 82.0163 | 4033684.3423 | 625076.2942 | #N/A | #N/A | #N/A | #N/A | #N/A | #N/A | #N/A | #N/A | #N/A | #N/A
[8 empty] | 233 | [6 empty] | 260 | #N/A | #N/A | #N/A | #N/A | #N/A | 260 | #N/A | #N/A | #N/A | #N/A | #N/A | #N/A | #N/A | #N/A | #N/A | #N/A | #N/A | #N/A | 130 | DJ | 0.4194 | 84.8645 | 1408914.85 | 597482.8626 | #N/A | #N/A | #N/A | #N/A | #N/A | #N/A | #N/A | #N/A | #N/A | #N/A | #N/A | #N/A | #N/A | #N/A | #N/A | #N/A | #N/A | 130 | BD | 0.32695 | 82.0163 | 4033684.3423 | 625076.2942 | #N/A | #N/A | #N/A | #N/A | #N/A | #N/A | #N/A | #N/A | #N/A | #N/A
[8 empty] | 234 | [6 empty] | 261 | #N/A | #N/A | #N/A | #N/A | #N/A | 261 | #N/A | #N/A | #N/A | #N/A | #N/A | #N/A | #N/A | #N/A | #N/A | #N/A | #N/A | #N/A | 131 | DT | 0.33282 | 84.9883 | 5483572.9019 | 602966.4355 | #N/A | #N/A | #N/A | #N/A | #N/A | #N/A | #N/A | #N/A | #N/A | #N/A | #N/A | #N/A | #N/A | #N/A | #N/A | #N/A | #N/A | 131 | AB | 0.32682 | 81.8635 | 3791866.0348 | 628868.1603 | #N/A | #N/A | #N/A | #N/A | #N/A | #N/A | #N/A | #N/A | #N/A | #N/A
[8 empty] | 235 | [6 empty] | 262 | #N/A | #N/A | #N/A | #N/A | #N/A | 262 | #N/A | #N/A | #N/A | #N/A | #N/A | #N/A | #N/A | #N/A | #N/A | #N/A | #N/A | #N/A | 131 | DT | 0.33282 | 84.9883 | 5483572.9019 | 602966.4355 | #N/A | #N/A | #N/A | #N/A | #N/A | #N/A | #N/A | #N/A | #N/A | #N/A | #N/A | #N/A | #N/A | #N/A | #N/A | #N/A | #N/A | 131 | AB | 0.32682 | 81.8635 | 3791866.0348 | 628868.1603 | #N/A | #N/A | #N/A | #N/A | #N/A | #N/A | #N/A | #N/A | #N/A | #N/A
[8 empty] | 236 | [6 empty] | 263 | #N/A | #N/A | #N/A | #N/A | #N/A | 263 | #N/A | #N/A | #N/A | #N/A | #N/A | #N/A | #N/A | #N/A | #N/A | #N/A | #N/A | #N/A | 132 | CB | 0.31175 | 85.8331 | 3046941.1333 | 606013.3766 | #N/A | #N/A | #N/A | #N/A | #N/A | #N/A | #N/A | #N/A | #N/A | #N/A | #N/A | #N/A | #N/A | #N/A | #N/A | #N/A | #N/A | 132 | C | 0.32547 | 77.7585 | 575542.6929 | 629443.703 | #N/A | #N/A | #N/A | #N/A | #N/A | #N/A | #N/A | #N/A | #N/A | #N/A
[8 empty] | 237 | [6 empty] | 264 | #N/A | #N/A | #N/A | #N/A | #N/A | 264 | #N/A | #N/A | #N/A | #N/A | #N/A | #N/A | #N/A | #N/A | #N/A | #N/A | #N/A | #N/A | 132 | CB | 0.31175 | 85.8331 | 3046941.1333 | 606013.3766 | #N/A | #N/A | #N/A | #N/A | #N/A | #N/A | #N/A | #N/A | #N/A | #N/A | #N/A | #N/A | #N/A | #N/A | #N/A | #N/A | #N/A | 132 | C | 0.32547 | 77.7585 | 575542.6929 | 629443.703 | #N/A | #N/A | #N/A | #N/A | #N/A | #N/A | #N/A | #N/A | #N/A | #N/A
[8 empty] | 238 | [6 empty] | 265 | #N/A | #N/A | #N/A | #N/A | #N/A | 265 | #N/A | #N/A | #N/A | #N/A | #N/A | #N/A | #N/A | #N/A | #N/A | #N/A | #N/A | #N/A | 133 | AM | 0.30326 | 85.867 | 1799109.0776 | 607812.4857 | #N/A | #N/A | #N/A | #N/A | #N/A | #N/A | #N/A | #N/A | #N/A | #N/A | #N/A | #N/A | #N/A | #N/A | #N/A | #N/A | #N/A | 133 | DB | 0.32463 | 79.7648 | 6700228.7261 | 636143.9317 | #N/A | #N/A | #N/A | #N/A | #N/A | #N/A | #N/A | #N/A | #N/A | #N/A
[8 empty] | 239 | [6 empty] | 266 | #N/A | #N/A | #N/A | #N/A | #N/A | 266 | #N/A | #N/A | #N/A | #N/A | #N/A | #N/A | #N/A | #N/A | #N/A | #N/A | #N/A | #N/A | 133 | AM | 0.30326 | 85.867 | 1799109.0776 | 607812.4857 | #N/A | #N/A | #N/A | #N/A | #N/A | #N/A | #N/A | #N/A | #N/A | #N/A | #N/A | #N/A | #N/A | #N/A | #N/A | #N/A | #N/A | 133 | DB | 0.32463 | 79.7648 | 6700228.7261 | 636143.9317 | #N/A | #N/A | #N/A | #N/A | #N/A | #N/A | #N/A | #N/A | #N/A | #N/A
[8 empty] | 240 | [6 empty] | 267 | #N/A | #N/A | #N/A | #N/A | #N/A | 267 | #N/A | #N/A | #N/A | #N/A | #N/A | #N/A | #N/A | #N/A | #N/A | #N/A | #N/A | #N/A | 134 | EG | 0.31475 | 86.3071 | 2342809.0364 | 610155.2947 | #N/A | #N/A | #N/A | #N/A | #N/A | #N/A | #N/A | #N/A | #N/A | #N/A | #N/A | #N/A | #N/A | #N/A | #N/A | #N/A | #N/A | 134 | AC | 0.32263 | 80.1124 | 1991989.5655 | 638135.9213 | #N/A | #N/A | #N/A | #N/A | #N/A | #N/A | #N/A | #N/A | #N/A | #N/A
[8 empty] | 241 | [6 empty] | 268 | #N/A | #N/A | #N/A | #N/A | #N/A | 268 | #N/A | #N/A | #N/A | #N/A | #N/A | #N/A | #N/A | #N/A | #N/A | #N/A | #N/A | #N/A | 134 | EG | 0.31475 | 86.3071 | 2342809.0364 | 610155.2947 | #N/A | #N/A | #N/A | #N/A | #N/A | #N/A | #N/A | #N/A | #N/A | #N/A | #N/A | #N/A | #N/A | #N/A | #N/A | #N/A | #N/A | 134 | AC | 0.32263 | 80.1124 | 1991989.5655 | 638135.9213 | #N/A | #N/A | #N/A | #N/A | #N/A | #N/A | #N/A | #N/A | #N/A | #N/A
[8 empty] | 242 | [6 empty] | 269 | #N/A | #N/A | #N/A | #N/A | #N/A | 269 | #N/A | #N/A | #N/A | #N/A | #N/A | #N/A | #N/A | #N/A | #N/A | #N/A | #N/A | #N/A | 135 | AP | 0.29927 | 86.3585 | 5206462.8015 | 615361.7575 | #N/A | #N/A | #N/A | #N/A | #N/A | #N/A | #N/A | #N/A | #N/A | #N/A | #N/A | #N/A | #N/A | #N/A | #N/A | #N/A | #N/A | 135 | EE | 0.32241 | 87.5886 | 1812143.6954 | 639948.0649 | #N/A | #N/A | #N/A | #N/A | #N/A | #N/A | #N/A | #N/A | #N/A | #N/A
[8 empty] | 243 | [6 empty] | 270 | #N/A | #N/A | #N/A | #N/A | #N/A | 270 | #N/A | #N/A | #N/A | #N/A | #N/A | #N/A | #N/A | #N/A | #N/A | #N/A | #N/A | #N/A | 135 | AP | 0.29927 | 86.3585 | 5206462.8015 | 615361.7575 | #N/A | #N/A | #N/A | #N/A | #N/A | #N/A | #N/A | #N/A | #N/A | #N/A | #N/A | #N/A | #N/A | #N/A | #N/A | #N/A | #N/A | 135 | EE | 0.32241 | 87.5886 | 1812143.6954 | 639948.0649 | #N/A | #N/A | #N/A | #N/A | #N/A | #N/A | #N/A | #N/A | #N/A | #N/A
[8 empty] | 244 | [6 empty] | 271 | #N/A | #N/A | #N/A | #N/A | #N/A | 271 | #N/A | #N/A | #N/A | #N/A | #N/A | #N/A | #N/A | #N/A | #N/A | #N/A | #N/A | #N/A | 136 | T | 0.30145 | 86.3619 | 2320575.3767 | 617682.3329 | #N/A | #N/A | #N/A | #N/A | #N/A | #N/A | #N/A | #N/A | #N/A | #N/A | #N/A | #N/A | #N/A | #N/A | #N/A | #N/A | #N/A | 136 | CA | 0.3219 | 98.3305 | 7492763.2228 | 647440.8282 | #N/A | #N/A | #N/A | #N/A | #N/A | #N/A | #N/A | #N/A | #N/A | #N/A
[8 empty] | 245 | [6 empty] | 272 | #N/A | #N/A | #N/A | #N/A | #N/A | 272 | #N/A | #N/A | #N/A | #N/A | #N/A | #N/A | #N/A | #N/A | #N/A | #N/A | #N/A | #N/A | 136 | T | 0.30145 | 86.3619 | 2320575.3767 | 617682.3329 | #N/A | #N/A | #N/A | #N/A | #N/A | #N/A | #N/A | #N/A | #N/A | #N/A | #N/A | #N/A | #N/A | #N/A | #N/A | #N/A | #N/A | 136 | CA | 0.3219 | 98.3305 | 7492763.2228 | 647440.8282 | #N/A | #N/A | #N/A | #N/A | #N/A | #N/A | #N/A | #N/A | #N/A | #N/A
[8 empty] | 246 | [6 empty] | 273 | #N/A | #N/A | #N/A | #N/A | #N/A | 273 | #N/A | #N/A | #N/A | #N/A | #N/A | #N/A | #N/A | #N/A | #N/A | #N/A | #N/A | #N/A | 137 | FP | 0.35338 | 86.4579 | 9340516.7939 | 627022.8497 | #N/A | #N/A | #N/A | #N/A | #N/A | #N/A | #N/A | #N/A | #N/A | #N/A | #N/A | #N/A | #N/A | #N/A | #N/A | #N/A | #N/A | 137 | AW | 0.32103 | 83.7118 | 1832570.4294 | 649273.3986 | #N/A | #N/A | #N/A | #N/A | #N/A | #N/A | #N/A | #N/A | #N/A | #N/A
[8 empty] | 247 | [6 empty] | 274 | #N/A | #N/A | #N/A | #N/A | #N/A | 274 | #N/A | #N/A | #N/A | #N/A | #N/A | #N/A | #N/A | #N/A | #N/A | #N/A | #N/A | #N/A | 137 | FP | 0.35338 | 86.4579 | 9340516.7939 | 627022.8497 | #N/A | #N/A | #N/A | #N/A | #N/A | #N/A | #N/A | #N/A | #N/A | #N/A | #N/A | #N/A | #N/A | #N/A | #N/A | #N/A | #N/A | 137 | AW | 0.32103 | 83.7118 | 1832570.4294 | 649273.3986 | #N/A | #N/A | #N/A | #N/A | #N/A | #N/A | #N/A | #N/A | #N/A | #N/A
[8 empty] | 248 | [6 empty] | 275 | #N/A | #N/A | #N/A | #N/A | #N/A | 275 | #N/A | #N/A | #N/A | #N/A | #N/A | #N/A | #N/A | #N/A | #N/A | #N/A | #N/A | #N/A | 138 | EK | 0.24416 | 86.6889 | 1162323.3592 | 628185.1731 | #N/A | #N/A | #N/A | #N/A | #N/A | #N/A | #N/A | #N/A | #N/A | #N/A | #N/A | #N/A | #N/A | #N/A | #N/A | #N/A | #N/A | 138 | CP | 0.3174 | 84.0415 | 2738916.8886 | 652012.3155 | #N/A | #N/A | #N/A | #N/A | #N/A | #N/A | #N/A | #N/A | #N/A | #N/A
[8 empty] | 249 | [6 empty] | 276 | #N/A | #N/A | #N/A | #N/A | #N/A | 276 | #N/A | #N/A | #N/A | #N/A | #N/A | #N/A | #N/A | #N/A | #N/A | #N/A | #N/A | #N/A | 138 | EK | 0.24416 | 86.6889 | 1162323.3592 | 628185.1731 | #N/A | #N/A | #N/A | #N/A | #N/A | #N/A | #N/A | #N/A | #N/A | #N/A | #N/A | #N/A | #N/A | #N/A | #N/A | #N/A | #N/A | 138 | CP | 0.3174 | 84.0415 | 2738916.8886 | 652012.3155 | #N/A | #N/A | #N/A | #N/A | #N/A | #N/A | #N/A | #N/A | #N/A | #N/A
[8 empty] | 250 | [6 empty] | 277 | #N/A | #N/A | #N/A | #N/A | #N/A | 277 | #N/A | #N/A | #N/A | #N/A | #N/A | #N/A | #N/A | #N/A | #N/A | #N/A | #N/A | #N/A | 139 | I | 0.29226 | 86.8351 | 795544.7195 | 628980.7178 | #N/A | #N/A | #N/A | #N/A | #N/A | #N/A | #N/A | #N/A | #N/A | #N/A | #N/A | #N/A | #N/A | #N/A | #N/A | #N/A | #N/A | 139 | ER | 0.31729 | 84.2173 | 1672197.0952 | 653684.5126 | #N/A | #N/A | #N/A | #N/A | #N/A | #N/A | #N/A | #N/A | #N/A | #N/A
[8 empty] | 251 | [6 empty] | 278 | #N/A | #N/A | #N/A | #N/A | #N/A | 278 | #N/A | #N/A | #N/A | #N/A | #N/A | #N/A | #N/A | #N/A | #N/A | #N/A | #N/A | #N/A | 139 | I | 0.29226 | 86.8351 | 795544.7195 | 628980.7178 | #N/A | #N/A | #N/A | #N/A | #N/A | #N/A | #N/A | #N/A | #N/A | #N/A | #N/A | #N/A | #N/A | #N/A | #N/A | #N/A | #N/A | 139 | ER | 0.31729 | 84.2173 | 1672197.0952 | 653684.5126 | #N/A | #N/A | #N/A | #N/A | #N/A | #N/A | #N/A | #N/A | #N/A | #N/A
[8 empty] | 252 | [6 empty] | 279 | #N/A | #N/A | #N/A | #N/A | #N/A | 279 | #N/A | #N/A | #N/A | #N/A | #N/A | #N/A | #N/A | #N/A | #N/A | #N/A | #N/A | #N/A | 140 | AF | 0.30743 | 86.8664 | 3125593.7088 | 632106.3115 | #N/A | #N/A | #N/A | #N/A | #N/A | #N/A | #N/A | #N/A | #N/A | #N/A | #N/A | #N/A | #N/A | #N/A | #N/A | #N/A | #N/A | 140 | BK | 0.31527 | 87.1071 | 4045917.3006 | 657730.4299 | #N/A | #N/A | #N/A | #N/A | #N/A | #N/A | #N/A | #N/A | #N/A | #N/A
[8 empty] | 253 | [6 empty] | 280 | #N/A | #N/A | #N/A | #N/A | #N/A | 280 | #N/A | #N/A | #N/A | #N/A | #N/A | #N/A | #N/A | #N/A | #N/A | #N/A | #N/A | #N/A | 140 | AF | 0.30743 | 86.8664 | 3125593.7088 | 632106.3115 | #N/A | #N/A | #N/A | #N/A | #N/A | #N/A | #N/A | #N/A | #N/A | #N/A | #N/A | #N/A | #N/A | #N/A | #N/A | #N/A | #N/A | 140 | BK | 0.31527 | 87.1071 | 4045917.3006 | 657730.4299 | #N/A | #N/A | #N/A | #N/A | #N/A | #N/A | #N/A | #N/A | #N/A | #N/A
[8 empty] | 254 | [6 empty] | 281 | #N/A | #N/A | #N/A | #N/A | #N/A | 281 | #N/A | #N/A | #N/A | #N/A | #N/A | #N/A | #N/A | #N/A | #N/A | #N/A | #N/A | #N/A | 141 | BL | 0.35801 | 86.9092 | 2948048.5365 | 635054.36 | #N/A | #N/A | #N/A | #N/A | #N/A | #N/A | #N/A | #N/A | #N/A | #N/A | #N/A | #N/A | #N/A | #N/A | #N/A | #N/A | #N/A | 141 | EG | 0.31475 | 86.3071 | 2342809.0364 | 660073.2389 | #N/A | #N/A | #N/A | #N/A | #N/A | #N/A | #N/A | #N/A | #N/A | #N/A
[8 empty] | 255 | [6 empty] | 282 | #N/A | #N/A | #N/A | #N/A | #N/A | 282 | #N/A | #N/A | #N/A | #N/A | #N/A | #N/A | #N/A | #N/A | #N/A | #N/A | #N/A | #N/A | 141 | BL | 0.35801 | 86.9092 | 2948048.5365 | 635054.36 | #N/A | #N/A | #N/A | #N/A | #N/A | #N/A | #N/A | #N/A | #N/A | #N/A | #N/A | #N/A | #N/A | #N/A | #N/A | #N/A | #N/A | 141 | EG | 0.31475 | 86.3071 | 2342809.0364 | 660073.2389 | #N/A | #N/A | #N/A | #N/A | #N/A | #N/A | #N/A | #N/A | #N/A | #N/A
[8 empty] | 256 | [6 empty] | 283 | #N/A | #N/A | #N/A | #N/A | #N/A | 283 | #N/A | #N/A | #N/A | #N/A | #N/A | #N/A | #N/A | #N/A | #N/A | #N/A | #N/A | #N/A | 142 | GB | 0.33398 | 86.9232 | 4815384.136 | 639869.7442 | #N/A | #N/A | #N/A | #N/A | #N/A | #N/A | #N/A | #N/A | #N/A | #N/A | #N/A | #N/A | #N/A | #N/A | #N/A | #N/A | #N/A | 142 | L | 0.31458 | 79.0377 | 249469.2335 | 660322.7082 | #N/A | #N/A | #N/A | #N/A | #N/A | #N/A | #N/A | #N/A | #N/A | #N/A
[8 empty] | 257 | [6 empty] | 284 | #N/A | #N/A | #N/A | #N/A | #N/A | 284 | #N/A | #N/A | #N/A | #N/A | #N/A | #N/A | #N/A | #N/A | #N/A | #N/A | #N/A | #N/A | 142 | GB | 0.33398 | 86.9232 | 4815384.136 | 639869.7442 | #N/A | #N/A | #N/A | #N/A | #N/A | #N/A | #N/A | #N/A | #N/A | #N/A | #N/A | #N/A | #N/A | #N/A | #N/A | #N/A | #N/A | 142 | L | 0.31458 | 79.0377 | 249469.2335 | 660322.7082 | #N/A | #N/A | #N/A | #N/A | #N/A | #N/A | #N/A | #N/A | #N/A | #N/A
[8 empty] | 258 | [6 empty] | 285 | #N/A | #N/A | #N/A | #N/A | #N/A | 285 | #N/A | #N/A | #N/A | #N/A | #N/A | #N/A | #N/A | #N/A | #N/A | #N/A | #N/A | #N/A | 143 | BK | 0.31527 | 87.1071 | 4045917.3006 | 643915.6615 | #N/A | #N/A | #N/A | #N/A | #N/A | #N/A | #N/A | #N/A | #N/A | #N/A | #N/A | #N/A | #N/A | #N/A | #N/A | #N/A | #N/A | 143 | CB | 0.31175 | 85.8331 | 3046941.1333 | 663369.6493 | #N/A | #N/A | #N/A | #N/A | #N/A | #N/A | #N/A | #N/A | #N/A | #N/A
[8 empty] | 259 | [6 empty] | 286 | #N/A | #N/A | #N/A | #N/A | #N/A | 286 | #N/A | #N/A | #N/A | #N/A | #N/A | #N/A | #N/A | #N/A | #N/A | #N/A | #N/A | #N/A | 143 | BK | 0.31527 | 87.1071 | 4045917.3006 | 643915.6615 | #N/A | #N/A | #N/A | #N/A | #N/A | #N/A | #N/A | #N/A | #N/A | #N/A | #N/A | #N/A | #N/A | #N/A | #N/A | #N/A | #N/A | 143 | CB | 0.31175 | 85.8331 | 3046941.1333 | 663369.6493 | #N/A | #N/A | #N/A | #N/A | #N/A | #N/A | #N/A | #N/A | #N/A | #N/A
[8 empty] | 260 | [6 empty] | 287 | #N/A | #N/A | #N/A | #N/A | #N/A | 287 | #N/A | #N/A | #N/A | #N/A | #N/A | #N/A | #N/A | #N/A | #N/A | #N/A | #N/A | #N/A | 144 | H | 0.48427 | 87.3599 | 4108105.3543 | 648023.7668 | #N/A | #N/A | #N/A | #N/A | #N/A | #N/A | #N/A | #N/A | #N/A | #N/A | #N/A | #N/A | #N/A | #N/A | #N/A | #N/A | #N/A | 144 | AF | 0.30743 | 86.8664 | 3125593.7088 | 666495.243 | #N/A | #N/A | #N/A | #N/A | #N/A | #N/A | #N/A | #N/A | #N/A | #N/A
[8 empty] | 261 | [6 empty] | 288 | #N/A | #N/A | #N/A | #N/A | #N/A | 288 | #N/A | #N/A | #N/A | #N/A | #N/A | #N/A | #N/A | #N/A | #N/A | #N/A | #N/A | #N/A | 144 | H | 0.48427 | 87.3599 | 4108105.3543 | 648023.7668 | #N/A | #N/A | #N/A | #N/A | #N/A | #N/A | #N/A | #N/A | #N/A | #N/A | #N/A | #N/A | #N/A | #N/A | #N/A | #N/A | #N/A | 144 | AF | 0.30743 | 86.8664 | 3125593.7088 | 666495.243 | #N/A | #N/A | #N/A | #N/A | #N/A | #N/A | #N/A | #N/A | #N/A | #N/A
[8 empty] | 262 | [6 empty] | 289 | #N/A | #N/A | #N/A | #N/A | #N/A | 289 | #N/A | #N/A | #N/A | #N/A | #N/A | #N/A | #N/A | #N/A | #N/A | #N/A | #N/A | #N/A | 145 | EE | 0.32241 | 87.5886 | 1812143.6954 | 649835.9105 | #N/A | #N/A | #N/A | #N/A | #N/A | #N/A | #N/A | #N/A | #N/A | #N/A | #N/A | #N/A | #N/A | #N/A | #N/A | #N/A | #N/A | 145 | GF | 0.3067 | 92.6136 | 7279617.5626 | 673774.8606 | #N/A | #N/A | #N/A | #N/A | #N/A | #N/A | #N/A | #N/A | #N/A | #N/A
[8 empty] | 263 | [6 empty] | 290 | #N/A | #N/A | #N/A | #N/A | #N/A | 290 | #N/A | #N/A | #N/A | #N/A | #N/A | #N/A | #N/A | #N/A | #N/A | #N/A | #N/A | #N/A | 145 | EE | 0.32241 | 87.5886 | 1812143.6954 | 649835.9105 | #N/A | #N/A | #N/A | #N/A | #N/A | #N/A | #N/A | #N/A | #N/A | #N/A | #N/A | #N/A | #N/A | #N/A | #N/A | #N/A | #N/A | 145 | GF | 0.3067 | 92.6136 | 7279617.5626 | 673774.8606 | #N/A | #N/A | #N/A | #N/A | #N/A | #N/A | #N/A | #N/A | #N/A | #N/A
[8 empty] | 264 | [6 empty] | 291 | #N/A | #N/A | #N/A | #N/A | #N/A | 291 | #N/A | #N/A | #N/A | #N/A | #N/A | #N/A | #N/A | #N/A | #N/A | #N/A | #N/A | #N/A | 146 | AX | 0.30141 | 87.7198 | 2120593.6695 | 651956.5042 | #N/A | #N/A | #N/A | #N/A | #N/A | #N/A | #N/A | #N/A | #N/A | #N/A | #N/A | #N/A | #N/A | #N/A | #N/A | #N/A | #N/A | 146 | AM | 0.30326 | 85.867 | 1799109.0776 | 675573.9696 | #N/A | #N/A | #N/A | #N/A | #N/A | #N/A | #N/A | #N/A | #N/A | #N/A
[8 empty] | 265 | [6 empty] | 292 | #N/A | #N/A | #N/A | #N/A | #N/A | 292 | #N/A | #N/A | #N/A | #N/A | #N/A | #N/A | #N/A | #N/A | #N/A | #N/A | #N/A | #N/A | 146 | AX | 0.30141 | 87.7198 | 2120593.6695 | 651956.5042 | #N/A | #N/A | #N/A | #N/A | #N/A | #N/A | #N/A | #N/A | #N/A | #N/A | #N/A | #N/A | #N/A | #N/A | #N/A | #N/A | #N/A | 146 | AM | 0.30326 | 85.867 | 1799109.0776 | 675573.9696 | #N/A | #N/A | #N/A | #N/A | #N/A | #N/A | #N/A | #N/A | #N/A | #N/A
[8 empty] | 266 | [6 empty] | 293 | #N/A | #N/A | #N/A | #N/A | #N/A | 293 | #N/A | #N/A | #N/A | #N/A | #N/A | #N/A | #N/A | #N/A | #N/A | #N/A | #N/A | #N/A | 147 | J | 0.28555 | 87.7764 | 2546491.9566 | 654502.9962 | #N/A | #N/A | #N/A | #N/A | #N/A | #N/A | #N/A | #N/A | #N/A | #N/A | #N/A | #N/A | #N/A | #N/A | #N/A | #N/A | #N/A | 147 | FU | 0.30303 | 92.6806 | 1479803.6912 | 677053.7733 | #N/A | #N/A | #N/A | #N/A | #N/A | #N/A | #N/A | #N/A | #N/A | #N/A
[8 empty] | 267 | [6 empty] | 294 | #N/A | #N/A | #N/A | #N/A | #N/A | 294 | #N/A | #N/A | #N/A | #N/A | #N/A | #N/A | #N/A | #N/A | #N/A | #N/A | #N/A | #N/A | 147 | J | 0.28555 | 87.7764 | 2546491.9566 | 654502.9962 | #N/A | #N/A | #N/A | #N/A | #N/A | #N/A | #N/A | #N/A | #N/A | #N/A | #N/A | #N/A | #N/A | #N/A | #N/A | #N/A | #N/A | 147 | FU | 0.30303 | 92.6806 | 1479803.6912 | 677053.7733 | #N/A | #N/A | #N/A | #N/A | #N/A | #N/A | #N/A | #N/A | #N/A | #N/A
[8 empty] | 268 | [6 empty] | 295 | #N/A | #N/A | #N/A | #N/A | #N/A | 295 | #N/A | #N/A | #N/A | #N/A | #N/A | #N/A | #N/A | #N/A | #N/A | #N/A | #N/A | #N/A | 148 | D | 0.26524 | 87.8891 | 216276.4101 | 654719.2726 | #N/A | #N/A | #N/A | #N/A | #N/A | #N/A | #N/A | #N/A | #N/A | #N/A | #N/A | #N/A | #N/A | #N/A | #N/A | #N/A | #N/A | 148 | T | 0.30145 | 86.3619 | 2320575.3767 | 679374.3487 | #N/A | #N/A | #N/A | #N/A | #N/A | #N/A | #N/A | #N/A | #N/A | #N/A
[8 empty] | 269 | [6 empty] | 296 | #N/A | #N/A | #N/A | #N/A | #N/A | 296 | #N/A | #N/A | #N/A | #N/A | #N/A | #N/A | #N/A | #N/A | #N/A | #N/A | #N/A | #N/A | 148 | D | 0.26524 | 87.8891 | 216276.4101 | 654719.2726 | #N/A | #N/A | #N/A | #N/A | #N/A | #N/A | #N/A | #N/A | #N/A | #N/A | #N/A | #N/A | #N/A | #N/A | #N/A | #N/A | #N/A | 148 | T | 0.30145 | 86.3619 | 2320575.3767 | 679374.3487 | #N/A | #N/A | #N/A | #N/A | #N/A | #N/A | #N/A | #N/A | #N/A | #N/A
[8 empty] | 270 | [6 empty] | 297 | #N/A | #N/A | #N/A | #N/A | #N/A | 297 | #N/A | #N/A | #N/A | #N/A | #N/A | #N/A | #N/A | #N/A | #N/A | #N/A | #N/A | #N/A | 149 | BE | 0.3009 | 87.9462 | 3025323.2396 | 657744.5958 | #N/A | #N/A | #N/A | #N/A | #N/A | #N/A | #N/A | #N/A | #N/A | #N/A | #N/A | #N/A | #N/A | #N/A | #N/A | #N/A | #N/A | 149 | AX | 0.30141 | 87.7198 | 2120593.6695 | 681494.9424 | #N/A | #N/A | #N/A | #N/A | #N/A | #N/A | #N/A | #N/A | #N/A | #N/A
[8 empty] | 271 | [6 empty] | 298 | #N/A | #N/A | #N/A | #N/A | #N/A | 298 | #N/A | #N/A | #N/A | #N/A | #N/A | #N/A | #N/A | #N/A | #N/A | #N/A | #N/A | #N/A | 149 | BE | 0.3009 | 87.9462 | 3025323.2396 | 657744.5958 | #N/A | #N/A | #N/A | #N/A | #N/A | #N/A | #N/A | #N/A | #N/A | #N/A | #N/A | #N/A | #N/A | #N/A | #N/A | #N/A | #N/A | 149 | AX | 0.30141 | 87.7198 | 2120593.6695 | 681494.9424 | #N/A | #N/A | #N/A | #N/A | #N/A | #N/A | #N/A | #N/A | #N/A | #N/A
[8 empty] | 272 | [6 empty] | 299 | #N/A | #N/A | #N/A | #N/A | #N/A | 299 | #N/A | #N/A | #N/A | #N/A | #N/A | #N/A | #N/A | #N/A | #N/A | #N/A | #N/A | #N/A | 150 | BC | 0.29252 | 88.4142 | 6460630.6698 | 664205.2265 | #N/A | #N/A | #N/A | #N/A | #N/A | #N/A | #N/A | #N/A | #N/A | #N/A | #N/A | #N/A | #N/A | #N/A | #N/A | #N/A | #N/A | 150 | BE | 0.3009 | 87.9462 | 3025323.2396 | 684520.2656 | #N/A | #N/A | #N/A | #N/A | #N/A | #N/A | #N/A | #N/A | #N/A | #N/A
[8 empty] | 273 | [6 empty] | 300 | #N/A | #N/A | #N/A | #N/A | #N/A | 300 | #N/A | #N/A | #N/A | #N/A | #N/A | #N/A | #N/A | #N/A | #N/A | #N/A | #N/A | #N/A | 150 | BC | 0.29252 | 88.4142 | 6460630.6698 | 664205.2265 | #N/A | #N/A | #N/A | #N/A | #N/A | #N/A | #N/A | #N/A | #N/A | #N/A | #N/A | #N/A | #N/A | #N/A | #N/A | #N/A | #N/A | 150 | BE | 0.3009 | 87.9462 | 3025323.2396 | 684520.2656 | #N/A | #N/A | #N/A | #N/A | #N/A | #N/A | #N/A | #N/A | #N/A | #N/A
[8 empty] | 274 | [6 empty] | 301 | #N/A | #N/A | #N/A | #N/A | #N/A | 301 | #N/A | #N/A | #N/A | #N/A | #N/A | #N/A | #N/A | #N/A | #N/A | #N/A | #N/A | #N/A | 151 | DX | 0.38638 | 88.4593 | 6873158.8281 | 671078.3853 | #N/A | #N/A | #N/A | #N/A | #N/A | #N/A | #N/A | #N/A | #N/A | #N/A | #N/A | #N/A | #N/A | #N/A | #N/A | #N/A | #N/A | 151 | BZ | 0.30054 | 89.9627 | 5836941.77 | 690357.2074 | #N/A | #N/A | #N/A | #N/A | #N/A | #N/A | #N/A | #N/A | #N/A | #N/A
[8 empty] | 275 | [6 empty] | 302 | #N/A | #N/A | #N/A | #N/A | #N/A | 302 | #N/A | #N/A | #N/A | #N/A | #N/A | #N/A | #N/A | #N/A | #N/A | #N/A | #N/A | #N/A | 151 | DX | 0.38638 | 88.4593 | 6873158.8281 | 671078.3853 | #N/A | #N/A | #N/A | #N/A | #N/A | #N/A | #N/A | #N/A | #N/A | #N/A | #N/A | #N/A | #N/A | #N/A | #N/A | #N/A | #N/A | 151 | BZ | 0.30054 | 89.9627 | 5836941.77 | 690357.2074 | #N/A | #N/A | #N/A | #N/A | #N/A | #N/A | #N/A | #N/A | #N/A | #N/A
[8 empty] | 276 | [6 empty] | 303 | #N/A | #N/A | #N/A | #N/A | #N/A | 303 | #N/A | #N/A | #N/A | #N/A | #N/A | #N/A | #N/A | #N/A | #N/A | #N/A | #N/A | #N/A | 152 | EF | 0.29874 | 88.5878 | 1300445.4841 | 672378.8308 | #N/A | #N/A | #N/A | #N/A | #N/A | #N/A | #N/A | #N/A | #N/A | #N/A | #N/A | #N/A | #N/A | #N/A | #N/A | #N/A | #N/A | 152 | AP | 0.29927 | 86.3585 | 5206462.8015 | 695563.6702 | #N/A | #N/A | #N/A | #N/A | #N/A | #N/A | #N/A | #N/A | #N/A | #N/A
[8 empty] | 277 | [6 empty] | 304 | #N/A | #N/A | #N/A | #N/A | #N/A | 304 | #N/A | #N/A | #N/A | #N/A | #N/A | #N/A | #N/A | #N/A | #N/A | #N/A | #N/A | #N/A | 152 | EF | 0.29874 | 88.5878 | 1300445.4841 | 672378.8308 | #N/A | #N/A | #N/A | #N/A | #N/A | #N/A | #N/A | #N/A | #N/A | #N/A | #N/A | #N/A | #N/A | #N/A | #N/A | #N/A | #N/A | 152 | AP | 0.29927 | 86.3585 | 5206462.8015 | 695563.6702 | #N/A | #N/A | #N/A | #N/A | #N/A | #N/A | #N/A | #N/A | #N/A | #N/A
[8 empty] | 278 | [6 empty] | 305 | #N/A | #N/A | #N/A | #N/A | #N/A | 305 | #N/A | #N/A | #N/A | #N/A | #N/A | #N/A | #N/A | #N/A | #N/A | #N/A | #N/A | #N/A | 153 | AG | 0.29716 | 88.7287 | 8533560.0173 | 680912.3908 | #N/A | #N/A | #N/A | #N/A | #N/A | #N/A | #N/A | #N/A | #N/A | #N/A | #N/A | #N/A | #N/A | #N/A | #N/A | #N/A | #N/A | 153 | EF | 0.29874 | 88.5878 | 1300445.4841 | 696864.1157 | #N/A | #N/A | #N/A | #N/A | #N/A | #N/A | #N/A | #N/A | #N/A | #N/A
[8 empty] | 279 | [6 empty] | 306 | #N/A | #N/A | #N/A | #N/A | #N/A | 306 | #N/A | #N/A | #N/A | #N/A | #N/A | #N/A | #N/A | #N/A | #N/A | #N/A | #N/A | #N/A | 153 | AG | 0.29716 | 88.7287 | 8533560.0173 | 680912.3908 | #N/A | #N/A | #N/A | #N/A | #N/A | #N/A | #N/A | #N/A | #N/A | #N/A | #N/A | #N/A | #N/A | #N/A | #N/A | #N/A | #N/A | 153 | EF | 0.29874 | 88.5878 | 1300445.4841 | 696864.1157 | #N/A | #N/A | #N/A | #N/A | #N/A | #N/A | #N/A | #N/A | #N/A | #N/A
[8 empty] | 280 | [6 empty] | 307 | #N/A | #N/A | #N/A | #N/A | #N/A | 307 | #N/A | #N/A | #N/A | #N/A | #N/A | #N/A | #N/A | #N/A | #N/A | #N/A | #N/A | #N/A | 154 | R | 0.2892 | 88.8048 | 2224720.2955 | 683137.1111 | #N/A | #N/A | #N/A | #N/A | #N/A | #N/A | #N/A | #N/A | #N/A | #N/A | #N/A | #N/A | #N/A | #N/A | #N/A | #N/A | #N/A | 154 | AG | 0.29716 | 88.7287 | 8533560.0173 | 705397.6757 | #N/A | #N/A | #N/A | #N/A | #N/A | #N/A | #N/A | #N/A | #N/A | #N/A
[8 empty] | 281 | [6 empty] | 308 | #N/A | #N/A | #N/A | #N/A | #N/A | 308 | #N/A | #N/A | #N/A | #N/A | #N/A | #N/A | #N/A | #N/A | #N/A | #N/A | #N/A | #N/A | 154 | R | 0.2892 | 88.8048 | 2224720.2955 | 683137.1111 | #N/A | #N/A | #N/A | #N/A | #N/A | #N/A | #N/A | #N/A | #N/A | #N/A | #N/A | #N/A | #N/A | #N/A | #N/A | #N/A | #N/A | 154 | AG | 0.29716 | 88.7287 | 8533560.0173 | 705397.6757 | #N/A | #N/A | #N/A | #N/A | #N/A | #N/A | #N/A | #N/A | #N/A | #N/A
[8 empty] | 282 | [6 empty] | 309 | #N/A | #N/A | #N/A | #N/A | #N/A | 309 | #N/A | #N/A | #N/A | #N/A | #N/A | #N/A | #N/A | #N/A | #N/A | #N/A | #N/A | #N/A | 155 | CF | 0.29551 | 89.6556 | 4538821.5113 | 687675.9326 | #N/A | #N/A | #N/A | #N/A | #N/A | #N/A | #N/A | #N/A | #N/A | #N/A | #N/A | #N/A | #N/A | #N/A | #N/A | #N/A | #N/A | 155 | CF | 0.29551 | 89.6556 | 4538821.5113 | 709936.4972 | #N/A | #N/A | #N/A | #N/A | #N/A | #N/A | #N/A | #N/A | #N/A | #N/A
[8 empty] | 283 | [6 empty] | 310 | #N/A | #N/A | #N/A | #N/A | #N/A | 310 | #N/A | #N/A | #N/A | #N/A | #N/A | #N/A | #N/A | #N/A | #N/A | #N/A | #N/A | #N/A | 155 | CF | 0.29551 | 89.6556 | 4538821.5113 | 687675.9326 | #N/A | #N/A | #N/A | #N/A | #N/A | #N/A | #N/A | #N/A | #N/A | #N/A | #N/A | #N/A | #N/A | #N/A | #N/A | #N/A | #N/A | 155 | CF | 0.29551 | 89.6556 | 4538821.5113 | 709936.4972 | #N/A | #N/A | #N/A | #N/A | #N/A | #N/A | #N/A | #N/A | #N/A | #N/A
[8 empty] | 284 | [6 empty] | 311 | #N/A | #N/A | #N/A | #N/A | #N/A | 311 | #N/A | #N/A | #N/A | #N/A | #N/A | #N/A | #N/A | #N/A | #N/A | #N/A | #N/A | #N/A | 156 | CL | 0.29017 | 89.8578 | 8706051.8998 | 696381.9845 | #N/A | #N/A | #N/A | #N/A | #N/A | #N/A | #N/A | #N/A | #N/A | #N/A | #N/A | #N/A | #N/A | #N/A | #N/A | #N/A | #N/A | 156 | EI | 0.29527 | 97.4365 | 4790497.1788 | 714726.9944 | #N/A | #N/A | #N/A | #N/A | #N/A | #N/A | #N/A | #N/A | #N/A | #N/A
[8 empty] | 285 | [6 empty] | 312 | #N/A | #N/A | #N/A | #N/A | #N/A | 312 | #N/A | #N/A | #N/A | #N/A | #N/A | #N/A | #N/A | #N/A | #N/A | #N/A | #N/A | #N/A | 156 | CL | 0.29017 | 89.8578 | 8706051.8998 | 696381.9845 | #N/A | #N/A | #N/A | #N/A | #N/A | #N/A | #N/A | #N/A | #N/A | #N/A | #N/A | #N/A | #N/A | #N/A | #N/A | #N/A | #N/A | 156 | EI | 0.29527 | 97.4365 | 4790497.1788 | 714726.9944 | #N/A | #N/A | #N/A | #N/A | #N/A | #N/A | #N/A | #N/A | #N/A | #N/A
[8 empty] | 286 | [6 empty] | 313 | #N/A | #N/A | #N/A | #N/A | #N/A | 313 | #N/A | #N/A | #N/A | #N/A | #N/A | #N/A | #N/A | #N/A | #N/A | #N/A | #N/A | #N/A | 157 | BZ | 0.30054 | 89.9627 | 5836941.77 | 702218.9263 | #N/A | #N/A | #N/A | #N/A | #N/A | #N/A | #N/A | #N/A | #N/A | #N/A | #N/A | #N/A | #N/A | #N/A | #N/A | #N/A | #N/A | 157 | Y | 0.295 | 84.7103 | 4249599.2431 | 718976.5936 | #N/A | #N/A | #N/A | #N/A | #N/A | #N/A | #N/A | #N/A | #N/A | #N/A
[8 empty] | 287 | [6 empty] | 314 | #N/A | #N/A | #N/A | #N/A | #N/A | 314 | #N/A | #N/A | #N/A | #N/A | #N/A | #N/A | #N/A | #N/A | #N/A | #N/A | #N/A | #N/A | 157 | BZ | 0.30054 | 89.9627 | 5836941.77 | 702218.9263 | #N/A | #N/A | #N/A | #N/A | #N/A | #N/A | #N/A | #N/A | #N/A | #N/A | #N/A | #N/A | #N/A | #N/A | #N/A | #N/A | #N/A | 157 | Y | 0.295 | 84.7103 | 4249599.2431 | 718976.5936 | #N/A | #N/A | #N/A | #N/A | #N/A | #N/A | #N/A | #N/A | #N/A | #N/A
[8 empty] | 288 | [6 empty] | 315 | #N/A | #N/A | #N/A | #N/A | #N/A | 315 | #N/A | #N/A | #N/A | #N/A | #N/A | #N/A | #N/A | #N/A | #N/A | #N/A | #N/A | #N/A | 158 | CD | 0.34891 | 90.5102 | 8972340.877 | 711191.2672 | #N/A | #N/A | #N/A | #N/A | #N/A | #N/A | #N/A | #N/A | #N/A | #N/A | #N/A | #N/A | #N/A | #N/A | #N/A | #N/A | #N/A | 158 | V | 0.29351 | 94.7179 | 1134321.9419 | 720110.9156 | #N/A | #N/A | #N/A | #N/A | #N/A | #N/A | #N/A | #N/A | #N/A | #N/A
[8 empty] | 289 | [6 empty] | 316 | #N/A | #N/A | #N/A | #N/A | #N/A | 316 | #N/A | #N/A | #N/A | #N/A | #N/A | #N/A | #N/A | #N/A | #N/A | #N/A | #N/A | #N/A | 158 | CD | 0.34891 | 90.5102 | 8972340.877 | 711191.2672 | #N/A | #N/A | #N/A | #N/A | #N/A | #N/A | #N/A | #N/A | #N/A | #N/A | #N/A | #N/A | #N/A | #N/A | #N/A | #N/A | #N/A | 158 | V | 0.29351 | 94.7179 | 1134321.9419 | 720110.9156 | #N/A | #N/A | #N/A | #N/A | #N/A | #N/A | #N/A | #N/A | #N/A | #N/A
[8 empty] | 290 | [6 empty] | 317 | #N/A | #N/A | #N/A | #N/A | #N/A | 317 | #N/A | #N/A | #N/A | #N/A | #N/A | #N/A | #N/A | #N/A | #N/A | #N/A | #N/A | #N/A | 159 | CN | 0.27358 | 90.8914 | 8499676.8733 | 719690.944 | #N/A | #N/A | #N/A | #N/A | #N/A | #N/A | #N/A | #N/A | #N/A | #N/A | #N/A | #N/A | #N/A | #N/A | #N/A | #N/A | #N/A | 159 | BC | 0.29252 | 88.4142 | 6460630.6698 | 726571.5462 | #N/A | #N/A | #N/A | #N/A | #N/A | #N/A | #N/A | #N/A | #N/A | #N/A
[8 empty] | 291 | [6 empty] | 318 | #N/A | #N/A | #N/A | #N/A | #N/A | 318 | #N/A | #N/A | #N/A | #N/A | #N/A | #N/A | #N/A | #N/A | #N/A | #N/A | #N/A | #N/A | 159 | CN | 0.27358 | 90.8914 | 8499676.8733 | 719690.944 | #N/A | #N/A | #N/A | #N/A | #N/A | #N/A | #N/A | #N/A | #N/A | #N/A | #N/A | #N/A | #N/A | #N/A | #N/A | #N/A | #N/A | 159 | BC | 0.29252 | 88.4142 | 6460630.6698 | 726571.5462 | #N/A | #N/A | #N/A | #N/A | #N/A | #N/A | #N/A | #N/A | #N/A | #N/A
[8 empty] | 292 | [6 empty] | 319 | #N/A | #N/A | #N/A | #N/A | #N/A | 319 | #N/A | #N/A | #N/A | #N/A | #N/A | #N/A | #N/A | #N/A | #N/A | #N/A | #N/A | #N/A | 160 | N | 0.28782 | 91.0513 | 607886.1895 | 720298.8302 | #N/A | #N/A | #N/A | #N/A | #N/A | #N/A | #N/A | #N/A | #N/A | #N/A | #N/A | #N/A | #N/A | #N/A | #N/A | #N/A | #N/A | 160 | I | 0.29226 | 86.8351 | 795544.7195 | 727367.091 | #N/A | #N/A | #N/A | #N/A | #N/A | #N/A | #N/A | #N/A | #N/A | #N/A
[8 empty] | 293 | [6 empty] | 320 | #N/A | #N/A | #N/A | #N/A | #N/A | 320 | #N/A | #N/A | #N/A | #N/A | #N/A | #N/A | #N/A | #N/A | #N/A | #N/A | #N/A | #N/A | 160 | N | 0.28782 | 91.0513 | 607886.1895 | 720298.8302 | #N/A | #N/A | #N/A | #N/A | #N/A | #N/A | #N/A | #N/A | #N/A | #N/A | #N/A | #N/A | #N/A | #N/A | #N/A | #N/A | #N/A | 160 | I | 0.29226 | 86.8351 | 795544.7195 | 727367.091 | #N/A | #N/A | #N/A | #N/A | #N/A | #N/A | #N/A | #N/A | #N/A | #N/A
[8 empty] | 294 | [6 empty] | 321 | #N/A | #N/A | #N/A | #N/A | #N/A | 321 | #N/A | #N/A | #N/A | #N/A | #N/A | #N/A | #N/A | #N/A | #N/A | #N/A | #N/A | #N/A | 161 | K | 0.28094 | 92.0384 | 1953467.0168 | 722252.2972 | #N/A | #N/A | #N/A | #N/A | #N/A | #N/A | #N/A | #N/A | #N/A | #N/A | #N/A | #N/A | #N/A | #N/A | #N/A | #N/A | #N/A | 161 | CL | 0.29017 | 89.8578 | 8706051.8998 | 736073.1429 | #N/A | #N/A | #N/A | #N/A | #N/A | #N/A | #N/A | #N/A | #N/A | #N/A
[8 empty] | 295 | [6 empty] | 322 | #N/A | #N/A | #N/A | #N/A | #N/A | 322 | #N/A | #N/A | #N/A | #N/A | #N/A | #N/A | #N/A | #N/A | #N/A | #N/A | #N/A | #N/A | 161 | K | 0.28094 | 92.0384 | 1953467.0168 | 722252.2972 | #N/A | #N/A | #N/A | #N/A | #N/A | #N/A | #N/A | #N/A | #N/A | #N/A | #N/A | #N/A | #N/A | #N/A | #N/A | #N/A | #N/A | 161 | CL | 0.29017 | 89.8578 | 8706051.8998 | 736073.1429 | #N/A | #N/A | #N/A | #N/A | #N/A | #N/A | #N/A | #N/A | #N/A | #N/A
[8 empty] | 296 | [6 empty] | 323 | #N/A | #N/A | #N/A | #N/A | #N/A | 323 | #N/A | #N/A | #N/A | #N/A | #N/A | #N/A | #N/A | #N/A | #N/A | #N/A | #N/A | #N/A | 162 | BT | 0.27108 | 92.5427 | 3731276.2892 | 725983.5735 | #N/A | #N/A | #N/A | #N/A | #N/A | #N/A | #N/A | #N/A | #N/A | #N/A | #N/A | #N/A | #N/A | #N/A | #N/A | #N/A | #N/A | 162 | R | 0.2892 | 88.8048 | 2224720.2955 | 738297.8631 | #N/A | #N/A | #N/A | #N/A | #N/A | #N/A | #N/A | #N/A | #N/A | #N/A
[8 empty] | 297 | [6 empty] | 324 | #N/A | #N/A | #N/A | #N/A | #N/A | 324 | #N/A | #N/A | #N/A | #N/A | #N/A | #N/A | #N/A | #N/A | #N/A | #N/A | #N/A | #N/A | 162 | BT | 0.27108 | 92.5427 | 3731276.2892 | 725983.5735 | #N/A | #N/A | #N/A | #N/A | #N/A | #N/A | #N/A | #N/A | #N/A | #N/A | #N/A | #N/A | #N/A | #N/A | #N/A | #N/A | #N/A | 162 | R | 0.2892 | 88.8048 | 2224720.2955 | 738297.8631 | #N/A | #N/A | #N/A | #N/A | #N/A | #N/A | #N/A | #N/A | #N/A | #N/A
[8 empty] | 298 | [6 empty] | 325 | #N/A | #N/A | #N/A | #N/A | #N/A | 325 | #N/A | #N/A | #N/A | #N/A | #N/A | #N/A | #N/A | #N/A | #N/A | #N/A | #N/A | #N/A | 163 | GF | 0.3067 | 92.6136 | 7279617.5626 | 733263.1911 | #N/A | #N/A | #N/A | #N/A | #N/A | #N/A | #N/A | #N/A | #N/A | #N/A | #N/A | #N/A | #N/A | #N/A | #N/A | #N/A | #N/A | 163 | E | 0.2889 | 84.4796 | 225738.0897 | 738523.6012 | #N/A | #N/A | #N/A | #N/A | #N/A | #N/A | #N/A | #N/A | #N/A | #N/A
[8 empty] | 299 | [6 empty] | 326 | #N/A | #N/A | #N/A | #N/A | #N/A | 326 | #N/A | #N/A | #N/A | #N/A | #N/A | #N/A | #N/A | #N/A | #N/A | #N/A | #N/A | #N/A | 163 | GF | 0.3067 | 92.6136 | 7279617.5626 | 733263.1911 | #N/A | #N/A | #N/A | #N/A | #N/A | #N/A | #N/A | #N/A | #N/A | #N/A | #N/A | #N/A | #N/A | #N/A | #N/A | #N/A | #N/A | 163 | E | 0.2889 | 84.4796 | 225738.0897 | 738523.6012 | #N/A | #N/A | #N/A | #N/A | #N/A | #N/A | #N/A | #N/A | #N/A | #N/A
[8 empty] | 300 | [6 empty] | 327 | #N/A | #N/A | #N/A | #N/A | #N/A | 327 | #N/A | #N/A | #N/A | #N/A | #N/A | #N/A | #N/A | #N/A | #N/A | #N/A | #N/A | #N/A | 164 | FU | 0.30303 | 92.6806 | 1479803.6912 | 734742.9948 | #N/A | #N/A | #N/A | #N/A | #N/A | #N/A | #N/A | #N/A | #N/A | #N/A | #N/A | #N/A | #N/A | #N/A | #N/A | #N/A | #N/A | 164 | N | 0.28782 | 91.0513 | 607886.1895 | 739131.4874 | #N/A | #N/A | #N/A | #N/A | #N/A | #N/A | #N/A | #N/A | #N/A | #N/A
[8 empty] | 301 | [6 empty] | 328 | #N/A | #N/A | #N/A | #N/A | #N/A | 328 | #N/A | #N/A | #N/A | #N/A | #N/A | #N/A | #N/A | #N/A | #N/A | #N/A | #N/A | #N/A | 164 | FU | 0.30303 | 92.6806 | 1479803.6912 | 734742.9948 | #N/A | #N/A | #N/A | #N/A | #N/A | #N/A | #N/A | #N/A | #N/A | #N/A | #N/A | #N/A | #N/A | #N/A | #N/A | #N/A | #N/A | 164 | N | 0.28782 | 91.0513 | 607886.1895 | 739131.4874 | #N/A | #N/A | #N/A | #N/A | #N/A | #N/A | #N/A | #N/A | #N/A | #N/A
[8 empty] | 302 | [6 empty] | 329 | #N/A | #N/A | #N/A | #N/A | #N/A | 329 | #N/A | #N/A | #N/A | #N/A | #N/A | #N/A | #N/A | #N/A | #N/A | #N/A | #N/A | #N/A | 165 | AS | 0.28184 | 93.4546 | 3338066.6506 | 738081.0614 | #N/A | #N/A | #N/A | #N/A | #N/A | #N/A | #N/A | #N/A | #N/A | #N/A | #N/A | #N/A | #N/A | #N/A | #N/A | #N/A | #N/A | 165 | J | 0.28555 | 87.7764 | 2546491.9566 | 741677.9794 | #N/A | #N/A | #N/A | #N/A | #N/A | #N/A | #N/A | #N/A | #N/A | #N/A
[8 empty] | 303 | [6 empty] | 330 | #N/A | #N/A | #N/A | #N/A | #N/A | 330 | #N/A | #N/A | #N/A | #N/A | #N/A | #N/A | #N/A | #N/A | #N/A | #N/A | #N/A | #N/A | 165 | AS | 0.28184 | 93.4546 | 3338066.6506 | 738081.0614 | #N/A | #N/A | #N/A | #N/A | #N/A | #N/A | #N/A | #N/A | #N/A | #N/A | #N/A | #N/A | #N/A | #N/A | #N/A | #N/A | #N/A | 165 | J | 0.28555 | 87.7764 | 2546491.9566 | 741677.9794 | #N/A | #N/A | #N/A | #N/A | #N/A | #N/A | #N/A | #N/A | #N/A | #N/A
[8 empty] | 304 | [25 empty] | 166 | DS | 0.36331 | 93.6671 | 3286897.5565 | 741367.959 | #N/A | #N/A | #N/A | #N/A | #N/A | #N/A | #N/A | #N/A | #N/A | #N/A | #N/A | #N/A | #N/A | 0 | #N/A | #N/A | #N/A | 166 | EJ | 0.28344 | 98.3601 | 2575642.3233 | 744253.6217 | #N/A | #N/A | #N/A | #N/A | #N/A | #N/A | #N/A | #N/A | #N/A | #N/A
[8 empty] | 305 | [25 empty] | 166 | DS | 0.36331 | 93.6671 | 3286897.5565 | 741367.959 | #N/A | #N/A | #N/A | #N/A | #N/A | #N/A | #N/A | #N/A | #N/A | #N/A | [7 empty] | 166 | EJ | 0.28344 | 98.3601 | 2575642.3233 | 744253.6217 | #N/A | #N/A | #N/A | #N/A | #N/A | #N/A | #N/A | #N/A | #N/A | #N/A
[8 empty] | 306 | [25 empty] | 167 | CX | 0.27874 | 93.6712 | 7589942.7016 | 748957.9017 | #N/A | #N/A | #N/A | #N/A | #N/A | #N/A | #N/A | #N/A | #N/A | #N/A | [7 empty] | 167 | AS | 0.28184 | 93.4546 | 3338066.6506 | 747591.6884 | #N/A | #N/A | #N/A | #N/A | #N/A | #N/A | #N/A | #N/A | #N/A | #N/A
[8 empty] | 307 | [25 empty] | 167 | CX | 0.27874 | 93.6712 | 7589942.7016 | 748957.9017 | #N/A | #N/A | #N/A | #N/A | #N/A | #N/A | #N/A | #N/A | #N/A | #N/A | [7 empty] | 167 | AS | 0.28184 | 93.4546 | 3338066.6506 | 747591.6884 | #N/A | #N/A | #N/A | #N/A | #N/A | #N/A | #N/A | #N/A | #N/A | #N/A
[8 empty] | 308 | [25 empty] | 168 | GD | 0.24713 | 94.2634 | 3120072.2877 | 752077.974 | #N/A | #N/A | #N/A | #N/A | #N/A | #N/A | #N/A | #N/A | #N/A | #N/A | [7 empty] | 168 | K | 0.28094 | 92.0384 | 1953467.0168 | 749545.1554 | #N/A | #N/A | #N/A | #N/A | #N/A | #N/A | #N/A | #N/A | #N/A | #N/A
[8 empty] | 309 | [25 empty] | 168 | GD | 0.24713 | 94.2634 | 3120072.2877 | 752077.974 | #N/A | #N/A | #N/A | #N/A | #N/A | #N/A | #N/A | #N/A | #N/A | #N/A | [7 empty] | 168 | K | 0.28094 | 92.0384 | 1953467.0168 | 749545.1554 | #N/A | #N/A | #N/A | #N/A | #N/A | #N/A | #N/A | #N/A | #N/A | #N/A
[8 empty] | 310 | [25 empty] | 169 | V | 0.29351 | 94.7179 | 1134321.9419 | 753212.2959 | #N/A | #N/A | #N/A | #N/A | #N/A | #N/A | #N/A | #N/A | #N/A | #N/A | [7 empty] | 169 | CX | 0.27874 | 93.6712 | 7589942.7016 | 757135.0981 | #N/A | #N/A | #N/A | #N/A | #N/A | #N/A | #N/A | #N/A | #N/A | #N/A
[8 empty] | 311 | [25 empty] | 169 | V | 0.29351 | 94.7179 | 1134321.9419 | 753212.2959 | #N/A | #N/A | #N/A | #N/A | #N/A | #N/A | #N/A | #N/A | #N/A | #N/A | [7 empty] | 169 | CX | 0.27874 | 93.6712 | 7589942.7016 | 757135.0981 | #N/A | #N/A | #N/A | #N/A | #N/A | #N/A | #N/A | #N/A | #N/A | #N/A
[8 empty] | 312 | [25 empty] | 170 | CO | 0.27025 | 95.1465 | 5167050.1343 | 758379.3461 | #N/A | #N/A | #N/A | #N/A | #N/A | #N/A | #N/A | #N/A | #N/A | #N/A | [7 empty] | 170 | FT | 0.27656 | 84.5514 | 2139271.8646 | 759274.3699 | #N/A | #N/A | #N/A | #N/A | #N/A | #N/A | #N/A | #N/A | #N/A | #N/A
[8 empty] | 313 | [25 empty] | 170 | CO | 0.27025 | 95.1465 | 5167050.1343 | 758379.3461 | #N/A | #N/A | #N/A | #N/A | #N/A | #N/A | #N/A | #N/A | #N/A | #N/A | [7 empty] | 170 | FT | 0.27656 | 84.5514 | 2139271.8646 | 759274.3699 | #N/A | #N/A | #N/A | #N/A | #N/A | #N/A | #N/A | #N/A | #N/A | #N/A
[8 empty] | 314 | [25 empty] | 171 | AN | 0.26576 | 95.5757 | 5211124.9121 | 763590.471 | #N/A | #N/A | #N/A | #N/A | #N/A | #N/A | #N/A | #N/A | #N/A | #N/A | [7 empty] | 171 | CN | 0.27358 | 90.8914 | 8499676.8733 | 767774.0468 | #N/A | #N/A | #N/A | #N/A | #N/A | #N/A | #N/A | #N/A | #N/A | #N/A
[8 empty] | 315 | [25 empty] | 171 | AN | 0.26576 | 95.5757 | 5211124.9121 | 763590.471 | #N/A | #N/A | #N/A | #N/A | #N/A | #N/A | #N/A | #N/A | #N/A | #N/A | [7 empty] | 171 | CN | 0.27358 | 90.8914 | 8499676.8733 | 767774.0468 | #N/A | #N/A | #N/A | #N/A | #N/A | #N/A | #N/A | #N/A | #N/A | #N/A
[8 empty] | 316 | [25 empty] | 172 | X | 0.25424 | 95.9553 | 5128531.3739 | 768719.0023 | #N/A | #N/A | #N/A | #N/A | #N/A | #N/A | #N/A | #N/A | #N/A | #N/A | [7 empty] | 172 | BT | 0.27108 | 92.5427 | 3731276.2892 | 771505.3231 | #N/A | #N/A | #N/A | #N/A | #N/A | #N/A | #N/A | #N/A | #N/A | #N/A
[8 empty] | 317 | [25 empty] | 172 | X | 0.25424 | 95.9553 | 5128531.3739 | 768719.0023 | #N/A | #N/A | #N/A | #N/A | #N/A | #N/A | #N/A | #N/A | #N/A | #N/A | [7 empty] | 172 | BT | 0.27108 | 92.5427 | 3731276.2892 | 771505.3231 | #N/A | #N/A | #N/A | #N/A | #N/A | #N/A | #N/A | #N/A | #N/A | #N/A
[8 empty] | 318 | [25 empty] | 173 | AE | 0.25407 | 96.0196 | 2064839.9794 | 770783.8423 | #N/A | #N/A | #N/A | #N/A | #N/A | #N/A | #N/A | #N/A | #N/A | #N/A | [7 empty] | 173 | CO | 0.27025 | 95.1465 | 5167050.1343 | 776672.3732 | #N/A | #N/A | #N/A | #N/A | #N/A | #N/A | #N/A | #N/A | #N/A | #N/A
[8 empty] | 319 | [25 empty] | 173 | AE | 0.25407 | 96.0196 | 2064839.9794 | 770783.8423 | #N/A | #N/A | #N/A | #N/A | #N/A | #N/A | #N/A | #N/A | #N/A | #N/A | [7 empty] | 173 | CO | 0.27025 | 95.1465 | 5167050.1343 | 776672.3732 | #N/A | #N/A | #N/A | #N/A | #N/A | #N/A | #N/A | #N/A | #N/A | #N/A
[8 empty] | 320 | [25 empty] | 174 | AU | 0.33565 | 96.2398 | 4109547.8373 | 774893.3902 | #N/A | #N/A | #N/A | #N/A | #N/A | #N/A | #N/A | #N/A | #N/A | #N/A | [7 empty] | 174 | AN | 0.26576 | 95.5757 | 5211124.9121 | 781883.4981 | #N/A | #N/A | #N/A | #N/A | #N/A | #N/A | #N/A | #N/A | #N/A | #N/A
[8 empty] | 321 | [25 empty] | 174 | AU | 0.33565 | 96.2398 | 4109547.8373 | 774893.3902 | #N/A | #N/A | #N/A | #N/A | #N/A | #N/A | #N/A | #N/A | #N/A | #N/A | [7 empty] | 174 | AN | 0.26576 | 95.5757 | 5211124.9121 | 781883.4981 | #N/A | #N/A | #N/A | #N/A | #N/A | #N/A | #N/A | #N/A | #N/A | #N/A
[8 empty] | 322 | [25 empty] | 175 | G | 0.37921 | 96.2706 | 1418491.763 | 776311.8819 | #N/A | #N/A | #N/A | #N/A | #N/A | #N/A | #N/A | #N/A | #N/A | #N/A | [7 empty] | 175 | D | 0.26524 | 87.8891 | 216276.4101 | 782099.7746 | #N/A | #N/A | #N/A | #N/A | #N/A | #N/A | #N/A | #N/A | #N/A | #N/A
[8 empty] | 323 | [25 empty] | 175 | G | 0.37921 | 96.2706 | 1418491.763 | 776311.8819 | #N/A | #N/A | #N/A | #N/A | #N/A | #N/A | #N/A | #N/A | #N/A | #N/A | [7 empty] | 175 | D | 0.26524 | 87.8891 | 216276.4101 | 782099.7746 | #N/A | #N/A | #N/A | #N/A | #N/A | #N/A | #N/A | #N/A | #N/A | #N/A
[8 empty] | 324 | [25 empty] | 176 | BJ | 0.26064 | 96.6027 | 8348434.963 | 784660.3169 | #N/A | #N/A | #N/A | #N/A | #N/A | #N/A | #N/A | #N/A | #N/A | #N/A | [7 empty] | 176 | BJ | 0.26064 | 96.6027 | 8348434.963 | 790448.2095 | #N/A | #N/A | #N/A | #N/A | #N/A | #N/A | #N/A | #N/A | #N/A | #N/A
[8 empty] | 325 | [25 empty] | 176 | BJ | 0.26064 | 96.6027 | 8348434.963 | 784660.3169 | #N/A | #N/A | #N/A | #N/A | #N/A | #N/A | #N/A | #N/A | #N/A | #N/A | [7 empty] | 176 | BJ | 0.26064 | 96.6027 | 8348434.963 | 790448.2095 | #N/A | #N/A | #N/A | #N/A | #N/A | #N/A | #N/A | #N/A | #N/A | #N/A
[8 empty] | 326 | [25 empty] | 177 | EI | 0.29527 | 97.4365 | 4790497.1788 | 789450.8141 | #N/A | #N/A | #N/A | #N/A | #N/A | #N/A | #N/A | #N/A | #N/A | #N/A | [7 empty] | 177 | X | 0.25424 | 95.9553 | 5128531.3739 | 795576.7409 | #N/A | #N/A | #N/A | #N/A | #N/A | #N/A | #N/A | #N/A | #N/A | #N/A
[8 empty] | 327 | [25 empty] | 177 | EI | 0.29527 | 97.4365 | 4790497.1788 | 789450.8141 | #N/A | #N/A | #N/A | #N/A | #N/A | #N/A | #N/A | #N/A | #N/A | #N/A | [7 empty] | 177 | X | 0.25424 | 95.9553 | 5128531.3739 | 795576.7409 | #N/A | #N/A | #N/A | #N/A | #N/A | #N/A | #N/A | #N/A | #N/A | #N/A
[8 empty] | 328 | [25 empty] | 178 | CA | 0.3219 | 98.3305 | 7492763.2228 | 796943.5773 | #N/A | #N/A | #N/A | #N/A | #N/A | #N/A | #N/A | #N/A | #N/A | #N/A | [7 empty] | 178 | AE | 0.25407 | 96.0196 | 2064839.9794 | 797641.5809 | #N/A | #N/A | #N/A | #N/A | #N/A | #N/A | #N/A | #N/A | #N/A | #N/A
[8 empty] | 329 | [25 empty] | 178 | CA | 0.3219 | 98.3305 | 7492763.2228 | 796943.5773 | #N/A | #N/A | #N/A | #N/A | #N/A | #N/A | #N/A | #N/A | #N/A | #N/A | [7 empty] | 178 | AE | 0.25407 | 96.0196 | 2064839.9794 | 797641.5809 | #N/A | #N/A | #N/A | #N/A | #N/A | #N/A | #N/A | #N/A | #N/A | #N/A
[8 empty] | 330 | [25 empty] | 179 | EJ | 0.28344 | 98.3601 | 2575642.3233 | 799519.2196 | #N/A | #N/A | #N/A | #N/A | #N/A | #N/A | #N/A | #N/A | #N/A | #N/A | [7 empty] | 179 | AJ | 0.25069 | 100.5807 | 4089406.2725 | 801730.9871 | #N/A | #N/A | #N/A | #N/A | #N/A | #N/A | #N/A | #N/A | #N/A | #N/A
[34 empty] | 179 | EJ | 0.28344 | 98.3601 | 2575642.3233 | 799519.2196 | #N/A | #N/A | #N/A | #N/A | #N/A | #N/A | #N/A | #N/A | #N/A | #N/A | [7 empty] | 179 | AJ | 0.25069 | 100.5807 | 4089406.2725 | 801730.9871 | #N/A | #N/A | #N/A | #N/A | #N/A | #N/A | #N/A | #N/A | #N/A | #N/A
[34 empty] | 180 | AK | 0.23934 | 98.6468 | 1342843.6588 | 800862.0633 | #N/A | #N/A | #N/A | #N/A | #N/A | #N/A | #N/A | #N/A | #N/A | #N/A | [7 empty] | 180 | GD | 0.24713 | 94.2634 | 3120072.2877 | 804851.0594 | #N/A | #N/A | #N/A | #N/A | #N/A | #N/A | #N/A | #N/A | #N/A | #N/A
[34 empty] | 180 | AK | 0.23934 | 98.6468 | 1342843.6588 | 800862.0633 | #N/A | #N/A | #N/A | #N/A | #N/A | #N/A | #N/A | #N/A | #N/A | #N/A | [7 empty] | 180 | GD | 0.24713 | 94.2634 | 3120072.2877 | 804851.0594 | #N/A | #N/A | #N/A | #N/A | #N/A | #N/A | #N/A | #N/A | #N/A | #N/A
[34 empty] | 181 | B | 0.33462 | 98.9505 | 2404756.9158 | 803266.8202 | #N/A | #N/A | #N/A | #N/A | #N/A | #N/A | #N/A | #N/A | #N/A | #N/A | [7 empty] | 181 | EK | 0.24416 | 86.6889 | 1162323.3592 | 806013.3828 | #N/A | #N/A | #N/A | #N/A | #N/A | #N/A | #N/A | #N/A | #N/A | #N/A
[34 empty] | 181 | B | 0.33462 | 98.9505 | 2404756.9158 | 803266.8202 | #N/A | #N/A | #N/A | #N/A | #N/A | #N/A | #N/A | #N/A | #N/A | #N/A | [7 empty] | 181 | EK | 0.24416 | 86.6889 | 1162323.3592 | 806013.3828 | #N/A | #N/A | #N/A | #N/A | #N/A | #N/A | #N/A | #N/A | #N/A | #N/A
[34 empty] | 182 | BS | 0.24364 | 99.1696 | 4020030.3904 | 807286.8506 | #N/A | #N/A | #N/A | #N/A | #N/A | #N/A | #N/A | #N/A | #N/A | #N/A | [7 empty] | 182 | BS | 0.24364 | 99.1696 | 4020030.3904 | 810033.4132 | #N/A | #N/A | #N/A | #N/A | #N/A | #N/A | #N/A | #N/A | #N/A | #N/A
[34 empty] | 182 | BS | 0.24364 | 99.1696 | 4020030.3904 | 807286.8506 | #N/A | #N/A | #N/A | #N/A | #N/A | #N/A | #N/A | #N/A | #N/A | #N/A | [7 empty] | 182 | BS | 0.24364 | 99.1696 | 4020030.3904 | 810033.4132 | #N/A | #N/A | #N/A | #N/A | #N/A | #N/A | #N/A | #N/A | #N/A | #N/A
[34 empty] | 183 | #N/A | #N/A | #N/A | #N/A | #N/A | #N/A | #N/A | #N/A | #N/A | #N/A | #N/A | #N/A | #N/A | #N/A | #N/A | [7 empty] | 183 | #N/A | #N/A | #N/A | #N/A | #N/A | #N/A | #N/A | #N/A | #N/A | #N/A | #N/A | #N/A | #N/A | #N/A | #N/A
[34 empty] | 183 | #N/A | #N/A | #N/A | #N/A | #N/A | #N/A | #N/A | #N/A | #N/A | #N/A | #N/A | #N/A | #N/A | #N/A | #N/A | [7 empty] | 183 | #N/A | #N/A | #N/A | #N/A | #N/A | #N/A | #N/A | #N/A | #N/A | #N/A | #N/A | #N/A | #N/A | #N/A | #N/A
[34 empty] | 184 | #N/A | #N/A | #N/A | #N/A | #N/A | #N/A | #N/A | #N/A | #N/A | #N/A | #N/A | #N/A | #N/A | #N/A | #N/A | [7 empty] | 184 | #N/A | #N/A | #N/A | #N/A | #N/A | #N/A | #N/A | #N/A | #N/A | #N/A | #N/A | #N/A | #N/A | #N/A | #N/A
[34 empty] | 184 | #N/A | #N/A | #N/A | #N/A | #N/A | #N/A | #N/A | #N/A | #N/A | #N/A | #N/A | #N/A | #N/A | #N/A | #N/A | [7 empty] | 184 | #N/A | #N/A | #N/A | #N/A | #N/A | #N/A | #N/A | #N/A | #N/A | #N/A | #N/A | #N/A | #N/A | #N/A | #N/A
[34 empty] | 185 | #N/A | #N/A | #N/A | #N/A | #N/A | #N/A | #N/A | #N/A | #N/A | #N/A | #N/A | #N/A | #N/A | #N/A | #N/A | [7 empty] | 185 | #N/A | #N/A | #N/A | #N/A | #N/A | #N/A | #N/A | #N/A | #N/A | #N/A | #N/A | #N/A | #N/A | #N/A | #N/A
[34 empty] | 185 | #N/A | #N/A | #N/A | #N/A | #N/A | #N/A | #N/A | #N/A | #N/A | #N/A | #N/A | #N/A | #N/A | #N/A | #N/A | [7 empty] | 185 | #N/A | #N/A | #N/A | #N/A | #N/A | #N/A | #N/A | #N/A | #N/A | #N/A | #N/A | #N/A | #N/A | #N/A | #N/A
[34 empty] | 186 | #N/A | #N/A | #N/A | #N/A | #N/A | #N/A | #N/A | #N/A | #N/A | #N/A | #N/A | #N/A | #N/A | #N/A | #N/A | [7 empty] | 186 | #N/A | #N/A | #N/A | #N/A | #N/A | #N/A | #N/A | #N/A | #N/A | #N/A | #N/A | #N/A | #N/A | #N/A | #N/A
[34 empty] | 186 | #N/A | #N/A | #N/A | #N/A | #N/A | #N/A | #N/A | #N/A | #N/A | #N/A | #N/A | #N/A | #N/A | #N/A | #N/A | [7 empty] | 186 | #N/A | #N/A | #N/A | #N/A | #N/A | #N/A | #N/A | #N/A | #N/A | #N/A | #N/A | #N/A | #N/A | #N/A | #N/A
[34 empty] | 187 | #N/A | #N/A | #N/A | #N/A | #N/A | #N/A | #N/A | #N/A | #N/A | #N/A | #N/A | #N/A | #N/A | #N/A | #N/A | [7 empty] | 187 | #N/A | #N/A | #N/A | #N/A | #N/A | #N/A | #N/A | #N/A | #N/A | #N/A | #N/A | #N/A | #N/A | #N/A | #N/A
[34 empty] | 187 | #N/A | #N/A | #N/A | #N/A | #N/A | #N/A | #N/A | #N/A | #N/A | #N/A | #N/A | #N/A | #N/A | #N/A | #N/A | [7 empty] | 187 | #N/A | #N/A | #N/A | #N/A | #N/A | #N/A | #N/A | #N/A | #N/A | #N/A | #N/A | #N/A | #N/A | #N/A | #N/A
[34 empty] | 188 | #N/A | #N/A | #N/A | #N/A | #N/A | #N/A | #N/A | #N/A | #N/A | #N/A | #N/A | #N/A | #N/A | #N/A | #N/A | [7 empty] | 188 | #N/A | #N/A | #N/A | #N/A | #N/A | #N/A | #N/A | #N/A | #N/A | #N/A | #N/A | #N/A | #N/A | #N/A | #N/A
[34 empty] | 188 | #N/A | #N/A | #N/A | #N/A | #N/A | #N/A | #N/A | #N/A | #N/A | #N/A | #N/A | #N/A | #N/A | #N/A | #N/A | [7 empty] | 188 | #N/A | #N/A | #N/A | #N/A | #N/A | #N/A | #N/A | #N/A | #N/A | #N/A | #N/A | #N/A | #N/A | #N/A | #N/A
[34 empty] | 189 | #N/A | #N/A | #N/A | #N/A | #N/A | #N/A | #N/A | #N/A | #N/A | #N/A | #N/A | #N/A | #N/A | #N/A | #N/A | [7 empty] | 189 | #N/A | #N/A | #N/A | #N/A | #N/A | #N/A | #N/A | #N/A | #N/A | #N/A | #N/A | #N/A | #N/A | #N/A | #N/A
[34 empty] | 189 | #N/A | #N/A | #N/A | #N/A | #N/A | #N/A | #N/A | #N/A | #N/A | #N/A | #N/A | #N/A | #N/A | #N/A | #N/A | [7 empty] | 189 | #N/A | #N/A | #N/A | #N/A | #N/A | #N/A | #N/A | #N/A | #N/A | #N/A | #N/A | #N/A | #N/A | #N/A | #N/A
[34 empty] | 190 | #N/A | #N/A | #N/A | #N/A | #N/A | #N/A | #N/A | #N/A | #N/A | #N/A | #N/A | #N/A | #N/A | #N/A | #N/A | [7 empty] | 190 | #N/A | #N/A | #N/A | #N/A | #N/A | #N/A | #N/A | #N/A | #N/A | #N/A | #N/A | #N/A | #N/A | #N/A | #N/A
[34 empty] | 190 | #N/A | #N/A | #N/A | #N/A | #N/A | #N/A | #N/A | #N/A | #N/A | #N/A | #N/A | #N/A | #N/A | #N/A | #N/A | [7 empty] | 190 | #N/A | #N/A | #N/A | #N/A | #N/A | #N/A | #N/A | #N/A | #N/A | #N/A | #N/A | #N/A | #N/A | #N/A | #N/A
[34 empty] | 191 | #N/A | #N/A | #N/A | #N/A | #N/A | #N/A | #N/A | #N/A | #N/A | #N/A | #N/A | #N/A | #N/A | #N/A | #N/A | [7 empty] | 191 | #N/A | #N/A | #N/A | #N/A | #N/A | #N/A | #N/A | #N/A | #N/A | #N/A | #N/A | #N/A | #N/A | #N/A | #N/A
[34 empty] | 191 | #N/A | #N/A | #N/A | #N/A | #N/A | #N/A | #N/A | #N/A | #N/A | #N/A | #N/A | #N/A | #N/A | #N/A | #N/A | [7 empty] | 191 | #N/A | #N/A | #N/A | #N/A | #N/A | #N/A | #N/A | #N/A | #N/A | #N/A | #N/A | #N/A | #N/A | #N/A | #N/A
[34 empty] | 192 | #N/A | #N/A | #N/A | #N/A | #N/A | #N/A | #N/A | #N/A | #N/A | #N/A | #N/A | #N/A | #N/A | #N/A | #N/A | [7 empty] | 192 | #N/A | #N/A | #N/A | #N/A | #N/A | #N/A | #N/A | #N/A | #N/A | #N/A | #N/A | #N/A | #N/A | #N/A | #N/A
[34 empty] | 192 | #N/A | #N/A | #N/A | #N/A | #N/A | #N/A | #N/A | #N/A | #N/A | #N/A | #N/A | #N/A | #N/A | #N/A | #N/A | [7 empty] | 192 | #N/A | #N/A | #N/A | #N/A | #N/A | #N/A | #N/A | #N/A | #N/A | #N/A | #N/A | #N/A | #N/A | #N/A | #N/A
[34 empty] | 193 | #N/A | #N/A | #N/A | #N/A | #N/A | #N/A | #N/A | #N/A | #N/A | #N/A | #N/A | #N/A | #N/A | #N/A | #N/A | [7 empty] | 193 | #N/A | #N/A | #N/A | #N/A | #N/A | #N/A | #N/A | #N/A | #N/A | #N/A | #N/A | #N/A | #N/A | #N/A | #N/A
[34 empty] | 193 | #N/A | #N/A | #N/A | #N/A | #N/A | #N/A | #N/A | #N/A | #N/A | #N/A | #N/A | #N/A | #N/A | #N/A | #N/A | [7 empty] | 193 | #N/A | #N/A | #N/A | #N/A | #N/A | #N/A | #N/A | #N/A | #N/A | #N/A | #N/A | #N/A | #N/A | #N/A | #N/A
[34 empty] | 194 | #N/A | #N/A | #N/A | #N/A | #N/A | #N/A | #N/A | #N/A | #N/A | #N/A | #N/A | #N/A | #N/A | #N/A | #N/A | [7 empty] | 194 | #N/A | #N/A | #N/A | #N/A | #N/A | #N/A | #N/A | #N/A | #N/A | #N/A | #N/A | #N/A | #N/A | #N/A | #N/A
[34 empty] | 194 | #N/A | #N/A | #N/A | #N/A | #N/A | #N/A | #N/A | #N/A | #N/A | #N/A | #N/A | #N/A | #N/A | #N/A | #N/A | [7 empty] | 194 | #N/A | #N/A | #N/A | #N/A | #N/A | #N/A | #N/A | #N/A | #N/A | #N/A | #N/A | #N/A | #N/A | #N/A | #N/A
[34 empty] | 195 | #N/A | #N/A | #N/A | #N/A | #N/A | #N/A | #N/A | #N/A | #N/A | #N/A | #N/A | #N/A | #N/A | #N/A | #N/A | [7 empty] | 195 | #N/A | #N/A | #N/A | #N/A | #N/A | #N/A | #N/A | #N/A | #N/A | #N/A | #N/A | #N/A | #N/A | #N/A | #N/A
[34 empty] | 195 | #N/A | #N/A | #N/A | #N/A | #N/A | #N/A | #N/A | #N/A | #N/A | #N/A | #N/A | #N/A | #N/A | #N/A | #N/A | [7 empty] | 195 | #N/A | #N/A | #N/A | #N/A | #N/A | #N/A | #N/A | #N/A | #N/A | #N/A | #N/A | #N/A | #N/A | #N/A | #N/A
[34 empty] | 196 | #N/A | #N/A | #N/A | #N/A | #N/A | #N/A | #N/A | #N/A | #N/A | #N/A | #N/A | #N/A | #N/A | #N/A | #N/A | [7 empty] | 196 | #N/A | #N/A | #N/A | #N/A | #N/A | #N/A | #N/A | #N/A | #N/A | #N/A | #N/A | #N/A | #N/A | #N/A | #N/A
[34 empty] | 196 | #N/A | #N/A | #N/A | #N/A | #N/A | #N/A | #N/A | #N/A | #N/A | #N/A | #N/A | #N/A | #N/A | #N/A | #N/A | [7 empty] | 196 | #N/A | #N/A | #N/A | #N/A | #N/A | #N/A | #N/A | #N/A | #N/A | #N/A | #N/A | #N/A | #N/A | #N/A | #N/A
[34 empty] | 197 | #N/A | #N/A | #N/A | #N/A | #N/A | #N/A | #N/A | #N/A | #N/A | #N/A | #N/A | #N/A | #N/A | #N/A | #N/A | [7 empty] | 197 | #N/A | #N/A | #N/A | #N/A | #N/A | #N/A | #N/A | #N/A | #N/A | #N/A | #N/A | #N/A | #N/A | #N/A | #N/A
[34 empty] | 197 | #N/A | #N/A | #N/A | #N/A | #N/A | #N/A | #N/A | #N/A | #N/A | #N/A | #N/A | #N/A | #N/A | #N/A | #N/A | [7 empty] | 197 | #N/A | #N/A | #N/A | #N/A | #N/A | #N/A | #N/A | #N/A | #N/A | #N/A | #N/A | #N/A | #N/A | #N/A | #N/A
[34 empty] | 198 | #N/A | #N/A | #N/A | #N/A | #N/A | #N/A | #N/A | #N/A | #N/A | #N/A | #N/A | #N/A | #N/A | #N/A | #N/A | [7 empty] | 198 | #N/A | #N/A | #N/A | #N/A | #N/A | #N/A | #N/A | #N/A | #N/A | #N/A | #N/A | #N/A | #N/A | #N/A | #N/A
[34 empty] | 198 | #N/A | #N/A | #N/A | #N/A | #N/A | #N/A | #N/A | #N/A | #N/A | #N/A | #N/A | #N/A | #N/A | #N/A | #N/A | [7 empty] | 198 | #N/A | #N/A | #N/A | #N/A | #N/A | #N/A | #N/A | #N/A | #N/A | #N/A | #N/A | #N/A | #N/A | #N/A | #N/A
[34 empty] | 199 | #N/A | #N/A | #N/A | #N/A | #N/A | #N/A | #N/A | #N/A | #N/A | #N/A | #N/A | #N/A | #N/A | #N/A | #N/A | [7 empty] | 199 | #N/A | #N/A | #N/A | #N/A | #N/A | #N/A | #N/A | #N/A | #N/A | #N/A | #N/A | #N/A | #N/A | #N/A | #N/A
[34 empty] | 199 | #N/A | #N/A | #N/A | #N/A | #N/A | #N/A | #N/A | #N/A | #N/A | #N/A | #N/A | #N/A | #N/A | #N/A | #N/A | [7 empty] | 199 | #N/A | #N/A | #N/A | #N/A | #N/A | #N/A | #N/A | #N/A | #N/A | #N/A | #N/A | #N/A | #N/A | #N/A | #N/A
[34 empty] | 200 | #N/A | #N/A | #N/A | #N/A | #N/A | #N/A | #N/A | #N/A | #N/A | #N/A | #N/A | #N/A | #N/A | #N/A | #N/A | [7 empty] | 200 | #N/A | #N/A | #N/A | #N/A | #N/A | #N/A | #N/A | #N/A | #N/A | #N/A | #N/A | #N/A | #N/A | #N/A | #N/A
[34 empty] | 200 | #N/A | #N/A | #N/A | #N/A | #N/A | #N/A | #N/A | #N/A | #N/A | #N/A | #N/A | #N/A | #N/A | #N/A | #N/A | [7 empty] | 200 | #N/A | #N/A | #N/A | #N/A | #N/A | #N/A | #N/A | #N/A | #N/A | #N/A | #N/A | #N/A | #N/A | #N/A | #N/A
[34 empty] | 201 | #N/A | #N/A | #N/A | #N/A | #N/A | #N/A | #N/A | #N/A | #N/A | #N/A | #N/A | #N/A | #N/A | #N/A | #N/A | [7 empty] | 201 | #N/A | #N/A | #N/A | #N/A | #N/A | #N/A | #N/A | #N/A | #N/A | #N/A | #N/A | #N/A | #N/A | #N/A | #N/A
[34 empty] | 201 | #N/A | #N/A | #N/A | #N/A | #N/A | #N/A | #N/A | #N/A | #N/A | #N/A | #N/A | #N/A | #N/A | #N/A | #N/A | [7 empty] | 201 | #N/A | #N/A | #N/A | #N/A | #N/A | #N/A | #N/A | #N/A | #N/A | #N/A | #N/A | #N/A | #N/A | #N/A | #N/A
[34 empty] | 202 | #N/A | #N/A | #N/A | #N/A | #N/A | #N/A | #N/A | #N/A | #N/A | #N/A | #N/A | #N/A | #N/A | #N/A | #N/A | [7 empty] | 202 | #N/A | #N/A | #N/A | #N/A | #N/A | #N/A | #N/A | #N/A | #N/A | #N/A | #N/A | #N/A | #N/A | #N/A | #N/A
[34 empty] | 202 | #N/A | #N/A | #N/A | #N/A | #N/A | #N/A | #N/A | #N/A | #N/A | #N/A | #N/A | #N/A | #N/A | #N/A | #N/A | [7 empty] | 202 | #N/A | #N/A | #N/A | #N/A | #N/A | #N/A | #N/A | #N/A | #N/A | #N/A | #N/A | #N/A | #N/A | #N/A | #N/A
[34 empty] | 203 | #N/A | #N/A | #N/A | #N/A | #N/A | #N/A | #N/A | #N/A | #N/A | #N/A | #N/A | #N/A | #N/A | #N/A | #N/A | [7 empty] | 203 | #N/A | #N/A | #N/A | #N/A | #N/A | #N/A | #N/A | #N/A | #N/A | #N/A | #N/A | #N/A | #N/A | #N/A | #N/A
[34 empty] | 203 | #N/A | #N/A | #N/A | #N/A | #N/A | #N/A | #N/A | #N/A | #N/A | #N/A | #N/A | #N/A | #N/A | #N/A | #N/A | [7 empty] | 203 | #N/A | #N/A | #N/A | #N/A | #N/A | #N/A | #N/A | #N/A | #N/A | #N/A | #N/A | #N/A | #N/A | #N/A | #N/A
[34 empty] | 204 | #N/A | #N/A | #N/A | #N/A | #N/A | #N/A | #N/A | #N/A | #N/A | #N/A | #N/A | #N/A | #N/A | #N/A | #N/A | [7 empty] | 204 | #N/A | #N/A | #N/A | #N/A | #N/A | #N/A | #N/A | #N/A | #N/A | #N/A | #N/A | #N/A | #N/A | #N/A | #N/A
[34 empty] | 204 | #N/A | #N/A | #N/A | #N/A | #N/A | #N/A | #N/A | #N/A | #N/A | #N/A | #N/A | #N/A | #N/A | #N/A | #N/A | [7 empty] | 204 | #N/A | #N/A | #N/A | #N/A | #N/A | #N/A | #N/A | #N/A | #N/A | #N/A | #N/A | #N/A | #N/A | #N/A | #N/A
[34 empty] | 205 | #N/A | #N/A | #N/A | #N/A | #N/A | #N/A | #N/A | #N/A | #N/A | #N/A | #N/A | #N/A | #N/A | #N/A | #N/A | [7 empty] | 205 | #N/A | #N/A | #N/A | #N/A | #N/A | #N/A | #N/A | #N/A | #N/A | #N/A | #N/A | #N/A | #N/A | #N/A | #N/A
[34 empty] | 205 | #N/A | #N/A | #N/A | #N/A | #N/A | #N/A | #N/A | #N/A | #N/A | #N/A | #N/A | #N/A | #N/A | #N/A | #N/A | [7 empty] | 205 | #N/A | #N/A | #N/A | #N/A | #N/A | #N/A | #N/A | #N/A | #N/A | #N/A | #N/A | #N/A | #N/A | #N/A | #N/A
[34 empty] | 206 | #N/A | #N/A | #N/A | #N/A | #N/A | #N/A | #N/A | #N/A | #N/A | #N/A | #N/A | #N/A | #N/A | #N/A | #N/A | [7 empty] | 206 | #N/A | #N/A | #N/A | #N/A | #N/A | #N/A | #N/A | #N/A | #N/A | #N/A | #N/A | #N/A | #N/A | #N/A | #N/A
[34 empty] | 206 | #N/A | #N/A | #N/A | #N/A | #N/A | #N/A | #N/A | #N/A | #N/A | #N/A | #N/A | #N/A | #N/A | #N/A | #N/A | [7 empty] | 206 | #N/A | #N/A | #N/A | #N/A | #N/A | #N/A | #N/A | #N/A | #N/A | #N/A | #N/A | #N/A | #N/A | #N/A | #N/A
[34 empty] | 207 | #N/A | #N/A | #N/A | #N/A | #N/A | #N/A | #N/A | #N/A | #N/A | #N/A | #N/A | #N/A | #N/A | #N/A | #N/A | [7 empty] | 207 | #N/A | #N/A | #N/A | #N/A | #N/A | #N/A | #N/A | #N/A | #N/A | #N/A | #N/A | #N/A | #N/A | #N/A | #N/A
[34 empty] | 207 | #N/A | #N/A | #N/A | #N/A | #N/A | #N/A | #N/A | #N/A | #N/A | #N/A | #N/A | #N/A | #N/A | #N/A | #N/A | [7 empty] | 207 | #N/A | #N/A | #N/A | #N/A | #N/A | #N/A | #N/A | #N/A | #N/A | #N/A | #N/A | #N/A | #N/A | #N/A | #N/A
[34 empty] | 208 | #N/A | #N/A | #N/A | #N/A | #N/A | #N/A | #N/A | #N/A | #N/A | #N/A | #N/A | #N/A | #N/A | #N/A | #N/A | [7 empty] | 208 | #N/A | #N/A | #N/A | #N/A | #N/A | #N/A | #N/A | #N/A | #N/A | #N/A | #N/A | #N/A | #N/A | #N/A | #N/A
[34 empty] | 208 | #N/A | #N/A | #N/A | #N/A | #N/A | #N/A | #N/A | #N/A | #N/A | #N/A | #N/A | #N/A | #N/A | #N/A | #N/A | [7 empty] | 208 | #N/A | #N/A | #N/A | #N/A | #N/A | #N/A | #N/A | #N/A | #N/A | #N/A | #N/A | #N/A | #N/A | #N/A | #N/A
[34 empty] | 209 | #N/A | #N/A | #N/A | #N/A | #N/A | #N/A | #N/A | #N/A | #N/A | #N/A | #N/A | #N/A | #N/A | #N/A | #N/A | [7 empty] | 209 | #N/A | #N/A | #N/A | #N/A | #N/A | #N/A | #N/A | #N/A | #N/A | #N/A | #N/A | #N/A | #N/A | #N/A | #N/A
[34 empty] | 209 | #N/A | #N/A | #N/A | #N/A | #N/A | #N/A | #N/A | #N/A | #N/A | #N/A | #N/A | #N/A | #N/A | #N/A | #N/A | [7 empty] | 209 | #N/A | #N/A | #N/A | #N/A | #N/A | #N/A | #N/A | #N/A | #N/A | #N/A | #N/A | #N/A | #N/A | #N/A | #N/A
[34 empty] | 210 | #N/A | #N/A | #N/A | #N/A | #N/A | #N/A | #N/A | #N/A | #N/A | #N/A | #N/A | #N/A | #N/A | #N/A | #N/A | [7 empty] | 210 | #N/A | #N/A | #N/A | #N/A | #N/A | #N/A | #N/A | #N/A | #N/A | #N/A | #N/A | #N/A | #N/A | #N/A | #N/A
[34 empty] | 210 | #N/A | #N/A | #N/A | #N/A | #N/A | #N/A | #N/A | #N/A | #N/A | #N/A | #N/A | #N/A | #N/A | #N/A | #N/A | [7 empty] | 210 | #N/A | #N/A | #N/A | #N/A | #N/A | #N/A | #N/A | #N/A | #N/A | #N/A | #N/A | #N/A | #N/A | #N/A | #N/A
[34 empty] | 211 | #N/A | #N/A | #N/A | #N/A | #N/A | #N/A | #N/A | #N/A | #N/A | #N/A | #N/A | #N/A | #N/A | #N/A | #N/A | [7 empty] | 211 | #N/A | #N/A | #N/A | #N/A | #N/A | #N/A | #N/A | #N/A | #N/A | #N/A | #N/A | #N/A | #N/A | #N/A | #N/A
[34 empty] | 211 | #N/A | #N/A | #N/A | #N/A | #N/A | #N/A | #N/A | #N/A | #N/A | #N/A | #N/A | #N/A | #N/A | #N/A | #N/A | [7 empty] | 211 | #N/A | #N/A | #N/A | #N/A | #N/A | #N/A | #N/A | #N/A | #N/A | #N/A | #N/A | #N/A | #N/A | #N/A | #N/A
[34 empty] | 212 | #N/A | #N/A | #N/A | #N/A | #N/A | #N/A | #N/A | #N/A | #N/A | #N/A | #N/A | #N/A | #N/A | #N/A | #N/A | [7 empty] | 212 | #N/A | #N/A | #N/A | #N/A | #N/A | #N/A | #N/A | #N/A | #N/A | #N/A | #N/A | #N/A | #N/A | #N/A | #N/A
[34 empty] | 212 | #N/A | #N/A | #N/A | #N/A | #N/A | #N/A | #N/A | #N/A | #N/A | #N/A | #N/A | #N/A | #N/A | #N/A | #N/A | [7 empty] | 212 | #N/A | #N/A | #N/A | #N/A | #N/A | #N/A | #N/A | #N/A | #N/A | #N/A | #N/A | #N/A | #N/A | #N/A | #N/A
[34 empty] | 213 | #N/A | #N/A | #N/A | #N/A | #N/A | #N/A | #N/A | #N/A | #N/A | #N/A | #N/A | #N/A | #N/A | #N/A | #N/A | [7 empty] | 213 | #N/A | #N/A | #N/A | #N/A | #N/A | #N/A | #N/A | #N/A | #N/A | #N/A | #N/A | #N/A | #N/A | #N/A | #N/A
[34 empty] | 213 | #N/A | #N/A | #N/A | #N/A | #N/A | #N/A | #N/A | #N/A | #N/A | #N/A | #N/A | #N/A | #N/A | #N/A | #N/A | [7 empty] | 213 | #N/A | #N/A | #N/A | #N/A | #N/A | #N/A | #N/A | #N/A | #N/A | #N/A | #N/A | #N/A | #N/A | #N/A | #N/A
[34 empty] | 214 | #N/A | #N/A | #N/A | #N/A | #N/A | #N/A | #N/A | #N/A | #N/A | #N/A | #N/A | #N/A | #N/A | #N/A | #N/A | [7 empty] | 214 | #N/A | #N/A | #N/A | #N/A | #N/A | #N/A | #N/A | #N/A | #N/A | #N/A | #N/A | #N/A | #N/A | #N/A | #N/A
[34 empty] | 214 | #N/A | #N/A | #N/A | #N/A | #N/A | #N/A | #N/A | #N/A | #N/A | #N/A | #N/A | #N/A | #N/A | #N/A | #N/A | [7 empty] | 214 | #N/A | #N/A | #N/A | #N/A | #N/A | #N/A | #N/A | #N/A | #N/A | #N/A | #N/A | #N/A | #N/A | #N/A | #N/A
[34 empty] | 215 | #N/A | #N/A | #N/A | #N/A | #N/A | #N/A | #N/A | #N/A | #N/A | #N/A | #N/A | #N/A | #N/A | #N/A | #N/A | [7 empty] | 215 | #N/A | #N/A | #N/A | #N/A | #N/A | #N/A | #N/A | #N/A | #N/A | #N/A | #N/A | #N/A | #N/A | #N/A | #N/A
[34 empty] | 215 | #N/A | #N/A | #N/A | #N/A | #N/A | #N/A | #N/A | #N/A | #N/A | #N/A | #N/A | #N/A | #N/A | #N/A | #N/A | [7 empty] | 215 | #N/A | #N/A | #N/A | #N/A | #N/A | #N/A | #N/A | #N/A | #N/A | #N/A | #N/A | #N/A | #N/A | #N/A | #N/A
[34 empty] | 216 | #N/A | #N/A | #N/A | #N/A | #N/A | #N/A | #N/A | #N/A | #N/A | #N/A | #N/A | #N/A | #N/A | #N/A | #N/A | [7 empty] | 216 | #N/A | #N/A | #N/A | #N/A | #N/A | #N/A | #N/A | #N/A | #N/A | #N/A | #N/A | #N/A | #N/A | #N/A | #N/A
[34 empty] | 216 | #N/A | #N/A | #N/A | #N/A | #N/A | #N/A | #N/A | #N/A | #N/A | #N/A | #N/A | #N/A | #N/A | #N/A | #N/A | [7 empty] | 216 | #N/A | #N/A | #N/A | #N/A | #N/A | #N/A | #N/A | #N/A | #N/A | #N/A | #N/A | #N/A | #N/A | #N/A | #N/A
[34 empty] | 217 | #N/A | #N/A | #N/A | #N/A | #N/A | #N/A | #N/A | #N/A | #N/A | #N/A | #N/A | #N/A | #N/A | #N/A | #N/A | [7 empty] | 217 | #N/A | #N/A | #N/A | #N/A | #N/A | #N/A | #N/A | #N/A | #N/A | #N/A | #N/A | #N/A | #N/A | #N/A | #N/A
[34 empty] | 217 | #N/A | #N/A | #N/A | #N/A | #N/A | #N/A | #N/A | #N/A | #N/A | #N/A | #N/A | #N/A | #N/A | #N/A | #N/A | [7 empty] | 217 | #N/A | #N/A | #N/A | #N/A | #N/A | #N/A | #N/A | #N/A | #N/A | #N/A | #N/A | #N/A | #N/A | #N/A | #N/A
[34 empty] | 218 | #N/A | #N/A | #N/A | #N/A | #N/A | #N/A | #N/A | #N/A | #N/A | #N/A | #N/A | #N/A | #N/A | #N/A | #N/A | [7 empty] | 218 | #N/A | #N/A | #N/A | #N/A | #N/A | #N/A | #N/A | #N/A | #N/A | #N/A | #N/A | #N/A | #N/A | #N/A | #N/A
[34 empty] | 218 | #N/A | #N/A | #N/A | #N/A | #N/A | #N/A | #N/A | #N/A | #N/A | #N/A | #N/A | #N/A | #N/A | #N/A | #N/A | [7 empty] | 218 | #N/A | #N/A | #N/A | #N/A | #N/A | #N/A | #N/A | #N/A | #N/A | #N/A | #N/A | #N/A | #N/A | #N/A | #N/A
[34 empty] | 219 | #N/A | #N/A | #N/A | #N/A | #N/A | #N/A | #N/A | #N/A | #N/A | #N/A | #N/A | #N/A | #N/A | #N/A | #N/A | [7 empty] | 219 | #N/A | #N/A | #N/A | #N/A | #N/A | #N/A | #N/A | #N/A | #N/A | #N/A | #N/A | #N/A | #N/A | #N/A | #N/A
[34 empty] | 219 | #N/A | #N/A | #N/A | #N/A | #N/A | #N/A | #N/A | #N/A | #N/A | #N/A | #N/A | #N/A | #N/A | #N/A | #N/A | [7 empty] | 219 | #N/A | #N/A | #N/A | #N/A | #N/A | #N/A | #N/A | #N/A | #N/A | #N/A | #N/A | #N/A | #N/A | #N/A | #N/A
[34 empty] | 220 | #N/A | #N/A | #N/A | #N/A | #N/A | #N/A | #N/A | #N/A | #N/A | #N/A | #N/A | #N/A | #N/A | #N/A | #N/A | [7 empty] | 220 | #N/A | #N/A | #N/A | #N/A | #N/A | #N/A | #N/A | #N/A | #N/A | #N/A | #N/A | #N/A | #N/A | #N/A | #N/A
[34 empty] | 220 | #N/A | #N/A | #N/A | #N/A | #N/A | #N/A | #N/A | #N/A | #N/A | #N/A | #N/A | #N/A | #N/A | #N/A | #N/A | [7 empty] | 220 | #N/A | #N/A | #N/A | #N/A | #N/A | #N/A | #N/A | #N/A | #N/A | #N/A | #N/A | #N/A | #N/A | #N/A | #N/A
[34 empty] | 221 | #N/A | #N/A | #N/A | #N/A | #N/A | #N/A | #N/A | #N/A | #N/A | #N/A | #N/A | #N/A | #N/A | #N/A | #N/A | [7 empty] | 221 | #N/A | #N/A | #N/A | #N/A | #N/A | #N/A | #N/A | #N/A | #N/A | #N/A | #N/A | #N/A | #N/A | #N/A | #N/A
[34 empty] | 221 | #N/A | #N/A | #N/A | #N/A | #N/A | #N/A | #N/A | #N/A | #N/A | #N/A | #N/A | #N/A | #N/A | #N/A | #N/A | [7 empty] | 221 | #N/A | #N/A | #N/A | #N/A | #N/A | #N/A | #N/A | #N/A | #N/A | #N/A | #N/A | #N/A | #N/A | #N/A | #N/A
[34 empty] | 222 | #N/A | #N/A | #N/A | #N/A | #N/A | #N/A | #N/A | #N/A | #N/A | #N/A | #N/A | #N/A | #N/A | #N/A | #N/A | [7 empty] | 222 | #N/A | #N/A | #N/A | #N/A | #N/A | #N/A | #N/A | #N/A | #N/A | #N/A | #N/A | #N/A | #N/A | #N/A | #N/A
[34 empty] | 222 | #N/A | #N/A | #N/A | #N/A | #N/A | #N/A | #N/A | #N/A | #N/A | #N/A | #N/A | #N/A | #N/A | #N/A | #N/A | [7 empty] | 222 | #N/A | #N/A | #N/A | #N/A | #N/A | #N/A | #N/A | #N/A | #N/A | #N/A | #N/A | #N/A | #N/A | #N/A | #N/A
[34 empty] | 223 | #N/A | #N/A | #N/A | #N/A | #N/A | #N/A | #N/A | #N/A | #N/A | #N/A | #N/A | #N/A | #N/A | #N/A | #N/A | [7 empty] | 223 | #N/A | #N/A | #N/A | #N/A | #N/A | #N/A | #N/A | #N/A | #N/A | #N/A | #N/A | #N/A | #N/A | #N/A | #N/A
[34 empty] | 223 | #N/A | #N/A | #N/A | #N/A | #N/A | #N/A | #N/A | #N/A | #N/A | #N/A | #N/A | #N/A | #N/A | #N/A | #N/A | [7 empty] | 223 | #N/A | #N/A | #N/A | #N/A | #N/A | #N/A | #N/A | #N/A | #N/A | #N/A | #N/A | #N/A | #N/A | #N/A | #N/A
[34 empty] | 224 | #N/A | #N/A | #N/A | #N/A | #N/A | #N/A | #N/A | #N/A | #N/A | #N/A | #N/A | #N/A | #N/A | #N/A | #N/A | [7 empty] | 224 | #N/A | #N/A | #N/A | #N/A | #N/A | #N/A | #N/A | #N/A | #N/A | #N/A | #N/A | #N/A | #N/A | #N/A | #N/A
[34 empty] | 224 | #N/A | #N/A | #N/A | #N/A | #N/A | #N/A | #N/A | #N/A | #N/A | #N/A | #N/A | #N/A | #N/A | #N/A | #N/A | [7 empty] | 224 | #N/A | #N/A | #N/A | #N/A | #N/A | #N/A | #N/A | #N/A | #N/A | #N/A | #N/A | #N/A | #N/A | #N/A | #N/A
[34 empty] | 225 | #N/A | #N/A | #N/A | #N/A | #N/A | #N/A | #N/A | #N/A | #N/A | #N/A | #N/A | #N/A | #N/A | #N/A | #N/A | [7 empty] | 225 | #N/A | #N/A | #N/A | #N/A | #N/A | #N/A | #N/A | #N/A | #N/A | #N/A | #N/A | #N/A | #N/A | #N/A | #N/A
[34 empty] | 225 | #N/A | #N/A | #N/A | #N/A | #N/A | #N/A | #N/A | #N/A | #N/A | #N/A | #N/A | #N/A | #N/A | #N/A | #N/A | [7 empty] | 225 | #N/A | #N/A | #N/A | #N/A | #N/A | #N/A | #N/A | #N/A | #N/A | #N/A | #N/A | #N/A | #N/A | #N/A | #N/A
[34 empty] | 226 | #N/A | #N/A | #N/A | #N/A | #N/A | #N/A | #N/A | #N/A | #N/A | #N/A | #N/A | #N/A | #N/A | #N/A | #N/A | [7 empty] | 226 | #N/A | #N/A | #N/A | #N/A | #N/A | #N/A | #N/A | #N/A | #N/A | #N/A | #N/A | #N/A | #N/A | #N/A | #N/A
[34 empty] | 226 | #N/A | #N/A | #N/A | #N/A | #N/A | #N/A | #N/A | #N/A | #N/A | #N/A | #N/A | #N/A | #N/A | #N/A | #N/A | [7 empty] | 226 | #N/A | #N/A | #N/A | #N/A | #N/A | #N/A | #N/A | #N/A | #N/A | #N/A | #N/A | #N/A | #N/A | #N/A | #N/A
[34 empty] | 227 | #N/A | #N/A | #N/A | #N/A | #N/A | #N/A | #N/A | #N/A | #N/A | #N/A | #N/A | #N/A | #N/A | #N/A | #N/A | [7 empty] | 227 | #N/A | #N/A | #N/A | #N/A | #N/A | #N/A | #N/A | #N/A | #N/A | #N/A | #N/A | #N/A | #N/A | #N/A | #N/A
[34 empty] | 227 | #N/A | #N/A | #N/A | #N/A | #N/A | #N/A | #N/A | #N/A | #N/A | #N/A | #N/A | #N/A | #N/A | #N/A | #N/A | [7 empty] | 227 | #N/A | #N/A | #N/A | #N/A | #N/A | #N/A | #N/A | #N/A | #N/A | #N/A | #N/A | #N/A | #N/A | #N/A | #N/A
[34 empty] | 228 | #N/A | #N/A | #N/A | #N/A | #N/A | #N/A | #N/A | #N/A | #N/A | #N/A | #N/A | #N/A | #N/A | #N/A | #N/A | [7 empty] | 228 | #N/A | #N/A | #N/A | #N/A | #N/A | #N/A | #N/A | #N/A | #N/A | #N/A | #N/A | #N/A | #N/A | #N/A | #N/A
[34 empty] | 228 | #N/A | #N/A | #N/A | #N/A | #N/A | #N/A | #N/A | #N/A | #N/A | #N/A | #N/A | #N/A | #N/A | #N/A | #N/A | [7 empty] | 228 | #N/A | #N/A | #N/A | #N/A | #N/A | #N/A | #N/A | #N/A | #N/A | #N/A | #N/A | #N/A | #N/A | #N/A | #N/A
[34 empty] | 229 | #N/A | #N/A | #N/A | #N/A | #N/A | #N/A | #N/A | #N/A | #N/A | #N/A | #N/A | #N/A | #N/A | #N/A | #N/A | [7 empty] | 229 | #N/A | #N/A | #N/A | #N/A | #N/A | #N/A | #N/A | #N/A | #N/A | #N/A | #N/A | #N/A | #N/A | #N/A | #N/A
[34 empty] | 229 | #N/A | #N/A | #N/A | #N/A | #N/A | #N/A | #N/A | #N/A | #N/A | #N/A | #N/A | #N/A | #N/A | #N/A | #N/A | [7 empty] | 229 | #N/A | #N/A | #N/A | #N/A | #N/A | #N/A | #N/A | #N/A | #N/A | #N/A | #N/A | #N/A | #N/A | #N/A | #N/A
[34 empty] | 230 | #N/A | #N/A | #N/A | #N/A | #N/A | #N/A | #N/A | #N/A | #N/A | #N/A | #N/A | #N/A | #N/A | #N/A | #N/A | [7 empty] | 230 | #N/A | #N/A | #N/A | #N/A | #N/A | #N/A | #N/A | #N/A | #N/A | #N/A | #N/A | #N/A | #N/A | #N/A | #N/A
[34 empty] | 230 | #N/A | #N/A | #N/A | #N/A | #N/A | #N/A | #N/A | #N/A | #N/A | #N/A | #N/A | #N/A | #N/A | #N/A | #N/A | [7 empty] | 230 | #N/A | #N/A | #N/A | #N/A | #N/A | #N/A | #N/A | #N/A | #N/A | #N/A | #N/A | #N/A | #N/A | #N/A | #N/A
[34 empty] | 231 | #N/A | #N/A | #N/A | #N/A | #N/A | #N/A | #N/A | #N/A | #N/A | #N/A | #N/A | #N/A | #N/A | #N/A | #N/A | [7 empty] | 231 | #N/A | #N/A | #N/A | #N/A | #N/A | #N/A | #N/A | #N/A | #N/A | #N/A | #N/A | #N/A | #N/A | #N/A | #N/A
[34 empty] | 231 | #N/A | #N/A | #N/A | #N/A | #N/A | #N/A | #N/A | #N/A | #N/A | #N/A | #N/A | #N/A | #N/A | #N/A | #N/A | [7 empty] | 231 | #N/A | #N/A | #N/A | #N/A | #N/A | #N/A | #N/A | #N/A | #N/A | #N/A | #N/A | #N/A | #N/A | #N/A | #N/A
[34 empty] | 232 | #N/A | #N/A | #N/A | #N/A | #N/A | #N/A | #N/A | #N/A | #N/A | #N/A | #N/A | #N/A | #N/A | #N/A | #N/A | [7 empty] | 232 | #N/A | #N/A | #N/A | #N/A | #N/A | #N/A | #N/A | #N/A | #N/A | #N/A | #N/A | #N/A | #N/A | #N/A | #N/A
[34 empty] | 232 | #N/A | #N/A | #N/A | #N/A | #N/A | #N/A | #N/A | #N/A | #N/A | #N/A | #N/A | #N/A | #N/A | #N/A | #N/A | [7 empty] | 232 | #N/A | #N/A | #N/A | #N/A | #N/A | #N/A | #N/A | #N/A | #N/A | #N/A | #N/A | #N/A | #N/A | #N/A | #N/A
[34 empty] | 233 | #N/A | #N/A | #N/A | #N/A | #N/A | #N/A | #N/A | #N/A | #N/A | #N/A | #N/A | #N/A | #N/A | #N/A | #N/A | [7 empty] | 233 | #N/A | #N/A | #N/A | #N/A | #N/A | #N/A | #N/A | #N/A | #N/A | #N/A | #N/A | #N/A | #N/A | #N/A | #N/A
[34 empty] | 233 | #N/A | #N/A | #N/A | #N/A | #N/A | #N/A | #N/A | #N/A | #N/A | #N/A | #N/A | #N/A | #N/A | #N/A | #N/A | [7 empty] | 233 | #N/A | #N/A | #N/A | #N/A | #N/A | #N/A | #N/A | #N/A | #N/A | #N/A | #N/A | #N/A | #N/A | #N/A | #N/A
[34 empty] | 234 | #N/A | #N/A | #N/A | #N/A | #N/A | #N/A | #N/A | #N/A | #N/A | #N/A | #N/A | #N/A | #N/A | #N/A | #N/A | [7 empty] | 234 | #N/A | #N/A | #N/A | #N/A | #N/A | #N/A | #N/A | #N/A | #N/A | #N/A | #N/A | #N/A | #N/A | #N/A | #N/A
[34 empty] | 234 | #N/A | #N/A | #N/A | #N/A | #N/A | #N/A | #N/A | #N/A | #N/A | #N/A | #N/A | #N/A | #N/A | #N/A | #N/A | [7 empty] | 234 | #N/A | #N/A | #N/A | #N/A | #N/A | #N/A | #N/A | #N/A | #N/A | #N/A | #N/A | #N/A | #N/A | #N/A | #N/A
[34 empty] | 235 | #N/A | #N/A | #N/A | #N/A | #N/A | #N/A | #N/A | #N/A | #N/A | #N/A | #N/A | #N/A | #N/A | #N/A | #N/A | [7 empty] | 235 | #N/A | #N/A | #N/A | #N/A | #N/A | #N/A | #N/A | #N/A | #N/A | #N/A | #N/A | #N/A | #N/A | #N/A | #N/A
[34 empty] | 235 | #N/A | #N/A | #N/A | #N/A | #N/A | #N/A | #N/A | #N/A | #N/A | #N/A | #N/A | #N/A | #N/A | #N/A | #N/A | [7 empty] | 235 | #N/A | #N/A | #N/A | #N/A | #N/A | #N/A | #N/A | #N/A | #N/A | #N/A | #N/A | #N/A | #N/A | #N/A | #N/A
[34 empty] | 236 | #N/A | #N/A | #N/A | #N/A | #N/A | #N/A | #N/A | #N/A | #N/A | #N/A | #N/A | #N/A | #N/A | #N/A | #N/A | [7 empty] | 236 | #N/A | #N/A | #N/A | #N/A | #N/A | #N/A | #N/A | #N/A | #N/A | #N/A | #N/A | #N/A | #N/A | #N/A | #N/A
[34 empty] | 236 | #N/A | #N/A | #N/A | #N/A | #N/A | #N/A | #N/A | #N/A | #N/A | #N/A | #N/A | #N/A | #N/A | #N/A | #N/A | [7 empty] | 236 | #N/A | #N/A | #N/A | #N/A | #N/A | #N/A | #N/A | #N/A | #N/A | #N/A | #N/A | #N/A | #N/A | #N/A | #N/A
[34 empty] | 237 | #N/A | #N/A | #N/A | #N/A | #N/A | #N/A | #N/A | #N/A | #N/A | #N/A | #N/A | #N/A | #N/A | #N/A | #N/A | [7 empty] | 237 | #N/A | #N/A | #N/A | #N/A | #N/A | #N/A | #N/A | #N/A | #N/A | #N/A | #N/A | #N/A | #N/A | #N/A | #N/A
[34 empty] | 237 | #N/A | #N/A | #N/A | #N/A | #N/A | #N/A | #N/A | #N/A | #N/A | #N/A | #N/A | #N/A | #N/A | #N/A | #N/A | [7 empty] | 237 | #N/A | #N/A | #N/A | #N/A | #N/A | #N/A | #N/A | #N/A | #N/A | #N/A | #N/A | #N/A | #N/A | #N/A | #N/A
[34 empty] | 238 | #N/A | #N/A | #N/A | #N/A | #N/A | #N/A | #N/A | #N/A | #N/A | #N/A | #N/A | #N/A | #N/A | #N/A | #N/A | [7 empty] | 238 | #N/A | #N/A | #N/A | #N/A | #N/A | #N/A | #N/A | #N/A | #N/A | #N/A | #N/A | #N/A | #N/A | #N/A | #N/A
[34 empty] | 238 | #N/A | #N/A | #N/A | #N/A | #N/A | #N/A | #N/A | #N/A | #N/A | #N/A | #N/A | #N/A | #N/A | #N/A | #N/A | [7 empty] | 238 | #N/A | #N/A | #N/A | #N/A | #N/A | #N/A | #N/A | #N/A | #N/A | #N/A | #N/A | #N/A | #N/A | #N/A | #N/A
[34 empty] | 239 | #N/A | #N/A | #N/A | #N/A | #N/A | #N/A | #N/A | #N/A | #N/A | #N/A | #N/A | #N/A | #N/A | #N/A | #N/A | [7 empty] | 239 | #N/A | #N/A | #N/A | #N/A | #N/A | #N/A | #N/A | #N/A | #N/A | #N/A | #N/A | #N/A | #N/A | #N/A | #N/A
[34 empty] | 239 | #N/A | #N/A | #N/A | #N/A | #N/A | #N/A | #N/A | #N/A | #N/A | #N/A | #N/A | #N/A | #N/A | #N/A | #N/A | [7 empty] | 239 | #N/A | #N/A | #N/A | #N/A | #N/A | #N/A | #N/A | #N/A | #N/A | #N/A | #N/A | #N/A | #N/A | #N/A | #N/A
[34 empty] | 240 | #N/A | #N/A | #N/A | #N/A | #N/A | #N/A | #N/A | #N/A | #N/A | #N/A | #N/A | #N/A | #N/A | #N/A | #N/A | [7 empty] | 240 | #N/A | #N/A | #N/A | #N/A | #N/A | #N/A | #N/A | #N/A | #N/A | #N/A | #N/A | #N/A | #N/A | #N/A | #N/A
[34 empty] | 240 | #N/A | #N/A | #N/A | #N/A | #N/A | #N/A | #N/A | #N/A | #N/A | #N/A | #N/A | #N/A | #N/A | #N/A | #N/A | [7 empty] | 240 | #N/A | #N/A | #N/A | #N/A | #N/A | #N/A | #N/A | #N/A | #N/A | #N/A | #N/A | #N/A | #N/A | #N/A | #N/A
[34 empty] | 241 | #N/A | #N/A | #N/A | #N/A | #N/A | #N/A | #N/A | #N/A | #N/A | #N/A | #N/A | #N/A | #N/A | #N/A | #N/A | [7 empty] | 241 | #N/A | #N/A | #N/A | #N/A | #N/A | #N/A | #N/A | #N/A | #N/A | #N/A | #N/A | #N/A | #N/A | #N/A | #N/A
[34 empty] | 241 | #N/A | #N/A | #N/A | #N/A | #N/A | #N/A | #N/A | #N/A | #N/A | #N/A | #N/A | #N/A | #N/A | #N/A | #N/A | [7 empty] | 241 | #N/A | #N/A | #N/A | #N/A | #N/A | #N/A | #N/A | #N/A | #N/A | #N/A | #N/A | #N/A | #N/A | #N/A | #N/A
[34 empty] | 242 | #N/A | #N/A | #N/A | #N/A | #N/A | #N/A | #N/A | #N/A | #N/A | #N/A | #N/A | #N/A | #N/A | #N/A | #N/A | [7 empty] | 242 | #N/A | #N/A | #N/A | #N/A | #N/A | #N/A | #N/A | #N/A | #N/A | #N/A | #N/A | #N/A | #N/A | #N/A | #N/A
[34 empty] | 242 | #N/A | #N/A | #N/A | #N/A | #N/A | #N/A | #N/A | #N/A | #N/A | #N/A | #N/A | #N/A | #N/A | #N/A | #N/A | [7 empty] | 242 | #N/A | #N/A | #N/A | #N/A | #N/A | #N/A | #N/A | #N/A | #N/A | #N/A | #N/A | #N/A | #N/A | #N/A | #N/A
[34 empty] | 243 | #N/A | #N/A | #N/A | #N/A | #N/A | #N/A | #N/A | #N/A | #N/A | #N/A | #N/A | #N/A | #N/A | #N/A | #N/A | [7 empty] | 243 | #N/A | #N/A | #N/A | #N/A | #N/A | #N/A | #N/A | #N/A | #N/A | #N/A | #N/A | #N/A | #N/A | #N/A | #N/A
[34 empty] | 243 | #N/A | #N/A | #N/A | #N/A | #N/A | #N/A | #N/A | #N/A | #N/A | #N/A | #N/A | #N/A | #N/A | #N/A | #N/A | [7 empty] | 243 | #N/A | #N/A | #N/A | #N/A | #N/A | #N/A | #N/A | #N/A | #N/A | #N/A | #N/A | #N/A | #N/A | #N/A | #N/A
[34 empty] | 244 | #N/A | #N/A | #N/A | #N/A | #N/A | #N/A | #N/A | #N/A | #N/A | #N/A | #N/A | #N/A | #N/A | #N/A | #N/A | [7 empty] | 244 | #N/A | #N/A | #N/A | #N/A | #N/A | #N/A | #N/A | #N/A | #N/A | #N/A | #N/A | #N/A | #N/A | #N/A | #N/A
[34 empty] | 244 | #N/A | #N/A | #N/A | #N/A | #N/A | #N/A | #N/A | #N/A | #N/A | #N/A | #N/A | #N/A | #N/A | #N/A | #N/A | [7 empty] | 244 | #N/A | #N/A | #N/A | #N/A | #N/A | #N/A | #N/A | #N/A | #N/A | #N/A | #N/A | #N/A | #N/A | #N/A | #N/A
[34 empty] | 245 | #N/A | #N/A | #N/A | #N/A | #N/A | #N/A | #N/A | #N/A | #N/A | #N/A | #N/A | #N/A | #N/A | #N/A | #N/A | [7 empty] | 245 | #N/A | #N/A | #N/A | #N/A | #N/A | #N/A | #N/A | #N/A | #N/A | #N/A | #N/A | #N/A | #N/A | #N/A | #N/A
[34 empty] | 245 | #N/A | #N/A | #N/A | #N/A | #N/A | #N/A | #N/A | #N/A | #N/A | #N/A | #N/A | #N/A | #N/A | #N/A | #N/A | [7 empty] | 245 | #N/A | #N/A | #N/A | #N/A | #N/A | #N/A | #N/A | #N/A | #N/A | #N/A | #N/A | #N/A | #N/A | #N/A | #N/A
[34 empty] | 246 | #N/A | #N/A | #N/A | #N/A | #N/A | #N/A | #N/A | #N/A | #N/A | #N/A | #N/A | #N/A | #N/A | #N/A | #N/A | [7 empty] | 246 | #N/A | #N/A | #N/A | #N/A | #N/A | #N/A | #N/A | #N/A | #N/A | #N/A | #N/A | #N/A | #N/A | #N/A | #N/A
[34 empty] | 246 | #N/A | #N/A | #N/A | #N/A | #N/A | #N/A | #N/A | #N/A | #N/A | #N/A | #N/A | #N/A | #N/A | #N/A | #N/A | [7 empty] | 246 | #N/A | #N/A | #N/A | #N/A | #N/A | #N/A | #N/A | #N/A | #N/A | #N/A | #N/A | #N/A | #N/A | #N/A | #N/A
[34 empty] | 247 | #N/A | #N/A | #N/A | #N/A | #N/A | #N/A | #N/A | #N/A | #N/A | #N/A | #N/A | #N/A | #N/A | #N/A | #N/A | [7 empty] | 247 | #N/A | #N/A | #N/A | #N/A | #N/A | #N/A | #N/A | #N/A | #N/A | #N/A | #N/A | #N/A | #N/A | #N/A | #N/A
[34 empty] | 247 | #N/A | #N/A | #N/A | #N/A | #N/A | #N/A | #N/A | #N/A | #N/A | #N/A | #N/A | #N/A | #N/A | #N/A | #N/A | [7 empty] | 247 | #N/A | #N/A | #N/A | #N/A | #N/A | #N/A | #N/A | #N/A | #N/A | #N/A | #N/A | #N/A | #N/A | #N/A | #N/A
[34 empty] | 248 | #N/A | #N/A | #N/A | #N/A | #N/A | #N/A | #N/A | #N/A | #N/A | #N/A | #N/A | #N/A | #N/A | #N/A | #N/A | [7 empty] | 248 | #N/A | #N/A | #N/A | #N/A | #N/A | #N/A | #N/A | #N/A | #N/A | #N/A | #N/A | #N/A | #N/A | #N/A | #N/A
[34 empty] | 248 | #N/A | #N/A | #N/A | #N/A | #N/A | #N/A | #N/A | #N/A | #N/A | #N/A | #N/A | #N/A | #N/A | #N/A | #N/A | [7 empty] | 248 | #N/A | #N/A | #N/A | #N/A | #N/A | #N/A | #N/A | #N/A | #N/A | #N/A | #N/A | #N/A | #N/A | #N/A | #N/A
[34 empty] | 249 | #N/A | #N/A | #N/A | #N/A | #N/A | #N/A | #N/A | #N/A | #N/A | #N/A | #N/A | #N/A | #N/A | #N/A | #N/A | [7 empty] | 249 | #N/A | #N/A | #N/A | #N/A | #N/A | #N/A | #N/A | #N/A | #N/A | #N/A | #N/A | #N/A | #N/A | #N/A | #N/A
[34 empty] | 249 | #N/A | #N/A | #N/A | #N/A | #N/A | #N/A | #N/A | #N/A | #N/A | #N/A | #N/A | #N/A | #N/A | #N/A | #N/A | [7 empty] | 249 | #N/A | #N/A | #N/A | #N/A | #N/A | #N/A | #N/A | #N/A | #N/A | #N/A | #N/A | #N/A | #N/A | #N/A | #N/A
[34 empty] | 250 | #N/A | #N/A | #N/A | #N/A | #N/A | #N/A | #N/A | #N/A | #N/A | #N/A | #N/A | #N/A | #N/A | #N/A | #N/A | [7 empty] | 250 | #N/A | #N/A | #N/A | #N/A | #N/A | #N/A | #N/A | #N/A | #N/A | #N/A | #N/A | #N/A | #N/A | #N/A | #N/A
[34 empty] | 250 | #N/A | #N/A | #N/A | #N/A | #N/A | #N/A | #N/A | #N/A | #N/A | #N/A | #N/A | #N/A | #N/A | #N/A | #N/A | [7 empty] | 250 | #N/A | #N/A | #N/A | #N/A | #N/A | #N/A | #N/A | #N/A | #N/A | #N/A | #N/A | #N/A | #N/A | #N/A | #N/A
[34 empty] | 251 | #N/A | #N/A | #N/A | #N/A | #N/A | #N/A | #N/A | #N/A | #N/A | #N/A | #N/A | #N/A | #N/A | #N/A | #N/A | [7 empty] | 251 | #N/A | #N/A | #N/A | #N/A | #N/A | #N/A | #N/A | #N/A | #N/A | #N/A | #N/A | #N/A | #N/A | #N/A | #N/A
[34 empty] | 251 | #N/A | #N/A | #N/A | #N/A | #N/A | #N/A | #N/A | #N/A | #N/A | #N/A | #N/A | #N/A | #N/A | #N/A | #N/A | [7 empty] | 251 | #N/A | #N/A | #N/A | #N/A | #N/A | #N/A | #N/A | #N/A | #N/A | #N/A | #N/A | #N/A | #N/A | #N/A | #N/A
[34 empty] | 252 | #N/A | #N/A | #N/A | #N/A | #N/A | #N/A | #N/A | #N/A | #N/A | #N/A | #N/A | #N/A | #N/A | #N/A | #N/A | [7 empty] | 252 | #N/A | #N/A | #N/A | #N/A | #N/A | #N/A | #N/A | #N/A | #N/A | #N/A | #N/A | #N/A | #N/A | #N/A | #N/A
[34 empty] | 252 | #N/A | #N/A | #N/A | #N/A | #N/A | #N/A | #N/A | #N/A | #N/A | #N/A | #N/A | #N/A | #N/A | #N/A | #N/A | [7 empty] | 252 | #N/A | #N/A | #N/A | #N/A | #N/A | #N/A | #N/A | #N/A | #N/A | #N/A | #N/A | #N/A | #N/A | #N/A | #N/A
[34 empty] | 253 | #N/A | #N/A | #N/A | #N/A | #N/A | #N/A | #N/A | #N/A | #N/A | #N/A | #N/A | #N/A | #N/A | #N/A | #N/A | [7 empty] | 253 | #N/A | #N/A | #N/A | #N/A | #N/A | #N/A | #N/A | #N/A | #N/A | #N/A | #N/A | #N/A | #N/A | #N/A | #N/A
[34 empty] | 253 | #N/A | #N/A | #N/A | #N/A | #N/A | #N/A | #N/A | #N/A | #N/A | #N/A | #N/A | #N/A | #N/A | #N/A | #N/A | [7 empty] | 253 | #N/A | #N/A | #N/A | #N/A | #N/A | #N/A | #N/A | #N/A | #N/A | #N/A | #N/A | #N/A | #N/A | #N/A | #N/A
[34 empty] | 254 | #N/A | #N/A | #N/A | #N/A | #N/A | #N/A | #N/A | #N/A | #N/A | #N/A | #N/A | #N/A | #N/A | #N/A | #N/A | [7 empty] | 254 | #N/A | #N/A | #N/A | #N/A | #N/A | #N/A | #N/A | #N/A | #N/A | #N/A | #N/A | #N/A | #N/A | #N/A | #N/A
[34 empty] | 254 | #N/A | #N/A | #N/A | #N/A | #N/A | #N/A | #N/A | #N/A | #N/A | #N/A | #N/A | #N/A | #N/A | #N/A | #N/A | [7 empty] | 254 | #N/A | #N/A | #N/A | #N/A | #N/A | #N/A | #N/A | #N/A | #N/A | #N/A | #N/A | #N/A | #N/A | #N/A | #N/A
[34 empty] | 255 | #N/A | #N/A | #N/A | #N/A | #N/A | #N/A | #N/A | #N/A | #N/A | #N/A | #N/A | #N/A | #N/A | #N/A | #N/A | [7 empty] | 255 | #N/A | #N/A | #N/A | #N/A | #N/A | #N/A | #N/A | #N/A | #N/A | #N/A | #N/A | #N/A | #N/A | #N/A | #N/A
[34 empty] | 255 | #N/A | #N/A | #N/A | #N/A | #N/A | #N/A | #N/A | #N/A | #N/A | #N/A | #N/A | #N/A | #N/A | #N/A | #N/A | [7 empty] | 255 | #N/A | #N/A | #N/A | #N/A | #N/A | #N/A | #N/A | #N/A | #N/A | #N/A | #N/A | #N/A | #N/A | #N/A | #N/A
[34 empty] | 256 | #N/A | #N/A | #N/A | #N/A | #N/A | #N/A | #N/A | #N/A | #N/A | #N/A | #N/A | #N/A | #N/A | #N/A | #N/A | [7 empty] | 256 | #N/A | #N/A | #N/A | #N/A | #N/A | #N/A | #N/A | #N/A | #N/A | #N/A | #N/A | #N/A | #N/A | #N/A | #N/A
[34 empty] | 256 | #N/A | #N/A | #N/A | #N/A | #N/A | #N/A | #N/A | #N/A | #N/A | #N/A | #N/A | #N/A | #N/A | #N/A | #N/A | [7 empty] | 256 | #N/A | #N/A | #N/A | #N/A | #N/A | #N/A | #N/A | #N/A | #N/A | #N/A | #N/A | #N/A | #N/A | #N/A | #N/A
[34 empty] | 257 | #N/A | #N/A | #N/A | #N/A | #N/A | #N/A | #N/A | #N/A | #N/A | #N/A | #N/A | #N/A | #N/A | #N/A | #N/A | [7 empty] | 257 | #N/A | #N/A | #N/A | #N/A | #N/A | #N/A | #N/A | #N/A | #N/A | #N/A | #N/A | #N/A | #N/A | #N/A | #N/A
[34 empty] | 257 | #N/A | #N/A | #N/A | #N/A | #N/A | #N/A | #N/A | #N/A | #N/A | #N/A | #N/A | #N/A | #N/A | #N/A | #N/A | [7 empty] | 257 | #N/A | #N/A | #N/A | #N/A | #N/A | #N/A | #N/A | #N/A | #N/A | #N/A | #N/A | #N/A | #N/A | #N/A | #N/A
[34 empty] | 258 | #N/A | #N/A | #N/A | #N/A | #N/A | #N/A | #N/A | #N/A | #N/A | #N/A | #N/A | #N/A | #N/A | #N/A | #N/A | [7 empty] | 258 | #N/A | #N/A | #N/A | #N/A | #N/A | #N/A | #N/A | #N/A | #N/A | #N/A | #N/A | #N/A | #N/A | #N/A | #N/A
[34 empty] | 258 | #N/A | #N/A | #N/A | #N/A | #N/A | #N/A | #N/A | #N/A | #N/A | #N/A | #N/A | #N/A | #N/A | #N/A | #N/A | [7 empty] | 258 | #N/A | #N/A | #N/A | #N/A | #N/A | #N/A | #N/A | #N/A | #N/A | #N/A | #N/A | #N/A | #N/A | #N/A | #N/A
[34 empty] | 259 | #N/A | #N/A | #N/A | #N/A | #N/A | #N/A | #N/A | #N/A | #N/A | #N/A | #N/A | #N/A | #N/A | #N/A | #N/A | [7 empty] | 259 | #N/A | #N/A | #N/A | #N/A | #N/A | #N/A | #N/A | #N/A | #N/A | #N/A | #N/A | #N/A | #N/A | #N/A | #N/A
[34 empty] | 259 | #N/A | #N/A | #N/A | #N/A | #N/A | #N/A | #N/A | #N/A | #N/A | #N/A | #N/A | #N/A | #N/A | #N/A | #N/A | [7 empty] | 259 | #N/A | #N/A | #N/A | #N/A | #N/A | #N/A | #N/A | #N/A | #N/A | #N/A | #N/A | #N/A | #N/A | #N/A | #N/A
[34 empty] | 260 | #N/A | #N/A | #N/A | #N/A | #N/A | #N/A | #N/A | #N/A | #N/A | #N/A | #N/A | #N/A | #N/A | #N/A | #N/A | [7 empty] | 260 | #N/A | #N/A | #N/A | #N/A | #N/A | #N/A | #N/A | #N/A | #N/A | #N/A | #N/A | #N/A | #N/A | #N/A | #N/A
[34 empty] | 260 | #N/A | #N/A | #N/A | #N/A | #N/A | #N/A | #N/A | #N/A | #N/A | #N/A | #N/A | #N/A | #N/A | #N/A | #N/A | [7 empty] | 260 | #N/A | #N/A | #N/A | #N/A | #N/A | #N/A | #N/A | #N/A | #N/A | #N/A | #N/A | #N/A | #N/A | #N/A | #N/A
[34 empty] | 261 | #N/A | #N/A | #N/A | #N/A | #N/A | #N/A | #N/A | #N/A | #N/A | #N/A | #N/A | #N/A | #N/A | #N/A | #N/A | [7 empty] | 261 | #N/A | #N/A | #N/A | #N/A | #N/A | #N/A | #N/A | #N/A | #N/A | #N/A | #N/A | #N/A | #N/A | #N/A | #N/A
[34 empty] | 261 | #N/A | #N/A | #N/A | #N/A | #N/A | #N/A | #N/A | #N/A | #N/A | #N/A | #N/A | #N/A | #N/A | #N/A | #N/A | [7 empty] | 261 | #N/A | #N/A | #N/A | #N/A | #N/A | #N/A | #N/A | #N/A | #N/A | #N/A | #N/A | #N/A | #N/A | #N/A | #N/A
[34 empty] | 262 | #N/A | #N/A | #N/A | #N/A | #N/A | #N/A | #N/A | #N/A | #N/A | #N/A | #N/A | #N/A | #N/A | #N/A | #N/A | [7 empty] | 262 | #N/A | #N/A | #N/A | #N/A | #N/A | #N/A | #N/A | #N/A | #N/A | #N/A | #N/A | #N/A | #N/A | #N/A | #N/A
[34 empty] | 262 | #N/A | #N/A | #N/A | #N/A | #N/A | #N/A | #N/A | #N/A | #N/A | #N/A | #N/A | #N/A | #N/A | #N/A | #N/A | [7 empty] | 262 | #N/A | #N/A | #N/A | #N/A | #N/A | #N/A | #N/A | #N/A | #N/A | #N/A | #N/A | #N/A | #N/A | #N/A | #N/A
[34 empty] | 263 | #N/A | #N/A | #N/A | #N/A | #N/A | #N/A | #N/A | #N/A | #N/A | #N/A | #N/A | #N/A | #N/A | #N/A | #N/A | [7 empty] | 263 | #N/A | #N/A | #N/A | #N/A | #N/A | #N/A | #N/A | #N/A | #N/A | #N/A | #N/A | #N/A | #N/A | #N/A | #N/A
[34 empty] | 263 | #N/A | #N/A | #N/A | #N/A | #N/A | #N/A | #N/A | #N/A | #N/A | #N/A | #N/A | #N/A | #N/A | #N/A | #N/A | [7 empty] | 263 | #N/A | #N/A | #N/A | #N/A | #N/A | #N/A | #N/A | #N/A | #N/A | #N/A | #N/A | #N/A | #N/A | #N/A | #N/A
[34 empty] | 264 | #N/A | #N/A | #N/A | #N/A | #N/A | #N/A | #N/A | #N/A | #N/A | #N/A | #N/A | #N/A | #N/A | #N/A | #N/A | [7 empty] | 264 | #N/A | #N/A | #N/A | #N/A | #N/A | #N/A | #N/A | #N/A | #N/A | #N/A | #N/A | #N/A | #N/A | #N/A | #N/A
[34 empty] | 264 | #N/A | #N/A | #N/A | #N/A | #N/A | #N/A | #N/A | #N/A | #N/A | #N/A | #N/A | #N/A | #N/A | #N/A | #N/A | [7 empty] | 264 | #N/A | #N/A | #N/A | #N/A | #N/A | #N/A | #N/A | #N/A | #N/A | #N/A | #N/A | #N/A | #N/A | #N/A | #N/A
[34 empty] | 265 | #N/A | #N/A | #N/A | #N/A | #N/A | #N/A | #N/A | #N/A | #N/A | #N/A | #N/A | #N/A | #N/A | #N/A | #N/A | [7 empty] | 265 | #N/A | #N/A | #N/A | #N/A | #N/A | #N/A | #N/A | #N/A | #N/A | #N/A | #N/A | #N/A | #N/A | #N/A | #N/A
[34 empty] | 265 | #N/A | #N/A | #N/A | #N/A | #N/A | #N/A | #N/A | #N/A | #N/A | #N/A | #N/A | #N/A | #N/A | #N/A | #N/A | [7 empty] | 265 | #N/A | #N/A | #N/A | #N/A | #N/A | #N/A | #N/A | #N/A | #N/A | #N/A | #N/A | #N/A | #N/A | #N/A | #N/A
[34 empty] | 266 | #N/A | #N/A | #N/A | #N/A | #N/A | #N/A | #N/A | #N/A | #N/A | #N/A | #N/A | #N/A | #N/A | #N/A | #N/A | [7 empty] | 266 | #N/A | #N/A | #N/A | #N/A | #N/A | #N/A | #N/A | #N/A | #N/A | #N/A | #N/A | #N/A | #N/A | #N/A | #N/A
[34 empty] | 266 | #N/A | #N/A | #N/A | #N/A | #N/A | #N/A | #N/A | #N/A | #N/A | #N/A | #N/A | #N/A | #N/A | #N/A | #N/A | [7 empty] | 266 | #N/A | #N/A | #N/A | #N/A | #N/A | #N/A | #N/A | #N/A | #N/A | #N/A | #N/A | #N/A | #N/A | #N/A | #N/A
[34 empty] | 267 | #N/A | #N/A | #N/A | #N/A | #N/A | #N/A | #N/A | #N/A | #N/A | #N/A | #N/A | #N/A | #N/A | #N/A | #N/A | [7 empty] | 267 | #N/A | #N/A | #N/A | #N/A | #N/A | #N/A | #N/A | #N/A | #N/A | #N/A | #N/A | #N/A | #N/A | #N/A | #N/A
[34 empty] | 267 | #N/A | #N/A | #N/A | #N/A | #N/A | #N/A | #N/A | #N/A | #N/A | #N/A | #N/A | #N/A | #N/A | #N/A | #N/A | [7 empty] | 267 | #N/A | #N/A | #N/A | #N/A | #N/A | #N/A | #N/A | #N/A | #N/A | #N/A | #N/A | #N/A | #N/A | #N/A | #N/A
[34 empty] | 268 | #N/A | #N/A | #N/A | #N/A | #N/A | #N/A | #N/A | #N/A | #N/A | #N/A | #N/A | #N/A | #N/A | #N/A | #N/A | [7 empty] | 268 | #N/A | #N/A | #N/A | #N/A | #N/A | #N/A | #N/A | #N/A | #N/A | #N/A | #N/A | #N/A | #N/A | #N/A | #N/A
[34 empty] | 268 | #N/A | #N/A | #N/A | #N/A | #N/A | #N/A | #N/A | #N/A | #N/A | #N/A | #N/A | #N/A | #N/A | #N/A | #N/A | [7 empty] | 268 | #N/A | #N/A | #N/A | #N/A | #N/A | #N/A | #N/A | #N/A | #N/A | #N/A | #N/A | #N/A | #N/A | #N/A | #N/A
[34 empty] | 269 | #N/A | #N/A | #N/A | #N/A | #N/A | #N/A | #N/A | #N/A | #N/A | #N/A | #N/A | #N/A | #N/A | #N/A | #N/A | [7 empty] | 269 | #N/A | #N/A | #N/A | #N/A | #N/A | #N/A | #N/A | #N/A | #N/A | #N/A | #N/A | #N/A | #N/A | #N/A | #N/A
[34 empty] | 269 | #N/A | #N/A | #N/A | #N/A | #N/A | #N/A | #N/A | #N/A | #N/A | #N/A | #N/A | #N/A | #N/A | #N/A | #N/A | [7 empty] | 269 | #N/A | #N/A | #N/A | #N/A | #N/A | #N/A | #N/A | #N/A | #N/A | #N/A | #N/A | #N/A | #N/A | #N/A | #N/A
[34 empty] | 270 | #N/A | #N/A | #N/A | #N/A | #N/A | #N/A | #N/A | #N/A | #N/A | #N/A | #N/A | #N/A | #N/A | #N/A | #N/A | [7 empty] | 270 | #N/A | #N/A | #N/A | #N/A | #N/A | #N/A | #N/A | #N/A | #N/A | #N/A | #N/A | #N/A | #N/A | #N/A | #N/A
[34 empty] | 270 | #N/A | #N/A | #N/A | #N/A | #N/A | #N/A | #N/A | #N/A | #N/A | #N/A | #N/A | #N/A | #N/A | #N/A | #N/A | [7 empty] | 270 | #N/A | #N/A | #N/A | #N/A | #N/A | #N/A | #N/A | #N/A | #N/A | #N/A | #N/A | #N/A | #N/A | #N/A | #N/A
[34 empty] | 271 | #N/A | #N/A | #N/A | #N/A | #N/A | #N/A | #N/A | #N/A | #N/A | #N/A | #N/A | #N/A | #N/A | #N/A | #N/A | [7 empty] | 271 | #N/A | #N/A | #N/A | #N/A | #N/A | #N/A | #N/A | #N/A | #N/A | #N/A | #N/A | #N/A | #N/A | #N/A | #N/A
[34 empty] | 271 | #N/A | #N/A | #N/A | #N/A | #N/A | #N/A | #N/A | #N/A | #N/A | #N/A | #N/A | #N/A | #N/A | #N/A | #N/A | [7 empty] | 271 | #N/A | #N/A | #N/A | #N/A | #N/A | #N/A | #N/A | #N/A | #N/A | #N/A | #N/A | #N/A | #N/A | #N/A | #N/A
[34 empty] | 272 | #N/A | #N/A | #N/A | #N/A | #N/A | #N/A | #N/A | #N/A | #N/A | #N/A | #N/A | #N/A | #N/A | #N/A | #N/A | [7 empty] | 272 | #N/A | #N/A | #N/A | #N/A | #N/A | #N/A | #N/A | #N/A | #N/A | #N/A | #N/A | #N/A | #N/A | #N/A | #N/A
[34 empty] | 272 | #N/A | #N/A | #N/A | #N/A | #N/A | #N/A | #N/A | #N/A | #N/A | #N/A | #N/A | #N/A | #N/A | #N/A | #N/A | [7 empty] | 272 | #N/A | #N/A | #N/A | #N/A | #N/A | #N/A | #N/A | #N/A | #N/A | #N/A | #N/A | #N/A | #N/A | #N/A | #N/A
[34 empty] | 273 | #N/A | #N/A | #N/A | #N/A | #N/A | #N/A | #N/A | #N/A | #N/A | #N/A | #N/A | #N/A | #N/A | #N/A | #N/A | [7 empty] | 273 | #N/A | #N/A | #N/A | #N/A | #N/A | #N/A | #N/A | #N/A | #N/A | #N/A | #N/A | #N/A | #N/A | #N/A | #N/A
[34 empty] | 273 | #N/A | #N/A | #N/A | #N/A | #N/A | #N/A | #N/A | #N/A | #N/A | #N/A | #N/A | #N/A | #N/A | #N/A | #N/A | [7 empty] | 273 | #N/A | #N/A | #N/A | #N/A | #N/A | #N/A | #N/A | #N/A | #N/A | #N/A | #N/A | #N/A | #N/A | #N/A | #N/A
[34 empty] | 274 | #N/A | #N/A | #N/A | #N/A | #N/A | #N/A | #N/A | #N/A | #N/A | #N/A | #N/A | #N/A | #N/A | #N/A | #N/A | [7 empty] | 274 | #N/A | #N/A | #N/A | #N/A | #N/A | #N/A | #N/A | #N/A | #N/A | #N/A | #N/A | #N/A | #N/A | #N/A | #N/A
[34 empty] | 274 | #N/A | #N/A | #N/A | #N/A | #N/A | #N/A | #N/A | #N/A | #N/A | #N/A | #N/A | #N/A | #N/A | #N/A | #N/A | [7 empty] | 274 | #N/A | #N/A | #N/A | #N/A | #N/A | #N/A | #N/A | #N/A | #N/A | #N/A | #N/A | #N/A | #N/A | #N/A | #N/A
[34 empty] | 275 | #N/A | #N/A | #N/A | #N/A | #N/A | #N/A | #N/A | #N/A | #N/A | #N/A | #N/A | #N/A | #N/A | #N/A | #N/A | [7 empty] | 275 | #N/A | #N/A | #N/A | #N/A | #N/A | #N/A | #N/A | #N/A | #N/A | #N/A | #N/A | #N/A | #N/A | #N/A | #N/A
[34 empty] | 275 | #N/A | #N/A | #N/A | #N/A | #N/A | #N/A | #N/A | #N/A | #N/A | #N/A | #N/A | #N/A | #N/A | #N/A | #N/A | [7 empty] | 275 | #N/A | #N/A | #N/A | #N/A | #N/A | #N/A | #N/A | #N/A | #N/A | #N/A | #N/A | #N/A | #N/A | #N/A | #N/A
[34 empty] | 276 | #N/A | #N/A | #N/A | #N/A | #N/A | #N/A | #N/A | #N/A | #N/A | #N/A | #N/A | #N/A | #N/A | #N/A | #N/A | [7 empty] | 276 | #N/A | #N/A | #N/A | #N/A | #N/A | #N/A | #N/A | #N/A | #N/A | #N/A | #N/A | #N/A | #N/A | #N/A | #N/A
[34 empty] | 276 | #N/A | #N/A | #N/A | #N/A | #N/A | #N/A | #N/A | #N/A | #N/A | #N/A | #N/A | #N/A | #N/A | #N/A | #N/A | [7 empty] | 276 | #N/A | #N/A | #N/A | #N/A | #N/A | #N/A | #N/A | #N/A | #N/A | #N/A | #N/A | #N/A | #N/A | #N/A | #N/A
[34 empty] | 277 | #N/A | #N/A | #N/A | #N/A | #N/A | #N/A | #N/A | #N/A | #N/A | #N/A | #N/A | #N/A | #N/A | #N/A | #N/A | [7 empty] | 277 | #N/A | #N/A | #N/A | #N/A | #N/A | #N/A | #N/A | #N/A | #N/A | #N/A | #N/A | #N/A | #N/A | #N/A | #N/A
[34 empty] | 277 | #N/A | #N/A | #N/A | #N/A | #N/A | #N/A | #N/A | #N/A | #N/A | #N/A | #N/A | #N/A | #N/A | #N/A | #N/A | [7 empty] | 277 | #N/A | #N/A | #N/A | #N/A | #N/A | #N/A | #N/A | #N/A | #N/A | #N/A | #N/A | #N/A | #N/A | #N/A | #N/A
[34 empty] | 278 | #N/A | #N/A | #N/A | #N/A | #N/A | #N/A | #N/A | #N/A | #N/A | #N/A | #N/A | #N/A | #N/A | #N/A | #N/A | [7 empty] | 278 | #N/A | #N/A | #N/A | #N/A | #N/A | #N/A | #N/A | #N/A | #N/A | #N/A | #N/A | #N/A | #N/A | #N/A | #N/A
[34 empty] | 278 | #N/A | #N/A | #N/A | #N/A | #N/A | #N/A | #N/A | #N/A | #N/A | #N/A | #N/A | #N/A | #N/A | #N/A | #N/A | [7 empty] | 278 | #N/A | #N/A | #N/A | #N/A | #N/A | #N/A | #N/A | #N/A | #N/A | #N/A | #N/A | #N/A | #N/A | #N/A | #N/A
[34 empty] | 279 | #N/A | #N/A | #N/A | #N/A | #N/A | #N/A | #N/A | #N/A | #N/A | #N/A | #N/A | #N/A | #N/A | #N/A | #N/A | [7 empty] | 279 | #N/A | #N/A | #N/A | #N/A | #N/A | #N/A | #N/A | #N/A | #N/A | #N/A | #N/A | #N/A | #N/A | #N/A | #N/A
[34 empty] | 279 | #N/A | #N/A | #N/A | #N/A | #N/A | #N/A | #N/A | #N/A | #N/A | #N/A | #N/A | #N/A | #N/A | #N/A | #N/A | [7 empty] | 279 | #N/A | #N/A | #N/A | #N/A | #N/A | #N/A | #N/A | #N/A | #N/A | #N/A | #N/A | #N/A | #N/A | #N/A | #N/A
[34 empty] | 280 | #N/A | #N/A | #N/A | #N/A | #N/A | #N/A | #N/A | #N/A | #N/A | #N/A | #N/A | #N/A | #N/A | #N/A | #N/A | [7 empty] | 280 | #N/A | #N/A | #N/A | #N/A | #N/A | #N/A | #N/A | #N/A | #N/A | #N/A | #N/A | #N/A | #N/A | #N/A | #N/A
[34 empty] | 280 | #N/A | #N/A | #N/A | #N/A | #N/A | #N/A | #N/A | #N/A | #N/A | #N/A | #N/A | #N/A | #N/A | #N/A | #N/A | [7 empty] | 280 | #N/A | #N/A | #N/A | #N/A | #N/A | #N/A | #N/A | #N/A | #N/A | #N/A | #N/A | #N/A | #N/A | #N/A | #N/A
[34 empty] | 281 | #N/A | #N/A | #N/A | #N/A | #N/A | #N/A | #N/A | #N/A | #N/A | #N/A | #N/A | #N/A | #N/A | #N/A | #N/A | [7 empty] | 281 | #N/A | #N/A | #N/A | #N/A | #N/A | #N/A | #N/A | #N/A | #N/A | #N/A | #N/A | #N/A | #N/A | #N/A | #N/A
[34 empty] | 281 | #N/A | #N/A | #N/A | #N/A | #N/A | #N/A | #N/A | #N/A | #N/A | #N/A | #N/A | #N/A | #N/A | #N/A | #N/A | [7 empty] | 281 | #N/A | #N/A | #N/A | #N/A | #N/A | #N/A | #N/A | #N/A | #N/A | #N/A | #N/A | #N/A | #N/A | #N/A | #N/A
[34 empty] | 282 | #N/A | #N/A | #N/A | #N/A | #N/A | #N/A | #N/A | #N/A | #N/A | #N/A | #N/A | #N/A | #N/A | #N/A | #N/A | [7 empty] | 282 | #N/A | #N/A | #N/A | #N/A | #N/A | #N/A | #N/A | #N/A | #N/A | #N/A | #N/A | #N/A | #N/A | #N/A | #N/A
[34 empty] | 282 | #N/A | #N/A | #N/A | #N/A | #N/A | #N/A | #N/A | #N/A | #N/A | #N/A | #N/A | #N/A | #N/A | #N/A | #N/A | [7 empty] | 282 | #N/A | #N/A | #N/A | #N/A | #N/A | #N/A | #N/A | #N/A | #N/A | #N/A | #N/A | #N/A | #N/A | #N/A | #N/A
[34 empty] | 283 | #N/A | #N/A | #N/A | #N/A | #N/A | #N/A | #N/A | #N/A | #N/A | #N/A | #N/A | #N/A | #N/A | #N/A | #N/A | [7 empty] | 283 | #N/A | #N/A | #N/A | #N/A | #N/A | #N/A | #N/A | #N/A | #N/A | #N/A | #N/A | #N/A | #N/A | #N/A | #N/A
[34 empty] | 283 | #N/A | #N/A | #N/A | #N/A | #N/A | #N/A | #N/A | #N/A | #N/A | #N/A | #N/A | #N/A | #N/A | #N/A | #N/A | [7 empty] | 283 | #N/A | #N/A | #N/A | #N/A | #N/A | #N/A | #N/A | #N/A | #N/A | #N/A | #N/A | #N/A | #N/A | #N/A | #N/A
[34 empty] | 284 | #N/A | #N/A | #N/A | #N/A | #N/A | #N/A | #N/A | #N/A | #N/A | #N/A | #N/A | #N/A | #N/A | #N/A | #N/A | [7 empty] | 284 | #N/A | #N/A | #N/A | #N/A | #N/A | #N/A | #N/A | #N/A | #N/A | #N/A | #N/A | #N/A | #N/A | #N/A | #N/A
[34 empty] | 284 | #N/A | #N/A | #N/A | #N/A | #N/A | #N/A | #N/A | #N/A | #N/A | #N/A | #N/A | #N/A | #N/A | #N/A | #N/A | [7 empty] | 284 | #N/A | #N/A | #N/A | #N/A | #N/A | #N/A | #N/A | #N/A | #N/A | #N/A | #N/A | #N/A | #N/A | #N/A | #N/A
[34 empty] | 285 | #N/A | #N/A | #N/A | #N/A | #N/A | #N/A | #N/A | #N/A | #N/A | #N/A | #N/A | #N/A | #N/A | #N/A | #N/A | [7 empty] | 285 | #N/A | #N/A | #N/A | #N/A | #N/A | #N/A | #N/A | #N/A | #N/A | #N/A | #N/A | #N/A | #N/A | #N/A | #N/A
[34 empty] | 285 | #N/A | #N/A | #N/A | #N/A | #N/A | #N/A | #N/A | #N/A | #N/A | #N/A | #N/A | #N/A | #N/A | #N/A | #N/A | [7 empty] | 285 | #N/A | #N/A | #N/A | #N/A | #N/A | #N/A | #N/A | #N/A | #N/A | #N/A | #N/A | #N/A | #N/A | #N/A | #N/A
[34 empty] | 286 | #N/A | #N/A | #N/A | #N/A | #N/A | #N/A | #N/A | #N/A | #N/A | #N/A | #N/A | #N/A | #N/A | #N/A | #N/A | [7 empty] | 286 | #N/A | #N/A | #N/A | #N/A | #N/A | #N/A | #N/A | #N/A | #N/A | #N/A | #N/A | #N/A | #N/A | #N/A | #N/A
[34 empty] | 286 | #N/A | #N/A | #N/A | #N/A | #N/A | #N/A | #N/A | #N/A | #N/A | #N/A | #N/A | #N/A | #N/A | #N/A | #N/A | [7 empty] | 286 | #N/A | #N/A | #N/A | #N/A | #N/A | #N/A | #N/A | #N/A | #N/A | #N/A | #N/A | #N/A | #N/A | #N/A | #N/A
[34 empty] | 287 | #N/A | #N/A | #N/A | #N/A | #N/A | #N/A | #N/A | #N/A | #N/A | #N/A | #N/A | #N/A | #N/A | #N/A | #N/A | [7 empty] | 287 | #N/A | #N/A | #N/A | #N/A | #N/A | #N/A | #N/A | #N/A | #N/A | #N/A | #N/A | #N/A | #N/A | #N/A | #N/A
[34 empty] | 287 | #N/A | #N/A | #N/A | #N/A | #N/A | #N/A | #N/A | #N/A | #N/A | #N/A | #N/A | #N/A | #N/A | #N/A | #N/A | [7 empty] | 287 | #N/A | #N/A | #N/A | #N/A | #N/A | #N/A | #N/A | #N/A | #N/A | #N/A | #N/A | #N/A | #N/A | #N/A | #N/A
[34 empty] | 288 | #N/A | #N/A | #N/A | #N/A | #N/A | #N/A | #N/A | #N/A | #N/A | #N/A | #N/A | #N/A | #N/A | #N/A | #N/A | [7 empty] | 288 | #N/A | #N/A | #N/A | #N/A | #N/A | #N/A | #N/A | #N/A | #N/A | #N/A | #N/A | #N/A | #N/A | #N/A | #N/A
[34 empty] | 288 | #N/A | #N/A | #N/A | #N/A | #N/A | #N/A | #N/A | #N/A | #N/A | #N/A | #N/A | #N/A | #N/A | #N/A | #N/A | [7 empty] | 288 | #N/A | #N/A | #N/A | #N/A | #N/A | #N/A | #N/A | #N/A | #N/A | #N/A | #N/A | #N/A | #N/A | #N/A | #N/A
[34 empty] | 289 | #N/A | #N/A | #N/A | #N/A | #N/A | #N/A | #N/A | #N/A | #N/A | #N/A | #N/A | #N/A | #N/A | #N/A | #N/A | [7 empty] | 289 | #N/A | #N/A | #N/A | #N/A | #N/A | #N/A | #N/A | #N/A | #N/A | #N/A | #N/A | #N/A | #N/A | #N/A | #N/A
[34 empty] | 289 | #N/A | #N/A | #N/A | #N/A | #N/A | #N/A | #N/A | #N/A | #N/A | #N/A | #N/A | #N/A | #N/A | #N/A | #N/A | [7 empty] | 289 | #N/A | #N/A | #N/A | #N/A | #N/A | #N/A | #N/A | #N/A | #N/A | #N/A | #N/A | #N/A | #N/A | #N/A | #N/A
[34 empty] | 290 | #N/A | #N/A | #N/A | #N/A | #N/A | #N/A | #N/A | #N/A | #N/A | #N/A | #N/A | #N/A | #N/A | #N/A | #N/A | [7 empty] | 290 | #N/A | #N/A | #N/A | #N/A | #N/A | #N/A | #N/A | #N/A | #N/A | #N/A | #N/A | #N/A | #N/A | #N/A | #N/A
[34 empty] | 290 | #N/A | #N/A | #N/A | #N/A | #N/A | #N/A | #N/A | #N/A | #N/A | #N/A | #N/A | #N/A | #N/A | #N/A | #N/A | [7 empty] | 290 | #N/A | #N/A | #N/A | #N/A | #N/A | #N/A | #N/A | #N/A | #N/A | #N/A | #N/A | #N/A | #N/A | #N/A | #N/A
[34 empty] | 291 | #N/A | #N/A | #N/A | #N/A | #N/A | #N/A | #N/A | #N/A | #N/A | #N/A | #N/A | #N/A | #N/A | #N/A | #N/A | [7 empty] | 291 | #N/A | #N/A | #N/A | #N/A | #N/A | #N/A | #N/A | #N/A | #N/A | #N/A | #N/A | #N/A | #N/A | #N/A | #N/A
[34 empty] | 291 | #N/A | #N/A | #N/A | #N/A | #N/A | #N/A | #N/A | #N/A | #N/A | #N/A | #N/A | #N/A | #N/A | #N/A | #N/A | [7 empty] | 291 | #N/A | #N/A | #N/A | #N/A | #N/A | #N/A | #N/A | #N/A | #N/A | #N/A | #N/A | #N/A | #N/A | #N/A | #N/A
[34 empty] | 292 | #N/A | #N/A | #N/A | #N/A | #N/A | #N/A | #N/A | #N/A | #N/A | #N/A | #N/A | #N/A | #N/A | #N/A | #N/A | [7 empty] | 292 | #N/A | #N/A | #N/A | #N/A | #N/A | #N/A | #N/A | #N/A | #N/A | #N/A | #N/A | #N/A | #N/A | #N/A | #N/A
[34 empty] | 292 | #N/A | #N/A | #N/A | #N/A | #N/A | #N/A | #N/A | #N/A | #N/A | #N/A | #N/A | #N/A | #N/A | #N/A | #N/A | [7 empty] | 292 | #N/A | #N/A | #N/A | #N/A | #N/A | #N/A | #N/A | #N/A | #N/A | #N/A | #N/A | #N/A | #N/A | #N/A | #N/A
[34 empty] | 293 | #N/A | #N/A | #N/A | #N/A | #N/A | #N/A | #N/A | #N/A | #N/A | #N/A | #N/A | #N/A | #N/A | #N/A | #N/A | [7 empty] | 293 | #N/A | #N/A | #N/A | #N/A | #N/A | #N/A | #N/A | #N/A | #N/A | #N/A | #N/A | #N/A | #N/A | #N/A | #N/A
[34 empty] | 293 | #N/A | #N/A | #N/A | #N/A | #N/A | #N/A | #N/A | #N/A | #N/A | #N/A | #N/A | #N/A | #N/A | #N/A | #N/A | [7 empty] | 293 | #N/A | #N/A | #N/A | #N/A | #N/A | #N/A | #N/A | #N/A | #N/A | #N/A | #N/A | #N/A | #N/A | #N/A | #N/A
[34 empty] | 294 | #N/A | #N/A | #N/A | #N/A | #N/A | #N/A | #N/A | #N/A | #N/A | #N/A | #N/A | #N/A | #N/A | #N/A | #N/A | [7 empty] | 294 | #N/A | #N/A | #N/A | #N/A | #N/A | #N/A | #N/A | #N/A | #N/A | #N/A | #N/A | #N/A | #N/A | #N/A | #N/A
[34 empty] | 294 | #N/A | #N/A | #N/A | #N/A | #N/A | #N/A | #N/A | #N/A | #N/A | #N/A | #N/A | #N/A | #N/A | #N/A | #N/A | [7 empty] | 294 | #N/A | #N/A | #N/A | #N/A | #N/A | #N/A | #N/A | #N/A | #N/A | #N/A | #N/A | #N/A | #N/A | #N/A | #N/A
[34 empty] | 295 | #N/A | #N/A | #N/A | #N/A | #N/A | #N/A | #N/A | #N/A | #N/A | #N/A | #N/A | #N/A | #N/A | #N/A | #N/A | [7 empty] | 295 | #N/A | #N/A | #N/A | #N/A | #N/A | #N/A | #N/A | #N/A | #N/A | #N/A | #N/A | #N/A | #N/A | #N/A | #N/A
[34 empty] | 295 | #N/A | #N/A | #N/A | #N/A | #N/A | #N/A | #N/A | #N/A | #N/A | #N/A | #N/A | #N/A | #N/A | #N/A | #N/A | [7 empty] | 295 | #N/A | #N/A | #N/A | #N/A | #N/A | #N/A | #N/A | #N/A | #N/A | #N/A | #N/A | #N/A | #N/A | #N/A | #N/A
[34 empty] | 296 | #N/A | #N/A | #N/A | #N/A | #N/A | #N/A | #N/A | #N/A | #N/A | #N/A | #N/A | #N/A | #N/A | #N/A | #N/A | [7 empty] | 296 | #N/A | #N/A | #N/A | #N/A | #N/A | #N/A | #N/A | #N/A | #N/A | #N/A | #N/A | #N/A | #N/A | #N/A | #N/A
[34 empty] | 296 | #N/A | #N/A | #N/A | #N/A | #N/A | #N/A | #N/A | #N/A | #N/A | #N/A | #N/A | #N/A | #N/A | #N/A | #N/A | [7 empty] | 296 | #N/A | #N/A | #N/A | #N/A | #N/A | #N/A | #N/A | #N/A | #N/A | #N/A | #N/A | #N/A | #N/A | #N/A | #N/A
[34 empty] | 297 | #N/A | #N/A | #N/A | #N/A | #N/A | #N/A | #N/A | #N/A | #N/A | #N/A | #N/A | #N/A | #N/A | #N/A | #N/A | [7 empty] | 297 | #N/A | #N/A | #N/A | #N/A | #N/A | #N/A | #N/A | #N/A | #N/A | #N/A | #N/A | #N/A | #N/A | #N/A | #N/A
[34 empty] | 297 | #N/A | #N/A | #N/A | #N/A | #N/A | #N/A | #N/A | #N/A | #N/A | #N/A | #N/A | #N/A | #N/A | #N/A | #N/A | [7 empty] | 297 | #N/A | #N/A | #N/A | #N/A | #N/A | #N/A | #N/A | #N/A | #N/A | #N/A | #N/A | #N/A | #N/A | #N/A | #N/A
[34 empty] | 298 | #N/A | #N/A | #N/A | #N/A | #N/A | #N/A | #N/A | #N/A | #N/A | #N/A | #N/A | #N/A | #N/A | #N/A | #N/A | [7 empty] | 298 | #N/A | #N/A | #N/A | #N/A | #N/A | #N/A | #N/A | #N/A | #N/A | #N/A | #N/A | #N/A | #N/A | #N/A | #N/A
[34 empty] | 298 | #N/A | #N/A | #N/A | #N/A | #N/A | #N/A | #N/A | #N/A | #N/A | #N/A | #N/A | #N/A | #N/A | #N/A | #N/A | [7 empty] | 298 | #N/A | #N/A | #N/A | #N/A | #N/A | #N/A | #N/A | #N/A | #N/A | #N/A | #N/A | #N/A | #N/A | #N/A | #N/A
[34 empty] | 299 | #N/A | #N/A | #N/A | #N/A | #N/A | #N/A | #N/A | #N/A | #N/A | #N/A | #N/A | #N/A | #N/A | #N/A | #N/A | [7 empty] | 299 | #N/A | #N/A | #N/A | #N/A | #N/A | #N/A | #N/A | #N/A | #N/A | #N/A | #N/A | #N/A | #N/A | #N/A | #N/A
[34 empty] | 299 | #N/A | #N/A | #N/A | #N/A | #N/A | #N/A | #N/A | #N/A | #N/A | #N/A | #N/A | #N/A | #N/A | #N/A | #N/A | [7 empty] | 299 | #N/A | #N/A | #N/A | #N/A | #N/A | #N/A | #N/A | #N/A | #N/A | #N/A | #N/A | #N/A | #N/A | #N/A | #N/A
[34 empty] | 300 | #N/A | #N/A | #N/A | #N/A | #N/A | #N/A | #N/A | #N/A | #N/A | #N/A | #N/A | #N/A | #N/A | #N/A | #N/A | [7 empty] | 300 | #N/A | #N/A | #N/A | #N/A | #N/A | #N/A | #N/A | #N/A | #N/A | #N/A | #N/A | #N/A | #N/A | #N/A | #N/A
[34 empty] | 300 | #N/A | #N/A | #N/A | #N/A | #N/A | #N/A | #N/A | #N/A | #N/A | #N/A | #N/A | #N/A | #N/A | #N/A | #N/A | [7 empty] | 300 | #N/A | #N/A | #N/A | #N/A | #N/A | #N/A | #N/A | #N/A | #N/A | #N/A | #N/A | #N/A | #N/A | #N/A | #N/A
[34 empty] | 301 | #N/A | #N/A | #N/A | #N/A | #N/A | #N/A | #N/A | #N/A | #N/A | #N/A | #N/A | #N/A | #N/A | #N/A | #N/A | [7 empty] | 301 | #N/A | #N/A | #N/A | #N/A | #N/A | #N/A | #N/A | #N/A | #N/A | #N/A | #N/A | #N/A | #N/A | #N/A | #N/A
[34 empty] | 301 | #N/A | #N/A | #N/A | #N/A | #N/A | #N/A | #N/A | #N/A | #N/A | #N/A | #N/A | #N/A | #N/A | #N/A | #N/A | [7 empty] | 301 | #N/A | #N/A | #N/A | #N/A | #N/A | #N/A | #N/A | #N/A | #N/A | #N/A | #N/A | #N/A | #N/A | #N/A | #N/A
[34 empty] | 302 | #N/A | #N/A | #N/A | #N/A | #N/A | #N/A | #N/A | #N/A | #N/A | #N/A | #N/A | #N/A | #N/A | #N/A | #N/A | [7 empty] | 302 | #N/A | #N/A | #N/A | #N/A | #N/A | #N/A | #N/A | #N/A | #N/A | #N/A | #N/A | #N/A | #N/A | #N/A | #N/A
[34 empty] | 302 | #N/A | #N/A | #N/A | #N/A | #N/A | #N/A | #N/A | #N/A | #N/A | #N/A | #N/A | #N/A | #N/A | #N/A | #N/A | [7 empty] | 302 | #N/A | #N/A | #N/A | #N/A | #N/A | #N/A | #N/A | #N/A | #N/A | #N/A | #N/A | #N/A | #N/A | #N/A | #N/A
[34 empty] | 303 | #N/A | #N/A | #N/A | #N/A | #N/A | #N/A | #N/A | #N/A | #N/A | #N/A | #N/A | #N/A | #N/A | #N/A | #N/A | [7 empty] | 303 | #N/A | #N/A | #N/A | #N/A | #N/A | #N/A | #N/A | #N/A | #N/A | #N/A | #N/A | #N/A | #N/A | #N/A | #N/A
[34 empty] | 303 | #N/A | #N/A | #N/A | #N/A | #N/A | #N/A | #N/A | #N/A | #N/A | #N/A | #N/A | #N/A | #N/A | #N/A | #N/A | [7 empty] | 303 | #N/A | #N/A | #N/A | #N/A | #N/A | #N/A | #N/A | #N/A | #N/A | #N/A | #N/A | #N/A | #N/A | #N/A | #N/A
[34 empty] | 304 | #N/A | #N/A | #N/A | #N/A | #N/A | #N/A | #N/A | #N/A | #N/A | #N/A | #N/A | #N/A | #N/A | #N/A | #N/A | [7 empty] | 304 | #N/A | #N/A | #N/A | #N/A | #N/A | #N/A | #N/A | #N/A | #N/A | #N/A | #N/A | #N/A | #N/A | #N/A | #N/A
[34 empty] | 304 | #N/A | #N/A | #N/A | #N/A | #N/A | #N/A | #N/A | #N/A | #N/A | #N/A | #N/A | #N/A | #N/A | #N/A | #N/A | [7 empty] | 304 | #N/A | #N/A | #N/A | #N/A | #N/A | #N/A | #N/A | #N/A | #N/A | #N/A | #N/A | #N/A | #N/A | #N/A | #N/A
[34 empty] | 305 | #N/A | #N/A | #N/A | #N/A | #N/A | #N/A | #N/A | #N/A | #N/A | #N/A | #N/A | #N/A | #N/A | #N/A | #N/A | [7 empty] | 305 | #N/A | #N/A | #N/A | #N/A | #N/A | #N/A | #N/A | #N/A | #N/A | #N/A | #N/A | #N/A | #N/A | #N/A | #N/A
[34 empty] | 305 | #N/A | #N/A | #N/A | #N/A | #N/A | #N/A | #N/A | #N/A | #N/A | #N/A | #N/A | #N/A | #N/A | #N/A | #N/A | [7 empty] | 305 | #N/A | #N/A | #N/A | #N/A | #N/A | #N/A | #N/A | #N/A | #N/A | #N/A | #N/A | #N/A | #N/A | #N/A | #N/A
[34 empty] | 306 | #N/A | #N/A | #N/A | #N/A | #N/A | #N/A | #N/A | #N/A | #N/A | #N/A | #N/A | #N/A | #N/A | #N/A | #N/A | [7 empty] | 306 | #N/A | #N/A | #N/A | #N/A | #N/A | #N/A | #N/A | #N/A | #N/A | #N/A | #N/A | #N/A | #N/A | #N/A | #N/A
[34 empty] | 306 | #N/A | #N/A | #N/A | #N/A | #N/A | #N/A | #N/A | #N/A | #N/A | #N/A | #N/A | #N/A | #N/A | #N/A | #N/A | [7 empty] | 306 | #N/A | #N/A | #N/A | #N/A | #N/A | #N/A | #N/A | #N/A | #N/A | #N/A | #N/A | #N/A | #N/A | #N/A | #N/A
[34 empty] | 307 | #N/A | #N/A | #N/A | #N/A | #N/A | #N/A | #N/A | #N/A | #N/A | #N/A | #N/A | #N/A | #N/A | #N/A | #N/A | [7 empty] | 307 | #N/A | #N/A | #N/A | #N/A | #N/A | #N/A | #N/A | #N/A | #N/A | #N/A | #N/A | #N/A | #N/A | #N/A | #N/A
[34 empty] | 307 | #N/A | #N/A | #N/A | #N/A | #N/A | #N/A | #N/A | #N/A | #N/A | #N/A | #N/A | #N/A | #N/A | #N/A | #N/A | [7 empty] | 307 | #N/A | #N/A | #N/A | #N/A | #N/A | #N/A | #N/A | #N/A | #N/A | #N/A | #N/A | #N/A | #N/A | #N/A | #N/A
[34 empty] | 308 | #N/A | #N/A | #N/A | #N/A | #N/A | #N/A | #N/A | #N/A | #N/A | #N/A | #N/A | #N/A | #N/A | #N/A | #N/A | [7 empty] | 308 | #N/A | #N/A | #N/A | #N/A | #N/A | #N/A | #N/A | #N/A | #N/A | #N/A | #N/A | #N/A | #N/A | #N/A | #N/A
[34 empty] | 308 | #N/A | #N/A | #N/A | #N/A | #N/A | #N/A | #N/A | #N/A | #N/A | #N/A | #N/A | #N/A | #N/A | #N/A | #N/A | [7 empty] | 308 | #N/A | #N/A | #N/A | #N/A | #N/A | #N/A | #N/A | #N/A | #N/A | #N/A | #N/A | #N/A | #N/A | #N/A | #N/A
[34 empty] | 309 | #N/A | #N/A | #N/A | #N/A | #N/A | #N/A | #N/A | #N/A | #N/A | #N/A | #N/A | #N/A | #N/A | #N/A | #N/A | [7 empty] | 309 | #N/A | #N/A | #N/A | #N/A | #N/A | #N/A | #N/A | #N/A | #N/A | #N/A | #N/A | #N/A | #N/A | #N/A | #N/A
[34 empty] | 309 | #N/A | #N/A | #N/A | #N/A | #N/A | #N/A | #N/A | #N/A | #N/A | #N/A | #N/A | #N/A | #N/A | #N/A | #N/A | [7 empty] | 309 | #N/A | #N/A | #N/A | #N/A | #N/A | #N/A | #N/A | #N/A | #N/A | #N/A | #N/A | #N/A | #N/A | #N/A | #N/A
[34 empty] | 310 | #N/A | #N/A | #N/A | #N/A | #N/A | #N/A | #N/A | #N/A | #N/A | #N/A | #N/A | #N/A | #N/A | #N/A | #N/A | [7 empty] | 310 | #N/A | #N/A | #N/A | #N/A | #N/A | #N/A | #N/A | #N/A | #N/A | #N/A | #N/A | #N/A | #N/A | #N/A | #N/A
[34 empty] | 310 | #N/A | #N/A | #N/A | #N/A | #N/A | #N/A | #N/A | #N/A | #N/A | #N/A | #N/A | #N/A | #N/A | #N/A | #N/A | [7 empty] | 310 | #N/A | #N/A | #N/A | #N/A | #N/A | #N/A | #N/A | #N/A | #N/A | #N/A | #N/A | #N/A | #N/A | #N/A | #N/A
[34 empty] | 311 | #N/A | #N/A | #N/A | #N/A | #N/A | #N/A | #N/A | #N/A | #N/A | #N/A | #N/A | #N/A | #N/A | #N/A | #N/A | [7 empty] | 311 | #N/A | #N/A | #N/A | #N/A | #N/A | #N/A | #N/A | #N/A | #N/A | #N/A | #N/A | #N/A | #N/A | #N/A | #N/A
[34 empty] | 311 | #N/A | #N/A | #N/A | #N/A | #N/A | #N/A | #N/A | #N/A | #N/A | #N/A | #N/A | #N/A | #N/A | #N/A | #N/A | [7 empty] | 311 | #N/A | #N/A | #N/A | #N/A | #N/A | #N/A | #N/A | #N/A | #N/A | #N/A | #N/A | #N/A | #N/A | #N/A | #N/A
[34 empty] | 312 | #N/A | #N/A | #N/A | #N/A | #N/A | #N/A | #N/A | #N/A | #N/A | #N/A | #N/A | #N/A | #N/A | #N/A | #N/A | [7 empty] | 312 | #N/A | #N/A | #N/A | #N/A | #N/A | #N/A | #N/A | #N/A | #N/A | #N/A | #N/A | #N/A | #N/A | #N/A | #N/A
[34 empty] | 312 | #N/A | #N/A | #N/A | #N/A | #N/A | #N/A | #N/A | #N/A | #N/A | #N/A | #N/A | #N/A | #N/A | #N/A | #N/A | [7 empty] | 312 | #N/A | #N/A | #N/A | #N/A | #N/A | #N/A | #N/A | #N/A | #N/A | #N/A | #N/A | #N/A | #N/A | #N/A | #N/A
[34 empty] | 313 | #N/A | #N/A | #N/A | #N/A | #N/A | #N/A | #N/A | #N/A | #N/A | #N/A | #N/A | #N/A | #N/A | #N/A | #N/A | [7 empty] | 313 | #N/A | #N/A | #N/A | #N/A | #N/A | #N/A | #N/A | #N/A | #N/A | #N/A | #N/A | #N/A | #N/A | #N/A | #N/A
[34 empty] | 313 | #N/A | #N/A | #N/A | #N/A | #N/A | #N/A | #N/A | #N/A | #N/A | #N/A | #N/A | #N/A | #N/A | #N/A | #N/A | [7 empty] | 313 | #N/A | #N/A | #N/A | #N/A | #N/A | #N/A | #N/A | #N/A | #N/A | #N/A | #N/A | #N/A | #N/A | #N/A | #N/A
[34 empty] | 314 | #N/A | #N/A | #N/A | #N/A | #N/A | #N/A | #N/A | #N/A | #N/A | #N/A | #N/A | #N/A | #N/A | #N/A | #N/A | [7 empty] | 314 | #N/A | #N/A | #N/A | #N/A | #N/A | #N/A | #N/A | #N/A | #N/A | #N/A | #N/A | #N/A | #N/A | #N/A | #N/A
[34 empty] | 314 | #N/A | #N/A | #N/A | #N/A | #N/A | #N/A | #N/A | #N/A | #N/A | #N/A | #N/A | #N/A | #N/A | #N/A | #N/A | [7 empty] | 314 | #N/A | #N/A | #N/A | #N/A | #N/A | #N/A | #N/A | #N/A | #N/A | #N/A | #N/A | #N/A | #N/A | #N/A | #N/A
[34 empty] | 315 | #N/A | #N/A | #N/A | #N/A | #N/A | #N/A | #N/A | #N/A | #N/A | #N/A | #N/A | #N/A | #N/A | #N/A | #N/A | [7 empty] | 315 | #N/A | #N/A | #N/A | #N/A | #N/A | #N/A | #N/A | #N/A | #N/A | #N/A | #N/A | #N/A | #N/A | #N/A | #N/A
[34 empty] | 315 | #N/A | #N/A | #N/A | #N/A | #N/A | #N/A | #N/A | #N/A | #N/A | #N/A | #N/A | #N/A | #N/A | #N/A | #N/A | [7 empty] | 315 | #N/A | #N/A | #N/A | #N/A | #N/A | #N/A | #N/A | #N/A | #N/A | #N/A | #N/A | #N/A | #N/A | #N/A | #N/A
[34 empty] | 316 | #N/A | #N/A | #N/A | #N/A | #N/A | #N/A | #N/A | #N/A | #N/A | #N/A | #N/A | #N/A | #N/A | #N/A | #N/A | [7 empty] | 316 | #N/A | #N/A | #N/A | #N/A | #N/A | #N/A | #N/A | #N/A | #N/A | #N/A | #N/A | #N/A | #N/A | #N/A | #N/A
[34 empty] | 316 | #N/A | #N/A | #N/A | #N/A | #N/A | #N/A | #N/A | #N/A | #N/A | #N/A | #N/A | #N/A | #N/A | #N/A | #N/A | [7 empty] | 316 | #N/A | #N/A | #N/A | #N/A | #N/A | #N/A | #N/A | #N/A | #N/A | #N/A | #N/A | #N/A | #N/A | #N/A | #N/A
[34 empty] | 317 | #N/A | #N/A | #N/A | #N/A | #N/A | #N/A | #N/A | #N/A | #N/A | #N/A | #N/A | #N/A | #N/A | #N/A | #N/A | [7 empty] | 317 | #N/A | #N/A | #N/A | #N/A | #N/A | #N/A | #N/A | #N/A | #N/A | #N/A | #N/A | #N/A | #N/A | #N/A | #N/A
[34 empty] | 317 | #N/A | #N/A | #N/A | #N/A | #N/A | #N/A | #N/A | #N/A | #N/A | #N/A | #N/A | #N/A | #N/A | #N/A | #N/A | [7 empty] | 317 | #N/A | #N/A | #N/A | #N/A | #N/A | #N/A | #N/A | #N/A | #N/A | #N/A | #N/A | #N/A | #N/A | #N/A | #N/A
[34 empty] | 318 | #N/A | #N/A | #N/A | #N/A | #N/A | #N/A | #N/A | #N/A | #N/A | #N/A | #N/A | #N/A | #N/A | #N/A | #N/A | [7 empty] | 318 | #N/A | #N/A | #N/A | #N/A | #N/A | #N/A | #N/A | #N/A | #N/A | #N/A | #N/A | #N/A | #N/A | #N/A | #N/A
[34 empty] | 318 | #N/A | #N/A | #N/A | #N/A | #N/A | #N/A | #N/A | #N/A | #N/A | #N/A | #N/A | #N/A | #N/A | #N/A | #N/A | [7 empty] | 318 | #N/A | #N/A | #N/A | #N/A | #N/A | #N/A | #N/A | #N/A | #N/A | #N/A | #N/A | #N/A | #N/A | #N/A | #N/A
[34 empty] | 319 | #N/A | #N/A | #N/A | #N/A | #N/A | #N/A | #N/A | #N/A | #N/A | #N/A | #N/A | #N/A | #N/A | #N/A | #N/A | [7 empty] | 319 | #N/A | #N/A | #N/A | #N/A | #N/A | #N/A | #N/A | #N/A | #N/A | #N/A | #N/A | #N/A | #N/A | #N/A | #N/A
[34 empty] | 319 | #N/A | #N/A | #N/A | #N/A | #N/A | #N/A | #N/A | #N/A | #N/A | #N/A | #N/A | #N/A | #N/A | #N/A | #N/A | [7 empty] | 319 | #N/A | #N/A | #N/A | #N/A | #N/A | #N/A | #N/A | #N/A | #N/A | #N/A | #N/A | #N/A | #N/A | #N/A | #N/A
[34 empty] | 320 | #N/A | #N/A | #N/A | #N/A | #N/A | #N/A | #N/A | #N/A | #N/A | #N/A | #N/A | #N/A | #N/A | #N/A | #N/A | [7 empty] | 320 | #N/A | #N/A | #N/A | #N/A | #N/A | #N/A | #N/A | #N/A | #N/A | #N/A | #N/A | #N/A | #N/A | #N/A | #N/A
[34 empty] | 320 | #N/A | #N/A | #N/A | #N/A | #N/A | #N/A | #N/A | #N/A | #N/A | #N/A | #N/A | #N/A | #N/A | #N/A | #N/A | [7 empty] | 320 | #N/A | #N/A | #N/A | #N/A | #N/A | #N/A | #N/A | #N/A | #N/A | #N/A | #N/A | #N/A | #N/A | #N/A | #N/A
[34 empty] | 321 | #N/A | #N/A | #N/A | #N/A | #N/A | #N/A | #N/A | #N/A | #N/A | #N/A | #N/A | #N/A | #N/A | #N/A | #N/A | [7 empty] | 321 | #N/A | #N/A | #N/A | #N/A | #N/A | #N/A | #N/A | #N/A | #N/A | #N/A | #N/A | #N/A | #N/A | #N/A | #N/A
[34 empty] | 321 | #N/A | #N/A | #N/A | #N/A | #N/A | #N/A | #N/A | #N/A | #N/A | #N/A | #N/A | #N/A | #N/A | #N/A | #N/A | [7 empty] | 321 | #N/A | #N/A | #N/A | #N/A | #N/A | #N/A | #N/A | #N/A | #N/A | #N/A | #N/A | #N/A | #N/A | #N/A | #N/A
[34 empty] | 322 | #N/A | #N/A | #N/A | #N/A | #N/A | #N/A | #N/A | #N/A | #N/A | #N/A | #N/A | #N/A | #N/A | #N/A | #N/A | [7 empty] | 322 | #N/A | #N/A | #N/A | #N/A | #N/A | #N/A | #N/A | #N/A | #N/A | #N/A | #N/A | #N/A | #N/A | #N/A | #N/A
[34 empty] | 322 | #N/A | #N/A | #N/A | #N/A | #N/A | #N/A | #N/A | #N/A | #N/A | #N/A | #N/A | #N/A | #N/A | #N/A | #N/A | [7 empty] | 322 | #N/A | #N/A | #N/A | #N/A | #N/A | #N/A | #N/A | #N/A | #N/A | #N/A | #N/A | #N/A | #N/A | #N/A | #N/A
[34 empty] | 323 | #N/A | #N/A | #N/A | #N/A | #N/A | #N/A | #N/A | #N/A | #N/A | #N/A | #N/A | #N/A | #N/A | #N/A | #N/A | [7 empty] | 323 | #N/A | #N/A | #N/A | #N/A | #N/A | #N/A | #N/A | #N/A | #N/A | #N/A | #N/A | #N/A | #N/A | #N/A | #N/A
[34 empty] | 323 | #N/A | #N/A | #N/A | #N/A | #N/A | #N/A | #N/A | #N/A | #N/A | #N/A | #N/A | #N/A | #N/A | #N/A | #N/A | [7 empty] | 323 | #N/A | #N/A | #N/A | #N/A | #N/A | #N/A | #N/A | #N/A | #N/A | #N/A | #N/A | #N/A | #N/A | #N/A | #N/A
[34 empty] | 324 | #N/A | #N/A | #N/A | #N/A | #N/A | #N/A | #N/A | #N/A | #N/A | #N/A | #N/A | #N/A | #N/A | #N/A | #N/A | [7 empty] | 324 | #N/A | #N/A | #N/A | #N/A | #N/A | #N/A | #N/A | #N/A | #N/A | #N/A | #N/A | #N/A | #N/A | #N/A | #N/A
[34 empty] | 324 | #N/A | #N/A | #N/A | #N/A | #N/A | #N/A | #N/A | #N/A | #N/A | #N/A | #N/A | #N/A | #N/A | #N/A | #N/A | [7 empty] | 324 | #N/A | #N/A | #N/A | #N/A | #N/A | #N/A | #N/A | #N/A | #N/A | #N/A | #N/A | #N/A | #N/A | #N/A | #N/A
[34 empty] | 325 | #N/A | #N/A | #N/A | #N/A | #N/A | #N/A | #N/A | #N/A | #N/A | #N/A | #N/A | #N/A | #N/A | #N/A | #N/A | [7 empty] | 325 | #N/A | #N/A | #N/A | #N/A | #N/A | #N/A | #N/A | #N/A | #N/A | #N/A | #N/A | #N/A | #N/A | #N/A | #N/A
[34 empty] | 325 | #N/A | #N/A | #N/A | #N/A | #N/A | #N/A | #N/A | #N/A | #N/A | #N/A | #N/A | #N/A | #N/A | #N/A | #N/A | [7 empty] | 325 | #N/A | #N/A | #N/A | #N/A | #N/A | #N/A | #N/A | #N/A | #N/A | #N/A | #N/A | #N/A | #N/A | #N/A | #N/A
[34 empty] | 326 | #N/A | #N/A | #N/A | #N/A | #N/A | #N/A | #N/A | #N/A | #N/A | #N/A | #N/A | #N/A | #N/A | #N/A | #N/A | [7 empty] | 326 | #N/A | #N/A | #N/A | #N/A | #N/A | #N/A | #N/A | #N/A | #N/A | #N/A | #N/A | #N/A | #N/A | #N/A | #N/A
[34 empty] | 326 | #N/A | #N/A | #N/A | #N/A | #N/A | #N/A | #N/A | #N/A | #N/A | #N/A | #N/A | #N/A | #N/A | #N/A | #N/A | [7 empty] | 326 | #N/A | #N/A | #N/A | #N/A | #N/A | #N/A | #N/A | #N/A | #N/A | #N/A | #N/A | #N/A | #N/A | #N/A | #N/A
[34 empty] | 327 | #N/A | #N/A | #N/A | #N/A | #N/A | #N/A | #N/A | #N/A | #N/A | #N/A | #N/A | #N/A | #N/A | #N/A | #N/A | [7 empty] | 327 | #N/A | #N/A | #N/A | #N/A | #N/A | #N/A | #N/A | #N/A | #N/A | #N/A | #N/A | #N/A | #N/A | #N/A | #N/A
[34 empty] | 327 | #N/A | #N/A | #N/A | #N/A | #N/A | #N/A | #N/A | #N/A | #N/A | #N/A | #N/A | #N/A | #N/A | #N/A | #N/A | [7 empty] | 327 | #N/A | #N/A | #N/A | #N/A | #N/A | #N/A | #N/A | #N/A | #N/A | #N/A | #N/A | #N/A | #N/A | #N/A | #N/A
[34 empty] | 328 | #N/A | #N/A | #N/A | #N/A | #N/A | #N/A | #N/A | #N/A | #N/A | #N/A | #N/A | #N/A | #N/A | #N/A | #N/A | [7 empty] | 328 | #N/A | #N/A | #N/A | #N/A | #N/A | #N/A | #N/A | #N/A | #N/A | #N/A | #N/A | #N/A | #N/A | #N/A | #N/A
[34 empty] | 328 | #N/A | #N/A | #N/A | #N/A | #N/A | #N/A | #N/A | #N/A | #N/A | #N/A | #N/A | #N/A | #N/A | #N/A | #N/A | [7 empty] | 328 | #N/A | #N/A | #N/A | #N/A | #N/A | #N/A | #N/A | #N/A | #N/A | #N/A | #N/A | #N/A | #N/A | #N/A | #N/A
[34 empty] | 329 | #N/A | #N/A | #N/A | #N/A | #N/A | #N/A | #N/A | #N/A | #N/A | #N/A | #N/A | #N/A | #N/A | #N/A | #N/A | [7 empty] | 329 | #N/A | #N/A | #N/A | #N/A | #N/A | #N/A | #N/A | #N/A | #N/A | #N/A | #N/A | #N/A | #N/A | #N/A | #N/A
[34 empty] | 329 | #N/A | #N/A | #N/A | #N/A | #N/A | #N/A | #N/A | #N/A | #N/A | #N/A | #N/A | #N/A | #N/A | #N/A | #N/A | [7 empty] | 329 | #N/A | #N/A | #N/A | #N/A | #N/A | #N/A | #N/A | #N/A | #N/A | #N/A | #N/A | #N/A | #N/A | #N/A | #N/A
[34 empty] | 330 | #N/A | #N/A | #N/A | #N/A | #N/A | #N/A | #N/A | #N/A | #N/A | #N/A | #N/A | #N/A | #N/A | #N/A | #N/A | [7 empty] | 330 | #N/A | #N/A | #N/A | #N/A | #N/A | #N/A | #N/A | #N/A | #N/A | #N/A | #N/A | #N/A | #N/A | #N/A | #N/A
[34 empty] | 330 | #N/A | #N/A | #N/A | #N/A | #N/A | #N/A | #N/A | #N/A | #N/A | #N/A | #N/A | #N/A | #N/A | #N/A | #N/A | [7 empty] | 330 | #N/A | #N/A | #N/A | #N/A | #N/A | #N/A | #N/A | #N/A | #N/A | #N/A | #N/A | #N/A | #N/A | #N/A | #N/A
[34 empty] | 331 | #N/A | #N/A | #N/A | #N/A | #N/A | #N/A | #N/A | #N/A | #N/A | #N/A | #N/A | #N/A | #N/A | #N/A | #N/A | [7 empty] | 331 | #N/A | #N/A | #N/A | #N/A | #N/A | #N/A | #N/A | #N/A | #N/A | #N/A | #N/A | #N/A | #N/A | #N/A | #N/A
Note on C45: Display only those zones that have greater than or equal to this number of project opportunity areas within 10 km of surface freshwater. If set to 0, then all zones will be displayed.

## CSP_Zone_Ranking
RENEWABLE ENERGY ZONES SUPPLY CURVE TOOL
DROP-DOWN ENTRY
COUNTRY | kenya
TECHNOLOGY | CSP | [13 empty] | 10000 | 1927-05-18
Approximate projected demand in 2030 | 20646 | GWh | [12 empty] | 15000 | 1941-01-24
CSP generation target | 4000 | GWh | [12 empty] | 20000 | 1954-10-03
Reference to be displayed on supply curve | CSP generation target | [13 empty] | 40000 | 2009-07-06
Supply curve display cut-off | 80000 | GWh | [12 empty] | 60000 | 2064-04-08
Resource quality threshold used for analysis | [14 empty] | 80000 | 2119-01-11
Annual Average DNI | 270 | W/m2 | [12 empty] | 100000 | 2173-10-14
Annual Average DNI | 6.48 | kWh/m2/day | [24 empty] | COMPUTATIONS FOR THE PLOT: DO NOT ALTER | [22 empty] | COMPUTATIONS FOR THE PLOT: DO NOT ALTER
Substation OR transmission line data for computing transmission costs | transmission line | [25 empty] | Worksheet | TX/SS | kenya_CSP | 2030 Demand | CSP generation target | CSP generation target
Scoring scale for LCOE | country-specific | [25 empty] | kenya_CSP | TX | 0 | 1956-07-10 | 1910-12-13 | 1910-12-13
Scoring weights for Levelized Cost of Energy (LCOE) (see Cost Criteria) | LCOE total | [27 empty] | 250 | 1956-07-10 | 1910-12-13 | 1910-12-13
CSP Thermal Storage - 0h or 6h | 6h Storage
[27 empty] | Supply curve sorted by Total LCOE |  |  |  | Label heuristics | 8000 | 20 | [7 empty] | 1 | 0.9 | 0.8 | 0.7 | 0.6 | 0.5 | 0.4 | 0.3 | 0.2 | Supply curve sorted by Total Score |  |  |  | Label heuristics | 8000 | 20 | [7 empty] | 1 | 0.9 | 0.8 | 0.7 | 0.6 | 0.5 | 0.4 | 0.3 | 0.2
[15 empty] | Zone Rank | Zone ID | Total Score with weights | Total LCOE | Annual Electricity Generation MWh (discounted) | Cumulative Generation Potential (GWh) | Zone Rank | Zone ID | Total Score with weights | Total LCOE | Annual Electricity Generation MWh (discounted) | Cumulative Generation Potential (GWh) | [7 empty] | Zone Rank | Zone ID | Total Score with weights | Total LCOE | Annual Electricity Generation MWh (discounted) | Cumulative Generation Potential (GWh) |  | 1-0.9 | 0.9-0.8 | 0.8-0.7 | 0.7-0.6 | 0.6-0.5 | 0.5-0.4 | 0.4-0.3 | 0.3-0.2 | 0.2> | [7 empty] | Zone Rank | Zone ID | Total Score with weights | Total LCOE | Annual Electricity Generation MWh (discounted) | Cumulative Generation Potential (GWh) |  | 1-0.9 | 0.9-0.8 | 0.8-0.7 | 0.7-0.6 | 0.6-0.5 | 0.5-0.4 | 0.4-0.3 | 0.3-0.2 | 0.2>
USER-SPECIFIED VALUE ENTRY | [6 empty] | country-specific |  | ACEC-specific | [5 empty] | 1 | F | 0.58211 | 208.8455 | 1603106.0776 | 1603.1061 | 1 | D | 0.60669 | 210.1596 | 349980.2846 | 349.9803 | F | 801.553 | 1902-03-11 13:16 | 208.8455 | 1 | 1 | 228.8455 | 1 | F | 0.58211 | 208.8455 | 1603106.0776 | 0 | 0 | 0 | 0 | 0 | 0 | 208.8455 | 0 | 0 | 0 | 0 | D | 174.9901 | 1900-06-22 23:46 | 210.1596 | 1 | 1 | 230.1596 | 1 | D | 0.60669 | 210.1596 | 349980.2846 | 0 | 0 | 0 | 0 | 0 | 210.1596 | 0 | 0 | 0 | 0 | 0
CRITERIA | User defined weights | Default weights | Weights used in analysis | Best critieria value (score = 1) | Worst criteria value (score = 0) | Units | Range (1) | Range (0) | Range (1) | Range (0) |  |  |  |  | 2 | D | 0.60669 | 210.1596 | 349980.2846 | 1953.0864 | 2 | A | 0.59219 | 212.2402 | 230523.0371 | 580.5033 | D | 1778.0962 | 1904-11-12 02:19 | 210.1596 | 1 | 2 | 210.1596 | 1 | F | 0.58211 | 208.8455 | 1603106.0776 | 1603.1061 | 1904-05-21 02:33 | 0 | 0 | 0 | 0 | 208.8455 | 0 | 0 | 0 | 0 | A | 465.2418 | 1901-04-09 05:48 | 212.2402 | 1 | 2 | 212.2402 | 1 | D | 0.60669 | 210.1596 | 349980.2846 | 349.9803 | 1900-12-14 23:32 | 0 | 0 | 0 | 210.1596 | 0 | 0 | 0 | 0 | 0
Cost criteria | [14 empty] | 3 | C | 0.53741 | 212.237 | 224292.2863 | 2177.3786 | 3 | F | 0.58211 | 208.8455 | 1603106.0776 | 2183.6094 | C | 2065.2325 | 1905-08-26 05:35 | 212.237 | 1 | 3 | 232.237 | 2 | D | 0.60669 | 210.1596 | 349980.2846 | 1603.1061 | 1904-05-21 02:33 | 0 | 0 | 0 | 210.1596 | 0 | 0 | 0 | 0 | 0 | F | 1382.0564 | 1903-10-13 01:21 | 208.8455 | 1 | 3 | 228.8455 | 2 | A | 0.59219 | 212.2402 | 230523.0371 | 349.9803 | 1900-12-14 23:32 | 0 | 0 | 0 | 0 | 212.2402 | 0 | 0 | 0 | 0
Total LCOE (using transmission line) | 40% | 40% | 40% | 208.8455 | 241.4562 | $/MWh | 208.8455 | 241.4562 | 171 | 283 |  |  |  |  | 4 | A | 0.59219 | 212.2402 | 230523.0371 | 2407.9017 | 4 | C | 0.53741 | 212.237 | 224292.2863 | 2407.9017 | A | 2292.6402 | 1906-04-10 15:22 | 212.2402 | 1 | 4 | 212.2402 | 2 | D | 0.60669 | 210.1596 | 349980.2846 | 1953.0864 | 1905-05-06 02:04 | 0 | 0 | 0 | 210.1596 | 0 | 0 | 0 | 0 | 0 | C | 2295.7555 | 1906-04-13 18:08 | 212.237 | 1 | 4 | 212.237 | 2 | A | 0.59219 | 212.2402 | 230523.0371 | 580.5033 | 1901-08-02 12:05 | 0 | 0 | 0 | 0 | 212.2402 | 0 | 0 | 0 | 0
OR | OR | [13 empty] | 5 | H | 0.52146 | 212.8781 | 641091.6845 | 3048.9934 | 5 | H | 0.52146 | 212.8781 | 641091.6845 | 3048.9934 | H | 2728.4475 | 1907-06-20 10:44 | 212.8781 | 1 | 5 | 232.8781 | 3 | C | 0.53741 | 212.237 | 224292.2863 | 1953.0864 | 1905-05-06 02:04 | 0 | 0 | 0 | 0 | 212.237 | 0 | 0 | 0 | 0 | H | 2728.4475 | 1907-06-20 10:44 | 212.8781 | 1 | 5 | 232.8781 | 3 | F | 0.58211 | 208.8455 | 1603106.0776 | 580.5033 | 1901-08-02 12:05 | 0 | 0 | 0 | 0 | 208.8455 | 0 | 0 | 0 | 0
Generation LCOE | 25% | 34% | 0% | 206.0918 | 227.5835 | $/MWh | 206.0918 | 227.5835 | 167 | 235 |  |  |  |  | 6 | AH | 0.51656 | 213.7488 | 640825.2849 | 3689.8187 | 6 | AH | 0.51656 | 213.7488 | 640825.2849 | 3689.8187 | AH | 3369.406 | 1909-03-22 09:45 | 213.7488 | 1 | 6 | 213.7488 | 3 | C | 0.53741 | 212.237 | 224292.2863 | 2177.3786 | 1905-12-16 09:05 | 0 | 0 | 0 | 0 | 212.237 | 0 | 0 | 0 | 0 | AH | 3369.406 | 1909-03-22 09:45 | 213.7488 | 1 | 6 | 213.7488 | 3 | F | 0.58211 | 208.8455 | 1603106.0776 | 2183.6094 | 1905-12-22 14:38 | 0 | 0 | 0 | 0 | 208.8455 | 0 | 0 | 0 | 0
Transmission LCOE (using transmission line) | 10% | 4% | 0% | 1.9485 | 11.9538 | $/MWh | 1.9485 | 11.9538 | 1 | 17 |  |  |  |  | 7 | B | 0.46221 | 218.7197 | 245853.4814 | 3935.6721 | 7 | T | 0.47002 | 221.2502 | 1747097.5752 | 5436.9162 | B | 3812.7454 | 1910-06-08 17:53 | 218.7197 | 1 | 7 | 238.7197 | 4 | A | 0.59219 | 212.2402 | 230523.0371 | 2177.3786 | 1905-12-16 09:05 | 0 | 0 | 0 | 0 | 212.2402 | 0 | 0 | 0 | 0 | T | 4563.3674 | 1912-06-28 08:49 | 221.2502 | 1 | 7 | 241.2502 | 4 | C | 0.53741 | 212.237 | 224292.2863 | 2183.6094 | 1905-12-22 14:38 | 0 | 0 | 0 | 0 | 212.237 | 0 | 0 | 0 | 0
Road LCOE | 5% | 2% | 0% | 0.29487 | 9.672 | $/MWh | 0.29487 | 9.672 | 0 | 28 |  |  |  |  | 8 | G | 0.44367 | 220.3437 | 958499.2235 | 4894.1714 | 8 | B | 0.46221 | 218.7197 | 245853.4814 | 5682.7697 | G | 4414.9217 | 1912-01-31 22:07 | 220.3437 | 1 | 8 | 220.3437 | 4 | A | 0.59219 | 212.2402 | 230523.0371 | 2407.9017 | 1906-08-03 21:38 | 0 | 0 | 0 | 0 | 212.2402 | 0 | 0 | 0 | 0 | B | 5559.843 | 1915-03-21 20:14 | 218.7197 | 1 | 8 | 218.7197 | 4 | C | 0.53741 | 212.237 | 224292.2863 | 2407.9017 | 1906-08-03 21:38 | 0 | 0 | 0 | 0 | 212.237 | 0 | 0 | 0 | 0
Other criteria | [14 empty] | 9 | T | 0.47002 | 221.2502 | 1747097.5752 | 6641.2689 | 9 | G | 0.44367 | 220.3437 | 958499.2235 | 6641.2689 | T | 5767.7201 | 1915-10-15 17:17 | 221.2502 | 1 | 9 | 241.2502 | 5 | H | 0.52146 | 212.8781 | 641091.6845 | 2407.9017 | 1906-08-03 21:38 | 0 | 0 | 0 | 0 | 212.8781 | 0 | 0 | 0 | 0 | G | 6162.0193 | 1916-11-13 00:28 | 220.3437 | 1 | 9 | 240.3437 | 5 | H | 0.52146 | 212.8781 | 641091.6845 | 2407.9017 | 1906-08-03 21:38 | 0 | 0 | 0 | 0 | 212.8781 | 0 | 0 | 0 | 0
[15 empty] | 10 | J | 0.40572 | 223.5047 | 2451896.1017 | 9093.165 | 10 | K | 0.40675 | 226.7077 | 1299348.2209 | 7940.6172 | J | 7867.217 | 1921-07-15 05:12 | 223.5047 | 1 | 10 | 223.5047 | 5 | H | 0.52146 | 212.8781 | 641091.6845 | 3048.9934 | 1908-05-05 23:50 | 0 | 0 | 0 | 0 | 212.8781 | 0 | 0 | 0 | 0 | K | 7290.943 | 1919-12-16 22:38 | 226.7077 | 1 | 10 | 226.7077 | 5 | H | 0.52146 | 212.8781 | 641091.6845 | 3048.9934 | 1908-05-05 23:50 | 0 | 0 | 0 | 0 | 212.8781 | 0 | 0 | 0 | 0
Distance to Load Centers | 15% | 15% | 15% | 0 | 100+ | km | [8 empty] | 11 | L | 0.39856 | 223.6392 | 1165454.6067 | 10258.6196 | 11 | J | 0.40572 | 223.5047 | 2451896.1017 | 10392.5133 | L | 9675.8923 | 1926-06-27 21:25 | 223.6392 | 1 | 11 | 243.6392 | 6 | AH | 0.51656 | 213.7488 | 640825.2849 | 3048.9934 | 1908-05-05 23:50 | 0 | 0 | 0 | 0 | 213.7488 | 0 | 0 | 0 | 0 | J | 9166.5652 | 1925-02-03 13:34 | 223.5047 | 1 | 11 | 243.5047 | 6 | AH | 0.51656 | 213.7488 | 640825.2849 | 3048.9934 | 1908-05-05 23:50 | 0 | 0 | 0 | 0 | 213.7488 | 0 | 0 | 0 | 0
Distance to existing or proposed CSP plant | 10% | 10% | 10% | 0 | 25+ | km | [8 empty] | 12 | AD | 0.40297 | 224.4993 | 4370610.4505 | 14629.2301 | 12 | AD | 0.40297 | 224.4993 | 4370610.4505 | 14763.1237 | AD | 12443.9249 | 1934-01-24 22:12 | 224.4993 | 1 | 12 | 224.4993 | 6 | AH | 0.51656 | 213.7488 | 640825.2849 | 3689.8187 | 1910-02-05 19:39 | 0 | 0 | 0 | 0 | 213.7488 | 0 | 0 | 0 | 0 | AD | 12577.8185 | 1934-06-07 19:39 | 224.4993 | 1 | 12 | 224.4993 | 6 | AH | 0.51656 | 213.7488 | 640825.2849 | 3689.8187 | 1910-02-05 19:39 | 0 | 0 | 0 | 0 | 213.7488 | 0 | 0 | 0 | 0
Distance to existing or proposed geothermal plant | 5% | 5% | 5% | 0 | 25+ | km | [8 empty] | 13 | V | 0.37898 | 226.0216 | 1167356.4783 | 15796.5866 | 13 | E | 0.40251 | 228.0809 | 725149.4081 | 15488.2731 | V | 15212.9083 | 1941-08-24 21:48 | 226.0216 | 1 | 13 | 246.0216 | 7 | B | 0.46221 | 218.7197 | 245853.4814 | 3689.8187 | 1910-02-05 19:39 | 0 | 0 | 0 | 0 | 0 | 218.7197 | 0 | 0 | 0 | E | 15125.6984 | 1941-05-29 16:46 | 228.0809 | 1 | 13 | 248.0809 | 7 | T | 0.47002 | 221.2502 | 1747097.5752 | 3689.8187 | 1910-02-05 19:39 | 0 | 0 | 0 | 0 | 0 | 221.2502 | 0 | 0 | 0
Distance to any existing or proposed RE technology plant (solar, wind, geothermal) | 0% | 0% | 0% | 0 | 25+ | km | [8 empty] | 14 | I | 0.36357 | 226.0929 | 402386.1147 | 16198.9727 | 14 | L | 0.39856 | 223.6392 | 1165454.6067 | 16653.7277 | I | 15997.7796 | 1943-10-18 18:43 | 226.0929 | 1 | 14 | 226.0929 | 7 | B | 0.46221 | 218.7197 | 245853.4814 | 3935.6721 | 1910-10-09 16:08 | 0 | 0 | 0 | 0 | 0 | 218.7197 | 0 | 0 | 0 | L | 16071.0004 | 1943-12-31 00:01 | 223.6392 | 1 | 14 | 223.6392 | 7 | T | 0.47002 | 221.2502 | 1747097.5752 | 5436.9162 | 1914-11-18 21:59 | 0 | 0 | 0 | 0 | 0 | 221.2502 | 0 | 0 | 0
Co-location Potential with PV | 5% | 5% | 5% | 1 | 0 | binary | [8 empty] | 15 | AA | 0.39209 | 226.1564 | 5974096.0629 | 22173.0687 | 15 | M | 0.39223 | 226.7321 | 1510254.2789 | 18163.982 | AA | 19186.0207 | 1952-07-11 00:30 | 226.1564 | 1 | 15 | 246.1564 | 8 | G | 0.44367 | 220.3437 | 958499.2235 | 3935.6721 | 1910-10-09 16:08 | 0 | 0 | 0 | 0 | 0 | 220.3437 | 0 | 0 | 0 | M | 17408.8549 | 1947-08-29 20:31 | 226.7321 | 1 | 15 | 246.7321 | 8 | B | 0.46221 | 218.7197 | 245853.4814 | 5436.9162 | 1914-11-18 21:59 | 0 | 0 | 0 | 0 | 0 | 218.7197 | 0 | 0 | 0
Co-location Potential with wind | 5% | 5% | 5% | 1 | 0 | binary | [8 empty] | 16 | K | 0.40675 | 226.7077 | 1299348.2209 | 23472.417 | 16 | AA | 0.39209 | 226.1564 | 5974096.0629 | 24138.0781 | K | 22822.7429 | 1962-06-25 17:50 | 226.7077 | 1 | 16 | 226.7077 | 8 | G | 0.44367 | 220.3437 | 958499.2235 | 4894.1714 | 1913-05-25 04:07 | 0 | 0 | 0 | 0 | 0 | 220.3437 | 0 | 0 | 0 | AA | 21151.03 | 1957-11-27 00:43 | 226.1564 | 1 | 16 | 226.1564 | 8 | B | 0.46221 | 218.7197 | 245853.4814 | 5682.7697 | 1915-07-22 18:28 | 0 | 0 | 0 | 0 | 0 | 218.7197 | 0 | 0 | 0
Land use land cover score | 5% | 5% | 5% | 5 | 1 | binary | [8 empty] | 17 | M | 0.39223 | 226.7321 | 1510254.2789 | 24982.6712 | 17 | R | 0.39106 | 230.3139 | 204986.7621 | 24343.0648 | M | 24227.5441 | 1966-04-30 13:04 | 226.7321 | 1 | 17 | 246.7321 | 9 | T | 0.47002 | 221.2502 | 1747097.5752 | 4894.1714 | 1913-05-25 04:07 | 0 | 0 | 0 | 0 | 0 | 221.2502 | 0 | 0 | 0 | R | 24240.5714 | 1966-05-13 13:43 | 230.3139 | 1 | 17 | 250.3139 | 9 | G | 0.44367 | 220.3437 | 958499.2235 | 5682.7697 | 1915-07-22 18:28 | 0 | 0 | 0 | 0 | 0 | 220.3437 | 0 | 0 | 0
Population density | 5% | 5% | 5% | 0 | 100+ | ppl/km2 | [8 empty] | 18 | AB | 0.36964 | 227.8989 | 6211131.6584 | 31193.8029 | 18 | O | 0.38839 | 231.6462 | 1828105.8447 | 26171.1707 | AB | 28088.2371 | 1976-11-24 05:41 | 227.8989 | 1 | 18 | 227.8989 | 9 | T | 0.47002 | 221.2502 | 1747097.5752 | 6641.2689 | 1918-03-07 06:27 | 0 | 0 | 0 | 0 | 0 | 221.2502 | 0 | 0 | 0 | O | 25257.1177 | 1969-02-23 02:50 | 231.6462 | 1 | 18 | 231.6462 | 9 | G | 0.44367 | 220.3437 | 958499.2235 | 6641.2689 | 1918-03-07 06:27 | 0 | 0 | 0 | 0 | 0 | 220.3437 | 0 | 0 | 0
Human footprint | 5% | 5% | 5% | 100 | 0 | [9 empty] | 19 | AE | 0.36308 | 227.9935 | 3139181.1945 | 34332.9841 | 19 | V | 0.37898 | 226.0216 | 1167356.4783 | 27338.5271 | AE | 32763.3935 | 1989-09-12 09:27 | 227.9935 | 1 | 19 | 247.9935 | 10 | J | 0.40572 | 223.5047 | 2451896.1017 | 6641.2689 | 1918-03-07 06:27 | 0 | 0 | 0 | 0 | 0 | 223.5047 | 0 | 0 | 0 | V | 26754.8489 | 1973-03-31 20:22 | 226.0216 | 1 | 19 | 246.0216 | 10 | K | 0.40675 | 226.7077 | 1299348.2209 | 6641.2689 | 1918-03-07 06:27 | 0 | 0 | 0 | 0 | 0 | 226.7077 | 0 | 0 | 0
Slope | 5% | 5% | 5% | 0% | 5% | % | [8 empty] | 20 | E | 0.40251 | 228.0809 | 725149.4081 | 35058.1335 | 20 | P | 0.37767 | 232.256 | 4208528.8255 | 31547.056 | E | 34695.5588 | 1994-12-27 13:25 | 228.0809 | 1 | 20 | 228.0809 | 10 | J | 0.40572 | 223.5047 | 2451896.1017 | 9093.165 | 1924-11-22 03:58 | 0 | 0 | 0 | 0 | 0 | 223.5047 | 0 | 0 | 0 | P | 29442.7916 | 1980-08-09 19:00 | 232.256 | 1 | 20 | 232.256 | 10 | K | 0.40675 | 226.7077 | 1299348.2209 | 7940.6172 | 1921-09-26 14:49 | 0 | 0 | 0 | 0 | 0 | 226.7077 | 0 | 0 | 0
Total weight (should equal 100%) | 100% |  | 100% | [11 empty] | 21 | W | 0.34162 | 228.2219 | 1794052.4222 | 36852.1859 | 21 | AB | 0.36964 | 227.8989 | 6211131.6584 | 37758.1876 | W | 35955.1597 | 1998-06-09 03:50 | 228.2219 | 1 | 21 | 248.2219 | 11 | L | 0.39856 | 223.6392 | 1165454.6067 | 9093.165 | 1924-11-22 03:58 | 0 | 0 | 0 | 0 | 0 | 0 | 223.6392 | 0 | 0 | AB | 34652.6218 | 1994-11-14 14:55 | 227.8989 | 1 | 21 | 247.8989 | 11 | J | 0.40572 | 223.5047 | 2451896.1017 | 7940.6172 | 1921-09-26 14:49 | 0 | 0 | 0 | 0 | 0 | 223.5047 | 0 | 0 | 0
Filters | [14 empty] | 22 | Z | 0.34303 | 229.5926 | 2995350.3976 | 39847.5363 | 22 | N | 0.36729 | 233.1133 | 1191177.1095 | 38949.3647 | Z | 38349.8611 | 2004-12-28 20:40 | 229.5926 | 1 | 22 | 229.5926 | 11 | L | 0.39856 | 223.6392 | 1165454.6067 | 10258.6196 | 1928-01-31 14:52 | 0 | 0 | 0 | 0 | 0 | 0 | 223.6392 | 0 | 0 | N | 38353.7762 | 2005-01-01 18:38 | 233.1133 | 1 | 22 | 233.1133 | 11 | J | 0.40572 | 223.5047 | 2451896.1017 | 10392.5133 | 1928-06-13 12:19 | 0 | 0 | 0 | 0 | 0 | 223.5047 | 0 | 0 | 0
Number of projects per zone that are within 10km of a freshwater surface water body (greater than or equal to) | 0 | [13 empty] | 23 | U | 0.36126 | 229.7947 | 3192295.0843 | 43039.8314 | 23 | I | 0.36357 | 226.0929 | 402386.1147 | 39351.7509 | U | 41443.6839 | 2013-06-18 16:25 | 229.7947 | 1 | 23 | 249.7947 | 12 | AD | 0.40297 | 224.4993 | 4370610.4505 | 10258.6196 | 1928-01-31 14:52 | 0 | 0 | 0 | 0 | 0 | 224.4993 | 0 | 0 | 0 | I | 39150.5578 | 2007-03-09 13:23 | 226.0929 | 1 | 23 | 246.0929 | 12 | AD | 0.40297 | 224.4993 | 4370610.4505 | 10392.5133 | 1928-06-13 12:19 | 0 | 0 | 0 | 0 | 0 | 224.4993 | 0 | 0 | 0
[15 empty] | 24 | X | 0.359 | 229.8907 | 6532692.8365 | 49572.5243 | 24 | AE | 0.36308 | 227.9935 | 3139181.1945 | 42490.9321 | X | 46306.1778 | 2026-10-11 04:16 | 229.8907 | 1 | 24 | 229.8907 | 12 | AD | 0.40297 | 224.4993 | 4370610.4505 | 14629.2301 | 1940-01-19 05:31 | 0 | 0 | 0 | 0 | 0 | 224.4993 | 0 | 0 | 0 | AE | 40921.3415 | 2012-01-13 08:12 | 227.9935 | 1 | 24 | 227.9935 | 12 | AD | 0.40297 | 224.4993 | 4370610.4505 | 14763.1237 | 1940-06-01 02:58 | 0 | 0 | 0 | 0 | 0 | 224.4993 | 0 | 0 | 0
SUPPLY CURVE OUTPUT | [7 empty] | ZONE RANKINGS | [6 empty] | 25 | R | 0.39106 | 230.3139 | 204986.7621 | 49777.511 | 25 | U | 0.36126 | 229.7947 | 3192295.0843 | 45683.2271 | R | 49675.0176 | 2036-01-01 00:25 | 230.3139 | 1 | 25 | 250.3139 | 13 | V | 0.37898 | 226.0216 | 1167356.4783 | 14629.2301 | 1940-01-19 05:31 | 0 | 0 | 0 | 0 | 0 | 0 | 226.0216 | 0 | 0 | U | 44087.0796 | 2020-09-13 01:55 | 229.7947 | 1 | 25 | 249.7947 | 13 | E | 0.40251 | 228.0809 | 725149.4081 | 14763.1237 | 1940-06-01 02:58 | 0 | 0 | 0 | 0 | 0 | 228.0809 | 0 | 0 | 0
[8 empty] | Rank | By total LCOE |  |  | By cumulative score |  |  | 26 | AC | 0.35263 | 230.4099 | 3732248.9793 | 53509.76 | 26 | X | 0.359 | 229.8907 | 6532692.8365 | 52215.92 | AC | 51643.6355 | 2041-05-22 15:15 | 230.4099 | 1 | 26 | 230.4099 | 13 | V | 0.37898 | 226.0216 | 1167356.4783 | 15796.5866 | 1943-03-31 14:05 | 0 | 0 | 0 | 0 | 0 | 0 | 226.0216 | 0 | 0 | X | 48949.5736 | 2034-01-05 13:46 | 229.8907 | 1 | 26 | 229.8907 | 13 | E | 0.40251 | 228.0809 | 725149.4081 | 15488.2731 | 1942-05-27 06:33 | 0 | 0 | 0 | 0 | 0 | 228.0809 | 0 | 0 | 0
[9 empty] | Zone ID | Total LCOE ($/MWh) | Discounted Generation Potential (GWh) | Zone ID | Cumulative zone score | Discounted Generation Potential (GWh) | 27 | O | 0.38839 | 231.6462 | 1828105.8447 | 55337.8658 | 27 | AC | 0.35263 | 230.4099 | 3732248.9793 | 55948.169 | O | 54423.8129 | 2048-12-31 19:31 | 231.6462 | 1 | 27 | 251.6462 | 14 | I | 0.36357 | 226.0929 | 402386.1147 | 15796.5866 | 1943-03-31 14:05 | 0 | 0 | 0 | 0 | 0 | 0 | 226.0929 | 0 | 0 | AC | 54082.0445 | 2048-01-25 01:04 | 230.4099 | 1 | 27 | 250.4099 | 14 | L | 0.39856 | 223.6392 | 1165454.6067 | 15488.2731 | 1942-05-27 06:33 | 0 | 0 | 0 | 0 | 0 | 0 | 223.6392 | 0 | 0
[8 empty] | 1 | F | 208.8455 | 1603.1061 | D | 0.60669 | 349.9803 | 28 | P | 0.37767 | 232.256 | 4208528.8255 | 59546.3947 | 28 | Z | 0.34303 | 229.5926 | 2995350.3976 | 58943.5194 | P | 57442.1303 | 2057-04-07 03:08 | 232.256 | 1 | 28 | 232.256 | 14 | I | 0.36357 | 226.0929 | 402386.1147 | 16198.9727 | 1944-05-06 23:21 | 0 | 0 | 0 | 0 | 0 | 0 | 226.0929 | 0 | 0 | Z | 57445.8442 | 2057-04-10 20:16 | 229.5926 | 1 | 28 | 229.5926 | 14 | L | 0.39856 | 223.6392 | 1165454.6067 | 16653.7277 | 1945-08-04 17:28 | 0 | 0 | 0 | 0 | 0 | 0 | 223.6392 | 0 | 0
[8 empty] | 2 | D | 210.1596 | 349.9803 | A | 0.59219 | 230.523 | 29 | AF | 0.32078 | 232.4089 | 4422073.6763 | 63968.4683 | 29 | W | 0.34162 | 228.2219 | 1794052.4222 | 60737.5718 | AF | 61757.4315 | 2069-01-29 10:21 | 232.4089 | 1 | 29 | 252.4089 | 15 | AA | 0.39209 | 226.1564 | 5974096.0629 | 16198.9727 | 1944-05-06 23:21 | 0 | 0 | 0 | 0 | 0 | 0 | 226.1564 | 0 | 0 | W | 59840.5456 | 2063-10-31 13:06 | 228.2219 | 1 | 29 | 248.2219 | 15 | M | 0.39223 | 226.7321 | 1510254.2789 | 16653.7277 | 1945-08-04 17:28 | 0 | 0 | 0 | 0 | 0 | 0 | 226.7321 | 0 | 0
[8 empty] | 3 | C | 212.237 | 224.2923 | F | 0.58211 | 1603.1061 | 30 | N | 0.36729 | 233.1133 | 1191177.1095 | 65159.6454 | 30 | AF | 0.32078 | 232.4089 | 4422073.6763 | 65159.6454 | N | 64564.0569 | 2076-10-06 01:22 | 233.1133 | 1 | 30 | 233.1133 | 15 | AA | 0.39209 | 226.1564 | 5974096.0629 | 22173.0687 | 1960-09-14 01:39 | 0 | 0 | 0 | 0 | 0 | 0 | 226.1564 | 0 | 0 | AF | 62948.6086 | 2072-05-04 14:36 | 232.4089 | 1 | 30 | 232.4089 | 15 | M | 0.39223 | 226.7321 | 1510254.2789 | 18163.982 | 1949-09-22 23:34 | 0 | 0 | 0 | 0 | 0 | 0 | 226.7321 | 0 | 0
[8 empty] | 4 | A | 212.2402 | 230.523 | C | 0.53741 | 224.2923 | 31 | Y | 0.306 | 233.4415 | 2954773.2495 | 68114.4187 | 31 | Q | 0.31818 | 237.7146 | 3074945.7742 | 68234.5912 | Y | 66637.0321 | 2082-06-10 00:46 | 233.4415 | 1 | 31 | 253.4415 | 16 | K | 0.40675 | 226.7077 | 1299348.2209 | 22173.0687 | 1960-09-14 01:39 | 0 | 0 | 0 | 0 | 0 | 226.7077 | 0 | 0 | 0 | Q | 66697.1183 | 2082-08-09 02:50 | 237.7146 | 1 | 31 | 257.7146 | 16 | AA | 0.39209 | 226.1564 | 5974096.0629 | 18163.982 | 1949-09-22 23:34 | 0 | 0 | 0 | 0 | 0 | 0 | 226.1564 | 0 | 0
[8 empty] | 5 | H | 212.8781 | 641.0917 | H | 0.52146 | 641.0917 | 32 | Q | 0.31818 | 237.7146 | 3074945.7742 | 71189.3645 | 32 | Y | 0.306 | 233.4415 | 2954773.2495 | 71189.3645 | Q | 69651.8916 | 2090-09-10 21:24 | 237.7146 | 1 | 32 | 237.7146 | 16 | K | 0.40675 | 226.7077 | 1299348.2209 | 23472.417 | 1964-04-05 10:00 | 0 | 0 | 0 | 0 | 0 | 226.7077 | 0 | 0 | 0 | Y | 69711.9778 | 2090-11-09 23:28 | 233.4415 | 1 | 32 | 233.4415 | 16 | AA | 0.39209 | 226.1564 | 5974096.0629 | 24138.0781 | 1966-01-31 01:52 | 0 | 0 | 0 | 0 | 0 | 0 | 226.1564 | 0 | 0
[8 empty] | 6 | AH | 213.7488 | 640.8253 | AH | 0.51656 | 640.8253 | 33 | S | 0.29971 | 239.1346 | 767831.3242 | 71957.1958 | 33 | S | 0.29971 | 239.1346 | 767831.3242 | 71957.1958 | S | 71573.2801 | 2095-12-15 06:43 | 239.1346 | 1 | 33 | 259.1346 | 17 | M | 0.39223 | 226.7321 | 1510254.2789 | 23472.417 | 1964-04-05 10:00 | 0 | 0 | 0 | 0 | 0 | 0 | 226.7321 | 0 | 0 | S | 71573.2801 | 2095-12-15 06:43 | 239.1346 | 1 | 33 | 259.1346 | 17 | R | 0.39106 | 230.3139 | 204986.7621 | 24138.0781 | 1966-01-31 01:52 | 0 | 0 | 0 | 0 | 0 | 0 | 230.3139 | 0 | 0
[8 empty] | 7 | B | 218.7197 | 245.8535 | T | 0.47002 | 1747.0976 | 34 | AG | 0.22903 | 241.4562 | 1261488.1931 | 73218.684 | 34 | AG | 0.22903 | 241.4562 | 1261488.1931 | 73218.684 | AG | 72587.9399 | 2098-09-24 22:33 | 241.4562 | 1 | 34 | 241.4562 | 17 | M | 0.39223 | 226.7321 | 1510254.2789 | 24982.6712 | 1968-05-24 16:07 | 0 | 0 | 0 | 0 | 0 | 0 | 226.7321 | 0 | 0 | AG | 72587.9399 | 2098-09-24 22:33 | 241.4562 | 1 | 34 | 241.4562 | 17 | R | 0.39106 | 230.3139 | 204986.7621 | 24343.0648 | 1966-08-24 01:33 | 0 | 0 | 0 | 0 | 0 | 0 | 230.3139 | 0 | 0
[8 empty] | 8 | G | 220.3437 | 958.4992 | B | 0.46221 | 245.8535 | 35 | #N/A | #N/A | #N/A | #N/A | #N/A | 35 | #N/A | #N/A | #N/A | #N/A | #N/A | #N/A | #N/A | #N/A | #N/A | #N/A | #N/A | #N/A | 18 | AB | 0.36964 | 227.8989 | 6211131.6584 | 24982.6712 | 1968-05-24 16:07 | 0 | 0 | 0 | 0 | 0 | 0 | 227.8989 | 0 | 0 | #N/A | #N/A | #N/A | #N/A | #N/A | #N/A | #N/A | 18 | O | 0.38839 | 231.6462 | 1828105.8447 | 24343.0648 | 1966-08-24 01:33 | 0 | 0 | 0 | 0 | 0 | 0 | 231.6462 | 0 | 0
[8 empty] | 9 | T | 221.2502 | 1747.0976 | G | 0.44367 | 958.4992 | 36 | #N/A | #N/A | #N/A | #N/A | #N/A | 36 | #N/A | #N/A | #N/A | #N/A | #N/A | #N/A | #N/A | #N/A | #N/A | #N/A | #N/A | #N/A | 18 | AB | 0.36964 | 227.8989 | 6211131.6584 | 31193.8029 | 1985-05-26 19:16 | 0 | 0 | 0 | 0 | 0 | 0 | 227.8989 | 0 | 0 | #N/A | #N/A | #N/A | #N/A | #N/A | #N/A | #N/A | 18 | O | 0.38839 | 231.6462 | 1828105.8447 | 26171.1707 | 1971-08-26 04:06 | 0 | 0 | 0 | 0 | 0 | 0 | 231.6462 | 0 | 0
[8 empty] | 10 | J | 223.5047 | 2451.8961 | K | 0.40675 | 1299.3482 | 37 | #N/A | #N/A | #N/A | #N/A | #N/A | 37 | #N/A | #N/A | #N/A | #N/A | #N/A | #N/A | #N/A | #N/A | #N/A | #N/A | #N/A | #N/A | 19 | AE | 0.36308 | 227.9935 | 3139181.1945 | 31193.8029 | 1985-05-26 19:16 | 0 | 0 | 0 | 0 | 0 | 0 | 227.9935 | 0 | 0 | #N/A | #N/A | #N/A | #N/A | #N/A | #N/A | #N/A | 19 | V | 0.37898 | 226.0216 | 1167356.4783 | 26171.1707 | 1971-08-26 04:06 | 0 | 0 | 0 | 0 | 0 | 0 | 226.0216 | 0 | 0
[8 empty] | 11 | L | 223.6392 | 1165.4546 | J | 0.40572 | 2451.8961 | 38 | #N/A | #N/A | #N/A | #N/A | #N/A | 38 | #N/A | #N/A | #N/A | #N/A | #N/A | #N/A | #N/A | #N/A | #N/A | #N/A | #N/A | #N/A | 19 | AE | 0.36308 | 227.9935 | 3139181.1945 | 34332.9841 | 1993-12-29 23:37 | 0 | 0 | 0 | 0 | 0 | 0 | 227.9935 | 0 | 0 | #N/A | #N/A | #N/A | #N/A | #N/A | #N/A | #N/A | 19 | V | 0.37898 | 226.0216 | 1167356.4783 | 27338.5271 | 1974-11-05 12:39 | 0 | 0 | 0 | 0 | 0 | 0 | 226.0216 | 0 | 0
[8 empty] | 12 | AD | 224.4993 | 4370.6105 | AD | 0.40297 | 4370.6105 | 39 | #N/A | #N/A | #N/A | #N/A | #N/A | 39 | #N/A | #N/A | #N/A | #N/A | #N/A | #N/A | #N/A | #N/A | #N/A | #N/A | #N/A | #N/A | 20 | E | 0.40251 | 228.0809 | 725149.4081 | 34332.9841 | 1993-12-29 23:37 | 0 | 0 | 0 | 0 | 0 | 228.0809 | 0 | 0 | 0 | #N/A | #N/A | #N/A | #N/A | #N/A | #N/A | #N/A | 20 | P | 0.37767 | 232.256 | 4208528.8255 | 27338.5271 | 1974-11-05 12:39 | 0 | 0 | 0 | 0 | 0 | 0 | 232.256 | 0 | 0
[8 empty] | 13 | V | 226.0216 | 1167.3565 | E | 0.40251 | 725.1494 | 40 | #N/A | #N/A | #N/A | #N/A | #N/A | 40 | #N/A | #N/A | #N/A | #N/A | #N/A | #N/A | #N/A | #N/A | #N/A | #N/A | #N/A | #N/A | 20 | E | 0.40251 | 228.0809 | 725149.4081 | 35058.1335 | 1995-12-25 03:12 | 0 | 0 | 0 | 0 | 0 | 228.0809 | 0 | 0 | 0 | #N/A | #N/A | #N/A | #N/A | #N/A | #N/A | #N/A | 20 | P | 0.37767 | 232.256 | 4208528.8255 | 31547.056 | 1986-05-15 01:21 | 0 | 0 | 0 | 0 | 0 | 0 | 232.256 | 0 | 0
[8 empty] | 14 | I | 226.0929 | 402.3861 | L | 0.39856 | 1165.4546 | 41 | #N/A | #N/A | #N/A | #N/A | #N/A | 41 | #N/A | #N/A | #N/A | #N/A | #N/A | #N/A | #N/A | #N/A | #N/A | #N/A | #N/A | #N/A | 21 | W | 0.34162 | 228.2219 | 1794052.4222 | 35058.1335 | 1995-12-25 03:12 | 0 | 0 | 0 | 0 | 0 | 0 | 228.2219 | 0 | 0 | #N/A | #N/A | #N/A | #N/A | #N/A | #N/A | #N/A | 21 | AB | 0.36964 | 227.8989 | 6211131.6584 | 31547.056 | 1986-05-15 01:21 | 0 | 0 | 0 | 0 | 0 | 0 | 227.8989 | 0 | 0
[8 empty] | 15 | AA | 226.1564 | 5974.0961 | M | 0.39223 | 1510.2543 | 42 | #N/A | #N/A | #N/A | #N/A | #N/A | 42 | #N/A | #N/A | #N/A | #N/A | #N/A | #N/A | #N/A | #N/A | #N/A | #N/A | #N/A | #N/A | 21 | W | 0.34162 | 228.2219 | 1794052.4222 | 36852.1859 | 2000-11-22 04:28 | 0 | 0 | 0 | 0 | 0 | 0 | 228.2219 | 0 | 0 | #N/A | #N/A | #N/A | #N/A | #N/A | #N/A | #N/A | 21 | AB | 0.36964 | 227.8989 | 6211131.6584 | 37758.1876 | 2003-05-17 04:30 | 0 | 0 | 0 | 0 | 0 | 0 | 227.8989 | 0 | 0
[8 empty] | 16 | K | 226.7077 | 1299.3482 | AA | 0.39209 | 5974.0961 | 43 | #N/A | #N/A | #N/A | #N/A | #N/A | 43 | #N/A | #N/A | #N/A | #N/A | #N/A | #N/A | #N/A | #N/A | #N/A | #N/A | #N/A | #N/A | 22 | Z | 0.34303 | 229.5926 | 2995350.3976 | 36852.1859 | 2000-11-22 04:28 | 0 | 0 | 0 | 0 | 0 | 0 | 229.5926 | 0 | 0 | #N/A | #N/A | #N/A | #N/A | #N/A | #N/A | #N/A | 22 | N | 0.36729 | 233.1133 | 1191177.1095 | 37758.1876 | 2003-05-17 04:30 | 0 | 0 | 0 | 0 | 0 | 0 | 233.1133 | 0 | 0
[8 empty] | 17 | M | 226.7321 | 1510.2543 | R | 0.39106 | 204.9868 | 44 | #N/A | #N/A | #N/A | #N/A | #N/A | 44 | #N/A | #N/A | #N/A | #N/A | #N/A | #N/A | #N/A | #N/A | #N/A | #N/A | #N/A | #N/A | 22 | Z | 0.34303 | 229.5926 | 2995350.3976 | 39847.5363 | 2009-02-03 12:52 | 0 | 0 | 0 | 0 | 0 | 0 | 229.5926 | 0 | 0 | #N/A | #N/A | #N/A | #N/A | #N/A | #N/A | #N/A | 22 | N | 0.36729 | 233.1133 | 1191177.1095 | 38949.3647 | 2006-08-20 08:45 | 0 | 0 | 0 | 0 | 0 | 0 | 233.1133 | 0 | 0
[8 empty] | 18 | AB | 227.8989 | 6211.1317 | O | 0.38839 | 1828.1058 | 45 | #N/A | #N/A | #N/A | #N/A | #N/A | 45 | #N/A | #N/A | #N/A | #N/A | #N/A | #N/A | #N/A | #N/A | #N/A | #N/A | #N/A | #N/A | 23 | U | 0.36126 | 229.7947 | 3192295.0843 | 39847.5363 | 2009-02-03 12:52 | 0 | 0 | 0 | 0 | 0 | 0 | 229.7947 | 0 | 0 | #N/A | #N/A | #N/A | #N/A | #N/A | #N/A | #N/A | 23 | I | 0.36357 | 226.0929 | 402386.1147 | 38949.3647 | 2006-08-20 08:45 | 0 | 0 | 0 | 0 | 0 | 0 | 226.0929 | 0 | 0
[8 empty] | 19 | AE | 227.9935 | 3139.1812 | V | 0.37898 | 1167.3565 | 46 | #N/A | #N/A | #N/A | #N/A | #N/A | 46 | #N/A | #N/A | #N/A | #N/A | #N/A | #N/A | #N/A | #N/A | #N/A | #N/A | #N/A | #N/A | 23 | U | 0.36126 | 229.7947 | 3192295.0843 | 43039.8314 | 2017-10-31 19:57 | 0 | 0 | 0 | 0 | 0 | 0 | 229.7947 | 0 | 0 | #N/A | #N/A | #N/A | #N/A | #N/A | #N/A | #N/A | 23 | I | 0.36357 | 226.0929 | 402386.1147 | 39351.7509 | 2007-09-26 18:01 | 0 | 0 | 0 | 0 | 0 | 0 | 226.0929 | 0 | 0
[8 empty] | 20 | E | 228.0809 | 725.1494 | P | 0.37767 | 4208.5288 | 47 | #N/A | #N/A | #N/A | #N/A | #N/A | 47 | #N/A | #N/A | #N/A | #N/A | #N/A | #N/A | #N/A | #N/A | #N/A | #N/A | #N/A | #N/A | 24 | X | 0.359 | 229.8907 | 6532692.8365 | 43039.8314 | 2017-10-31 19:57 | 0 | 0 | 0 | 0 | 0 | 0 | 229.8907 | 0 | 0 | #N/A | #N/A | #N/A | #N/A | #N/A | #N/A | #N/A | 24 | AE | 0.36308 | 227.9935 | 3139181.1945 | 39351.7509 | 2007-09-26 18:01 | 0 | 0 | 0 | 0 | 0 | 0 | 227.9935 | 0 | 0
[8 empty] | 21 | W | 228.2219 | 1794.0524 | AB | 0.36964 | 6211.1317 | 48 | #N/A | #N/A | #N/A | #N/A | #N/A | 48 | #N/A | #N/A | #N/A | #N/A | #N/A | #N/A | #N/A | #N/A | #N/A | #N/A | #N/A | #N/A | 24 | X | 0.359 | 229.8907 | 6532692.8365 | 49572.5243 | 2035-09-20 12:35 | 0 | 0 | 0 | 0 | 0 | 0 | 229.8907 | 0 | 0 | #N/A | #N/A | #N/A | #N/A | #N/A | #N/A | #N/A | 24 | AE | 0.36308 | 227.9935 | 3139181.1945 | 42490.9321 | 2016-04-30 22:22 | 0 | 0 | 0 | 0 | 0 | 0 | 227.9935 | 0 | 0
[8 empty] | 22 | Z | 229.5926 | 2995.3504 | N | 0.36729 | 1191.1771 | 49 | #N/A | #N/A | #N/A | #N/A | #N/A | 49 | #N/A | #N/A | #N/A | #N/A | #N/A | #N/A | #N/A | #N/A | #N/A | #N/A | #N/A | #N/A | 25 | R | 0.39106 | 230.3139 | 204986.7621 | 49572.5243 | 2035-09-20 12:35 | 0 | 0 | 0 | 0 | 0 | 0 | 230.3139 | 0 | 0 | #N/A | #N/A | #N/A | #N/A | #N/A | #N/A | #N/A | 25 | U | 0.36126 | 229.7947 | 3192295.0843 | 42490.9321 | 2016-04-30 22:22 | 0 | 0 | 0 | 0 | 0 | 0 | 229.7947 | 0 | 0
[8 empty] | 23 | U | 229.7947 | 3192.2951 | I | 0.36357 | 402.3861 | 50 | #N/A | #N/A | #N/A | #N/A | #N/A | 50 | #N/A | #N/A | #N/A | #N/A | #N/A | #N/A | #N/A | #N/A | #N/A | #N/A | #N/A | #N/A | 25 | R | 0.39106 | 230.3139 | 204986.7621 | 49777.511 | 2036-04-12 12:16 | 0 | 0 | 0 | 0 | 0 | 0 | 230.3139 | 0 | 0 | #N/A | #N/A | #N/A | #N/A | #N/A | #N/A | #N/A | 25 | U | 0.36126 | 229.7947 | 3192295.0843 | 45683.2271 | 2025-01-26 05:27 | 0 | 0 | 0 | 0 | 0 | 0 | 229.7947 | 0 | 0
[8 empty] | 24 | X | 229.8907 | 6532.6928 | AE | 0.36308 | 3139.1812 | 51 | #N/A | #N/A | #N/A | #N/A | #N/A | 51 | #N/A | #N/A | #N/A | #N/A | #N/A | #N/A | #N/A | #N/A | #N/A | #N/A | #N/A | #N/A | 26 | AC | 0.35263 | 230.4099 | 3732248.9793 | 49777.511 | 2036-04-12 12:16 | 0 | 0 | 0 | 0 | 0 | 0 | 230.4099 | 0 | 0 | #N/A | #N/A | #N/A | #N/A | #N/A | #N/A | #N/A | 26 | X | 0.359 | 229.8907 | 6532692.8365 | 45683.2271 | 2025-01-26 05:27 | 0 | 0 | 0 | 0 | 0 | 0 | 229.8907 | 0 | 0
[8 empty] | 25 | R | 230.3139 | 204.9868 | U | 0.36126 | 3192.2951 | 52 | #N/A | #N/A | #N/A | #N/A | #N/A | 52 | #N/A | #N/A | #N/A | #N/A | #N/A | #N/A | #N/A | #N/A | #N/A | #N/A | #N/A | #N/A | 26 | AC | 0.35263 | 230.4099 | 3732248.9793 | 53509.76 | 2046-07-01 18:14 | 0 | 0 | 0 | 0 | 0 | 0 | 230.4099 | 0 | 0 | #N/A | #N/A | #N/A | #N/A | #N/A | #N/A | #N/A | 26 | X | 0.359 | 229.8907 | 6532692.8365 | 52215.92 | 2042-12-15 22:05 | 0 | 0 | 0 | 0 | 0 | 0 | 229.8907 | 0 | 0
[8 empty] | 26 | AC | 230.4099 | 3732.249 | X | 0.359 | 6532.6928 | 53 | #N/A | #N/A | #N/A | #N/A | #N/A | 53 | #N/A | #N/A | #N/A | #N/A | #N/A | #N/A | #N/A | #N/A | #N/A | #N/A | #N/A | #N/A | 27 | O | 0.38839 | 231.6462 | 1828105.8447 | 53509.76 | 2046-07-01 18:14 | 0 | 0 | 0 | 0 | 0 | 0 | 231.6462 | 0 | 0 | #N/A | #N/A | #N/A | #N/A | #N/A | #N/A | #N/A | 27 | AC | 0.35263 | 230.4099 | 3732248.9793 | 52215.92 | 2042-12-15 22:05 | 0 | 0 | 0 | 0 | 0 | 0 | 230.4099 | 0 | 0
[8 empty] | 27 | O | 231.6462 | 1828.1058 | AC | 0.35263 | 3732.249 | 54 | #N/A | #N/A | #N/A | #N/A | #N/A | 54 | #N/A | #N/A | #N/A | #N/A | #N/A | #N/A | #N/A | #N/A | #N/A | #N/A | #N/A | #N/A | 27 | O | 0.38839 | 231.6462 | 1828105.8447 | 55337.8658 | 2051-07-03 20:47 | 0 | 0 | 0 | 0 | 0 | 0 | 231.6462 | 0 | 0 | #N/A | #N/A | #N/A | #N/A | #N/A | #N/A | #N/A | 27 | AC | 0.35263 | 230.4099 | 3732248.9793 | 55948.169 | 2053-03-05 04:03 | 0 | 0 | 0 | 0 | 0 | 0 | 230.4099 | 0 | 0
[8 empty] | 28 | P | 232.256 | 4208.5288 | Z | 0.34303 | 2995.3504 | 55 | #N/A | #N/A | #N/A | #N/A | #N/A | 55 | #N/A | #N/A | #N/A | #N/A | #N/A | #N/A | #N/A | #N/A | #N/A | #N/A | #N/A | #N/A | 28 | P | 0.37767 | 232.256 | 4208528.8255 | 55337.8658 | 2051-07-03 20:47 | 0 | 0 | 0 | 0 | 0 | 0 | 232.256 | 0 | 0 | #N/A | #N/A | #N/A | #N/A | #N/A | #N/A | #N/A | 28 | Z | 0.34303 | 229.5926 | 2995350.3976 | 55948.169 | 2053-03-05 04:03 | 0 | 0 | 0 | 0 | 0 | 0 | 229.5926 | 0 | 0
[8 empty] | 29 | AF | 232.4089 | 4422.0737 | W | 0.34162 | 1794.0524 | 56 | #N/A | #N/A | #N/A | #N/A | #N/A | 56 | #N/A | #N/A | #N/A | #N/A | #N/A | #N/A | #N/A | #N/A | #N/A | #N/A | #N/A | #N/A | 28 | P | 0.37767 | 232.256 | 4208528.8255 | 59546.3947 | 2063-01-10 09:28 | 0 | 0 | 0 | 0 | 0 | 0 | 232.256 | 0 | 0 | #N/A | #N/A | #N/A | #N/A | #N/A | #N/A | #N/A | 28 | Z | 0.34303 | 229.5926 | 2995350.3976 | 58943.5194 | 2061-05-17 12:28 | 0 | 0 | 0 | 0 | 0 | 0 | 229.5926 | 0 | 0
[8 empty] | 30 | N | 233.1133 | 1191.1771 | AF | 0.32078 | 4422.0737 | 57 | #N/A | #N/A | #N/A | #N/A | #N/A | 57 | #N/A | #N/A | #N/A | #N/A | #N/A | #N/A | #N/A | #N/A | #N/A | #N/A | #N/A | #N/A | 29 | AF | 0.32078 | 232.4089 | 4422073.6763 | 59546.3947 | 2063-01-10 09:28 | 0 | 0 | 0 | 0 | 0 | 0 | 232.4089 | 0 | 0 | #N/A | #N/A | #N/A | #N/A | #N/A | #N/A | #N/A | 29 | W | 0.34162 | 228.2219 | 1794052.4222 | 58943.5194 | 2061-05-17 12:28 | 0 | 0 | 0 | 0 | 0 | 0 | 228.2219 | 0 | 0
[8 empty] | 31 | Y | 233.4415 | 2954.7732 | Q | 0.31818 | 3074.9458 | 58 | #N/A | #N/A | #N/A | #N/A | #N/A | 58 | #N/A | #N/A | #N/A | #N/A | #N/A | #N/A | #N/A | #N/A | #N/A | #N/A | #N/A | #N/A | 29 | AF | 0.32078 | 232.4089 | 4422073.6763 | 63968.4683 | 2075-02-18 11:14 | 0 | 0 | 0 | 0 | 0 | 0 | 232.4089 | 0 | 0 | #N/A | #N/A | #N/A | #N/A | #N/A | #N/A | #N/A | 29 | W | 0.34162 | 228.2219 | 1794052.4222 | 60737.5718 | 2066-04-15 13:43 | 0 | 0 | 0 | 0 | 0 | 0 | 228.2219 | 0 | 0
[8 empty] | 32 | Q | 237.7146 | 3074.9458 | Y | 0.306 | 2954.7732 | 59 | #N/A | #N/A | #N/A | #N/A | #N/A | 59 | #N/A | #N/A | #N/A | #N/A | #N/A | #N/A | #N/A | #N/A | #N/A | #N/A | #N/A | #N/A | 30 | N | 0.36729 | 233.1133 | 1191177.1095 | 63968.4683 | 2075-02-18 11:14 | 0 | 0 | 0 | 0 | 0 | 0 | 233.1133 | 0 | 0 | #N/A | #N/A | #N/A | #N/A | #N/A | #N/A | #N/A | 30 | AF | 0.32078 | 232.4089 | 4422073.6763 | 60737.5718 | 2066-04-15 13:43 | 0 | 0 | 0 | 0 | 0 | 0 | 232.4089 | 0 | 0
[8 empty] | 33 | S | 239.1346 | 767.8313 | S | 0.29971 | 767.8313 | 60 | #N/A | #N/A | #N/A | #N/A | #N/A | 60 | #N/A | #N/A | #N/A | #N/A | #N/A | #N/A | #N/A | #N/A | #N/A | #N/A | #N/A | #N/A | 30 | N | 0.36729 | 233.1133 | 1191177.1095 | 65159.6454 | 2078-05-24 15:29 | 0 | 0 | 0 | 0 | 0 | 0 | 233.1133 | 0 | 0 | #N/A | #N/A | #N/A | #N/A | #N/A | #N/A | #N/A | 30 | AF | 0.32078 | 232.4089 | 4422073.6763 | 65159.6454 | 2078-05-24 15:29 | 0 | 0 | 0 | 0 | 0 | 0 | 232.4089 | 0 | 0
[8 empty] | 34 | AG | 241.4562 | 1261.4882 | AG | 0.22903 | 1261.4882 | 61 | #N/A | #N/A | #N/A | #N/A | #N/A | 61 | #N/A | #N/A | #N/A | #N/A | #N/A | #N/A | #N/A | #N/A | #N/A | #N/A | #N/A | #N/A | 31 | Y | 0.306 | 233.4415 | 2954773.2495 | 65159.6454 | 2078-05-24 15:29 | 0 | 0 | 0 | 0 | 0 | 0 | 233.4415 | 0 | 0 | #N/A | #N/A | #N/A | #N/A | #N/A | #N/A | #N/A | 31 | Q | 0.31818 | 237.7146 | 3074945.7742 | 65159.6454 | 2078-05-24 15:29 | 0 | 0 | 0 | 0 | 0 | 0 | 237.7146 | 0 | 0
[8 empty] | 35 | [6 empty] | 62 | #N/A | #N/A | #N/A | #N/A | #N/A | 62 | #N/A | #N/A | #N/A | #N/A | #N/A | #N/A | #N/A | #N/A | #N/A | #N/A | #N/A | #N/A | 31 | Y | 0.306 | 233.4415 | 2954773.2495 | 68114.4187 | 2086-06-26 10:03 | 0 | 0 | 0 | 0 | 0 | 0 | 233.4415 | 0 | 0 | #N/A | #N/A | #N/A | #N/A | #N/A | #N/A | #N/A | 31 | Q | 0.31818 | 237.7146 | 3074945.7742 | 68234.5912 | 2086-10-24 14:11 | 0 | 0 | 0 | 0 | 0 | 0 | 237.7146 | 0 | 0
[8 empty] | 36 | [6 empty] | 63 | #N/A | #N/A | #N/A | #N/A | #N/A | 63 | #N/A | #N/A | #N/A | #N/A | #N/A | #N/A | #N/A | #N/A | #N/A | #N/A | #N/A | #N/A | 32 | Q | 0.31818 | 237.7146 | 3074945.7742 | 68114.4187 | 2086-06-26 10:03 | 0 | 0 | 0 | 0 | 0 | 0 | 237.7146 | 0 | 0 | #N/A | #N/A | #N/A | #N/A | #N/A | #N/A | #N/A | 32 | Y | 0.306 | 233.4415 | 2954773.2495 | 68234.5912 | 2086-10-24 14:11 | 0 | 0 | 0 | 0 | 0 | 0 | 233.4415 | 0 | 0
[8 empty] | 37 | [6 empty] | 64 | #N/A | #N/A | #N/A | #N/A | #N/A | 64 | #N/A | #N/A | #N/A | #N/A | #N/A | #N/A | #N/A | #N/A | #N/A | #N/A | #N/A | #N/A | 32 | Q | 0.31818 | 237.7146 | 3074945.7742 | 71189.3645 | 2094-11-26 08:45 | 0 | 0 | 0 | 0 | 0 | 0 | 237.7146 | 0 | 0 | #N/A | #N/A | #N/A | #N/A | #N/A | #N/A | #N/A | 32 | Y | 0.306 | 233.4415 | 2954773.2495 | 71189.3645 | 2094-11-26 08:45 | 0 | 0 | 0 | 0 | 0 | 0 | 233.4415 | 0 | 0
[8 empty] | 38 | [6 empty] | 65 | #N/A | #N/A | #N/A | #N/A | #N/A | 65 | #N/A | #N/A | #N/A | #N/A | #N/A | #N/A | #N/A | #N/A | #N/A | #N/A | #N/A | #N/A | 33 | S | 0.29971 | 239.1346 | 767831.3242 | 71189.3645 | 2094-11-26 08:45 | 0 | 0 | 0 | 0 | 0 | 0 | 0 | 239.1346 | 0 | #N/A | #N/A | #N/A | #N/A | #N/A | #N/A | #N/A | 33 | S | 0.29971 | 239.1346 | 767831.3242 | 71189.3645 | 2094-11-26 08:45 | 0 | 0 | 0 | 0 | 0 | 0 | 0 | 239.1346 | 0
[8 empty] | 39 | [6 empty] | 66 | #N/A | #N/A | #N/A | #N/A | #N/A | 66 | #N/A | #N/A | #N/A | #N/A | #N/A | #N/A | #N/A | #N/A | #N/A | #N/A | #N/A | #N/A | 33 | S | 0.29971 | 239.1346 | 767831.3242 | 71957.1958 | 2097-01-02 04:42 | 0 | 0 | 0 | 0 | 0 | 0 | 0 | 239.1346 | 0 | #N/A | #N/A | #N/A | #N/A | #N/A | #N/A | #N/A | 33 | S | 0.29971 | 239.1346 | 767831.3242 | 71957.1958 | 2097-01-02 04:42 | 0 | 0 | 0 | 0 | 0 | 0 | 0 | 239.1346 | 0
[8 empty] | 40 | [6 empty] | 67 | #N/A | #N/A | #N/A | #N/A | #N/A | 67 | #N/A | #N/A | #N/A | #N/A | #N/A | #N/A | #N/A | #N/A | #N/A | #N/A | #N/A | #N/A | 34 | AG | 0.22903 | 241.4562 | 1261488.1931 | 71957.1958 | 2097-01-02 04:42 | 0 | 0 | 0 | 0 | 0 | 0 | 0 | 241.4562 | 0 | #N/A | #N/A | #N/A | #N/A | #N/A | #N/A | #N/A | 34 | AG | 0.22903 | 241.4562 | 1261488.1931 | 71957.1958 | 2097-01-02 04:42 | 0 | 0 | 0 | 0 | 0 | 0 | 0 | 241.4562 | 0
[8 empty] | 41 | [6 empty] | 68 | #N/A | #N/A | #N/A | #N/A | #N/A | 68 | #N/A | #N/A | #N/A | #N/A | #N/A | #N/A | #N/A | #N/A | #N/A | #N/A | #N/A | #N/A | 34 | AG | 0.22903 | 241.4562 | 1261488.1931 | 73218.684 | 2100-06-17 16:25 | 0 | 0 | 0 | 0 | 0 | 0 | 0 | 241.4562 | 0 | #N/A | #N/A | #N/A | #N/A | #N/A | #N/A | #N/A | 34 | AG | 0.22903 | 241.4562 | 1261488.1931 | 73218.684 | 2100-06-17 16:25 | 0 | 0 | 0 | 0 | 0 | 0 | 0 | 241.4562 | 0
[8 empty] | 42 | [6 empty] | 69 | #N/A | #N/A | #N/A | #N/A | #N/A | 69 | #N/A | #N/A | #N/A | #N/A | #N/A | #N/A | #N/A | #N/A | #N/A | #N/A | #N/A | #N/A | 35 | #N/A | #N/A | #N/A | #N/A | 73218.684 | 2100-06-17 16:25 | #N/A | #N/A | #N/A | #N/A | #N/A | #N/A | #N/A | #N/A | #N/A | #N/A | #N/A | #N/A | #N/A | #N/A | #N/A | #N/A | 35 | #N/A | #N/A | #N/A | #N/A | 73218.684 | 2100-06-17 16:25 | #N/A | #N/A | #N/A | #N/A | #N/A | #N/A | #N/A | #N/A | #N/A
[8 empty] | 43 | [6 empty] | 70 | #N/A | #N/A | #N/A | #N/A | #N/A | 70 | #N/A | #N/A | #N/A | #N/A | #N/A | #N/A | #N/A | #N/A | #N/A | #N/A | #N/A | #N/A | 35 | #N/A | #N/A | #N/A | #N/A | #N/A | #N/A | #N/A | #N/A | #N/A | #N/A | #N/A | #N/A | #N/A | #N/A | #N/A | #N/A | #N/A | #N/A | #N/A | #N/A | #N/A | #N/A | 35 | #N/A | #N/A | #N/A | #N/A | #N/A | #N/A | #N/A | #N/A | #N/A | #N/A | #N/A | #N/A | #N/A | #N/A | #N/A
[8 empty] | 44 | [6 empty] | 71 | #N/A | #N/A | #N/A | #N/A | #N/A | 71 | #N/A | #N/A | #N/A | #N/A | #N/A | #N/A | #N/A | #N/A | #N/A | #N/A | #N/A | #N/A | 36 | #N/A | #N/A | #N/A | #N/A | #N/A | #N/A | #N/A | #N/A | #N/A | #N/A | #N/A | #N/A | #N/A | #N/A | #N/A | #N/A | #N/A | #N/A | #N/A | #N/A | #N/A | #N/A | 36 | #N/A | #N/A | #N/A | #N/A | #N/A | #N/A | #N/A | #N/A | #N/A | #N/A | #N/A | #N/A | #N/A | #N/A | #N/A
MAP OF ZONES | [7 empty] | 45 | [6 empty] | 72 | #N/A | #N/A | #N/A | #N/A | #N/A | 72 | #N/A | #N/A | #N/A | #N/A | #N/A | #N/A | #N/A | #N/A | #N/A | #N/A | #N/A | #N/A | 36 | #N/A | #N/A | #N/A | #N/A | #N/A | #N/A | #N/A | #N/A | #N/A | #N/A | #N/A | #N/A | #N/A | #N/A | #N/A | #N/A | #N/A | #N/A | #N/A | #N/A | #N/A | #N/A | 36 | #N/A | #N/A | #N/A | #N/A | #N/A | #N/A | #N/A | #N/A | #N/A | #N/A | #N/A | #N/A | #N/A | #N/A | #N/A
[8 empty] | 46 | [6 empty] | 73 | #N/A | #N/A | #N/A | #N/A | #N/A | 73 | #N/A | #N/A | #N/A | #N/A | #N/A | #N/A | #N/A | #N/A | #N/A | #N/A | #N/A | #N/A | 37 | #N/A | #N/A | #N/A | #N/A | #N/A | #N/A | #N/A | #N/A | #N/A | #N/A | #N/A | #N/A | #N/A | #N/A | #N/A | #N/A | #N/A | #N/A | #N/A | #N/A | #N/A | #N/A | 37 | #N/A | #N/A | #N/A | #N/A | #N/A | #N/A | #N/A | #N/A | #N/A | #N/A | #N/A | #N/A | #N/A | #N/A | #N/A
[8 empty] | 47 | [6 empty] | 74 | #N/A | #N/A | #N/A | #N/A | #N/A | 74 | #N/A | #N/A | #N/A | #N/A | #N/A | #N/A | #N/A | #N/A | #N/A | #N/A | #N/A | #N/A | 37 | #N/A | #N/A | #N/A | #N/A | #N/A | #N/A | #N/A | #N/A | #N/A | #N/A | #N/A | #N/A | #N/A | #N/A | #N/A | #N/A | #N/A | #N/A | #N/A | #N/A | #N/A | #N/A | 37 | #N/A | #N/A | #N/A | #N/A | #N/A | #N/A | #N/A | #N/A | #N/A | #N/A | #N/A | #N/A | #N/A | #N/A | #N/A
[8 empty] | 48 | [6 empty] | 75 | #N/A | #N/A | #N/A | #N/A | #N/A | 75 | #N/A | #N/A | #N/A | #N/A | #N/A | #N/A | #N/A | #N/A | #N/A | #N/A | #N/A | #N/A | 38 | #N/A | #N/A | #N/A | #N/A | #N/A | #N/A | #N/A | #N/A | #N/A | #N/A | #N/A | #N/A | #N/A | #N/A | #N/A | #N/A | #N/A | #N/A | #N/A | #N/A | #N/A | #N/A | 38 | #N/A | #N/A | #N/A | #N/A | #N/A | #N/A | #N/A | #N/A | #N/A | #N/A | #N/A | #N/A | #N/A | #N/A | #N/A
[8 empty] | 49 | [6 empty] | 76 | #N/A | #N/A | #N/A | #N/A | #N/A | 76 | #N/A | #N/A | #N/A | #N/A | #N/A | #N/A | #N/A | #N/A | #N/A | #N/A | #N/A | #N/A | 38 | #N/A | #N/A | #N/A | #N/A | #N/A | #N/A | #N/A | #N/A | #N/A | #N/A | #N/A | #N/A | #N/A | #N/A | #N/A | #N/A | #N/A | #N/A | #N/A | #N/A | #N/A | #N/A | 38 | #N/A | #N/A | #N/A | #N/A | #N/A | #N/A | #N/A | #N/A | #N/A | #N/A | #N/A | #N/A | #N/A | #N/A | #N/A
[8 empty] | 50 | [6 empty] | 77 | #N/A | #N/A | #N/A | #N/A | #N/A | 77 | #N/A | #N/A | #N/A | #N/A | #N/A | #N/A | #N/A | #N/A | #N/A | #N/A | #N/A | #N/A | 39 | #N/A | #N/A | #N/A | #N/A | #N/A | #N/A | #N/A | #N/A | #N/A | #N/A | #N/A | #N/A | #N/A | #N/A | #N/A | #N/A | #N/A | #N/A | #N/A | #N/A | #N/A | #N/A | 39 | #N/A | #N/A | #N/A | #N/A | #N/A | #N/A | #N/A | #N/A | #N/A | #N/A | #N/A | #N/A | #N/A | #N/A | #N/A
[8 empty] | 51 | [6 empty] | 78 | #N/A | #N/A | #N/A | #N/A | #N/A | 78 | #N/A | #N/A | #N/A | #N/A | #N/A | #N/A | #N/A | #N/A | #N/A | #N/A | #N/A | #N/A | 39 | #N/A | #N/A | #N/A | #N/A | #N/A | #N/A | #N/A | #N/A | #N/A | #N/A | #N/A | #N/A | #N/A | #N/A | #N/A | #N/A | #N/A | #N/A | #N/A | #N/A | #N/A | #N/A | 39 | #N/A | #N/A | #N/A | #N/A | #N/A | #N/A | #N/A | #N/A | #N/A | #N/A | #N/A | #N/A | #N/A | #N/A | #N/A
[8 empty] | 52 | [6 empty] | 79 | #N/A | #N/A | #N/A | #N/A | #N/A | 79 | #N/A | #N/A | #N/A | #N/A | #N/A | #N/A | #N/A | #N/A | #N/A | #N/A | #N/A | #N/A | 40 | #N/A | #N/A | #N/A | #N/A | #N/A | #N/A | #N/A | #N/A | #N/A | #N/A | #N/A | #N/A | #N/A | #N/A | #N/A | #N/A | #N/A | #N/A | #N/A | #N/A | #N/A | #N/A | 40 | #N/A | #N/A | #N/A | #N/A | #N/A | #N/A | #N/A | #N/A | #N/A | #N/A | #N/A | #N/A | #N/A | #N/A | #N/A
[8 empty] | 53 | [6 empty] | 80 | #N/A | #N/A | #N/A | #N/A | #N/A | 80 | #N/A | #N/A | #N/A | #N/A | #N/A | #N/A | #N/A | #N/A | #N/A | #N/A | #N/A | #N/A | 40 | #N/A | #N/A | #N/A | #N/A | #N/A | #N/A | #N/A | #N/A | #N/A | #N/A | #N/A | #N/A | #N/A | #N/A | #N/A | #N/A | #N/A | #N/A | #N/A | #N/A | #N/A | #N/A | 40 | #N/A | #N/A | #N/A | #N/A | #N/A | #N/A | #N/A | #N/A | #N/A | #N/A | #N/A | #N/A | #N/A | #N/A | #N/A
[8 empty] | 54 | [6 empty] | 81 | #N/A | #N/A | #N/A | #N/A | #N/A | 81 | #N/A | #N/A | #N/A | #N/A | #N/A | #N/A | #N/A | #N/A | #N/A | #N/A | #N/A | #N/A | 41 | #N/A | #N/A | #N/A | #N/A | #N/A | #N/A | #N/A | #N/A | #N/A | #N/A | #N/A | #N/A | #N/A | #N/A | #N/A | #N/A | #N/A | #N/A | #N/A | #N/A | #N/A | #N/A | 41 | #N/A | #N/A | #N/A | #N/A | #N/A | #N/A | #N/A | #N/A | #N/A | #N/A | #N/A | #N/A | #N/A | #N/A | #N/A
[8 empty] | 55 | [6 empty] | 82 | #N/A | #N/A | #N/A | #N/A | #N/A | 82 | #N/A | #N/A | #N/A | #N/A | #N/A | #N/A | #N/A | #N/A | #N/A | #N/A | #N/A | #N/A | 41 | #N/A | #N/A | #N/A | #N/A | #N/A | #N/A | #N/A | #N/A | #N/A | #N/A | #N/A | #N/A | #N/A | #N/A | #N/A | #N/A | #N/A | #N/A | #N/A | #N/A | #N/A | #N/A | 41 | #N/A | #N/A | #N/A | #N/A | #N/A | #N/A | #N/A | #N/A | #N/A | #N/A | #N/A | #N/A | #N/A | #N/A | #N/A
[8 empty] | 56 | [6 empty] | 83 | #N/A | #N/A | #N/A | #N/A | #N/A | 83 | #N/A | #N/A | #N/A | #N/A | #N/A | #N/A | #N/A | #N/A | #N/A | #N/A | #N/A | #N/A | 42 | #N/A | #N/A | #N/A | #N/A | #N/A | #N/A | #N/A | #N/A | #N/A | #N/A | #N/A | #N/A | #N/A | #N/A | #N/A | #N/A | #N/A | #N/A | #N/A | #N/A | #N/A | #N/A | 42 | #N/A | #N/A | #N/A | #N/A | #N/A | #N/A | #N/A | #N/A | #N/A | #N/A | #N/A | #N/A | #N/A | #N/A | #N/A
[8 empty] | 57 | [6 empty] | 84 | #N/A | #N/A | #N/A | #N/A | #N/A | 84 | #N/A | #N/A | #N/A | #N/A | #N/A | #N/A | #N/A | #N/A | #N/A | #N/A | #N/A | #N/A | 42 | #N/A | #N/A | #N/A | #N/A | #N/A | #N/A | #N/A | #N/A | #N/A | #N/A | #N/A | #N/A | #N/A | #N/A | #N/A | #N/A | #N/A | #N/A | #N/A | #N/A | #N/A | #N/A | 42 | #N/A | #N/A | #N/A | #N/A | #N/A | #N/A | #N/A | #N/A | #N/A | #N/A | #N/A | #N/A | #N/A | #N/A | #N/A
[8 empty] | 58 | [6 empty] | 85 | #N/A | #N/A | #N/A | #N/A | #N/A | 85 | #N/A | #N/A | #N/A | #N/A | #N/A | #N/A | #N/A | #N/A | #N/A | #N/A | #N/A | #N/A | 43 | #N/A | #N/A | #N/A | #N/A | #N/A | #N/A | #N/A | #N/A | #N/A | #N/A | #N/A | #N/A | #N/A | #N/A | #N/A | #N/A | #N/A | #N/A | #N/A | #N/A | #N/A | #N/A | 43 | #N/A | #N/A | #N/A | #N/A | #N/A | #N/A | #N/A | #N/A | #N/A | #N/A | #N/A | #N/A | #N/A | #N/A | #N/A
[8 empty] | 59 | [6 empty] | 86 | #N/A | #N/A | #N/A | #N/A | #N/A | 86 | #N/A | #N/A | #N/A | #N/A | #N/A | #N/A | #N/A | #N/A | #N/A | #N/A | #N/A | #N/A | 43 | #N/A | #N/A | #N/A | #N/A | #N/A | #N/A | #N/A | #N/A | #N/A | #N/A | #N/A | #N/A | #N/A | #N/A | #N/A | #N/A | #N/A | #N/A | #N/A | #N/A | #N/A | #N/A | 43 | #N/A | #N/A | #N/A | #N/A | #N/A | #N/A | #N/A | #N/A | #N/A | #N/A | #N/A | #N/A | #N/A | #N/A | #N/A
[8 empty] | 60 | [6 empty] | 87 | #N/A | #N/A | #N/A | #N/A | #N/A | 87 | #N/A | #N/A | #N/A | #N/A | #N/A | #N/A | #N/A | #N/A | #N/A | #N/A | #N/A | #N/A | 44 | #N/A | #N/A | #N/A | #N/A | #N/A | #N/A | #N/A | #N/A | #N/A | #N/A | #N/A | #N/A | #N/A | #N/A | #N/A | #N/A | #N/A | #N/A | #N/A | #N/A | #N/A | #N/A | 44 | #N/A | #N/A | #N/A | #N/A | #N/A | #N/A | #N/A | #N/A | #N/A | #N/A | #N/A | #N/A | #N/A | #N/A | #N/A
[8 empty] | 61 | [6 empty] | 88 | #N/A | #N/A | #N/A | #N/A | #N/A | 88 | #N/A | #N/A | #N/A | #N/A | #N/A | #N/A | #N/A | #N/A | #N/A | #N/A | #N/A | #N/A | 44 | #N/A | #N/A | #N/A | #N/A | #N/A | #N/A | #N/A | #N/A | #N/A | #N/A | #N/A | #N/A | #N/A | #N/A | #N/A | #N/A | #N/A | #N/A | #N/A | #N/A | #N/A | #N/A | 44 | #N/A | #N/A | #N/A | #N/A | #N/A | #N/A | #N/A | #N/A | #N/A | #N/A | #N/A | #N/A | #N/A | #N/A | #N/A
[8 empty] | 62 | [6 empty] | 89 | #N/A | #N/A | #N/A | #N/A | #N/A | 89 | #N/A | #N/A | #N/A | #N/A | #N/A | #N/A | #N/A | #N/A | #N/A | #N/A | #N/A | #N/A | 45 | #N/A | #N/A | #N/A | #N/A | #N/A | #N/A | #N/A | #N/A | #N/A | #N/A | #N/A | #N/A | #N/A | #N/A | #N/A | #N/A | #N/A | #N/A | #N/A | #N/A | #N/A | #N/A | 45 | #N/A | #N/A | #N/A | #N/A | #N/A | #N/A | #N/A | #N/A | #N/A | #N/A | #N/A | #N/A | #N/A | #N/A | #N/A
[8 empty] | 63 | [6 empty] | 90 | #N/A | #N/A | #N/A | #N/A | #N/A | 90 | #N/A | #N/A | #N/A | #N/A | #N/A | #N/A | #N/A | #N/A | #N/A | #N/A | #N/A | #N/A | 45 | #N/A | #N/A | #N/A | #N/A | #N/A | #N/A | #N/A | #N/A | #N/A | #N/A | #N/A | #N/A | #N/A | #N/A | #N/A | #N/A | #N/A | #N/A | #N/A | #N/A | #N/A | #N/A | 45 | #N/A | #N/A | #N/A | #N/A | #N/A | #N/A | #N/A | #N/A | #N/A | #N/A | #N/A | #N/A | #N/A | #N/A | #N/A
[8 empty] | 64 | [6 empty] | 91 | #N/A | #N/A | #N/A | #N/A | #N/A | 91 | #N/A | #N/A | #N/A | #N/A | #N/A | #N/A | #N/A | #N/A | #N/A | #N/A | #N/A | #N/A | 46 | #N/A | #N/A | #N/A | #N/A | #N/A | #N/A | #N/A | #N/A | #N/A | #N/A | #N/A | #N/A | #N/A | #N/A | #N/A | #N/A | #N/A | #N/A | #N/A | #N/A | #N/A | #N/A | 46 | #N/A | #N/A | #N/A | #N/A | #N/A | #N/A | #N/A | #N/A | #N/A | #N/A | #N/A | #N/A | #N/A | #N/A | #N/A
[8 empty] | 65 | [6 empty] | 92 | #N/A | #N/A | #N/A | #N/A | #N/A | 92 | #N/A | #N/A | #N/A | #N/A | #N/A | #N/A | #N/A | #N/A | #N/A | #N/A | #N/A | #N/A | 46 | #N/A | #N/A | #N/A | #N/A | #N/A | #N/A | #N/A | #N/A | #N/A | #N/A | #N/A | #N/A | #N/A | #N/A | #N/A | #N/A | #N/A | #N/A | #N/A | #N/A | #N/A | #N/A | 46 | #N/A | #N/A | #N/A | #N/A | #N/A | #N/A | #N/A | #N/A | #N/A | #N/A | #N/A | #N/A | #N/A | #N/A | #N/A
[8 empty] | 66 | [6 empty] | 93 | #N/A | #N/A | #N/A | #N/A | #N/A | 93 | #N/A | #N/A | #N/A | #N/A | #N/A | #N/A | #N/A | #N/A | #N/A | #N/A | #N/A | #N/A | 47 | #N/A | #N/A | #N/A | #N/A | #N/A | #N/A | #N/A | #N/A | #N/A | #N/A | #N/A | #N/A | #N/A | #N/A | #N/A | #N/A | #N/A | #N/A | #N/A | #N/A | #N/A | #N/A | 47 | #N/A | #N/A | #N/A | #N/A | #N/A | #N/A | #N/A | #N/A | #N/A | #N/A | #N/A | #N/A | #N/A | #N/A | #N/A
[8 empty] | 67 | [6 empty] | 94 | #N/A | #N/A | #N/A | #N/A | #N/A | 94 | #N/A | #N/A | #N/A | #N/A | #N/A | #N/A | #N/A | #N/A | #N/A | #N/A | #N/A | #N/A | 47 | #N/A | #N/A | #N/A | #N/A | #N/A | #N/A | #N/A | #N/A | #N/A | #N/A | #N/A | #N/A | #N/A | #N/A | #N/A | #N/A | #N/A | #N/A | #N/A | #N/A | #N/A | #N/A | 47 | #N/A | #N/A | #N/A | #N/A | #N/A | #N/A | #N/A | #N/A | #N/A | #N/A | #N/A | #N/A | #N/A | #N/A | #N/A
[8 empty] | 68 | [6 empty] | 95 | #N/A | #N/A | #N/A | #N/A | #N/A | 95 | #N/A | #N/A | #N/A | #N/A | #N/A | #N/A | #N/A | #N/A | #N/A | #N/A | #N/A | #N/A | 48 | #N/A | #N/A | #N/A | #N/A | #N/A | #N/A | #N/A | #N/A | #N/A | #N/A | #N/A | #N/A | #N/A | #N/A | #N/A | #N/A | #N/A | #N/A | #N/A | #N/A | #N/A | #N/A | 48 | #N/A | #N/A | #N/A | #N/A | #N/A | #N/A | #N/A | #N/A | #N/A | #N/A | #N/A | #N/A | #N/A | #N/A | #N/A
[8 empty] | 69 | [6 empty] | 96 | #N/A | #N/A | #N/A | #N/A | #N/A | 96 | #N/A | #N/A | #N/A | #N/A | #N/A | #N/A | #N/A | #N/A | #N/A | #N/A | #N/A | #N/A | 48 | #N/A | #N/A | #N/A | #N/A | #N/A | #N/A | #N/A | #N/A | #N/A | #N/A | #N/A | #N/A | #N/A | #N/A | #N/A | #N/A | #N/A | #N/A | #N/A | #N/A | #N/A | #N/A | 48 | #N/A | #N/A | #N/A | #N/A | #N/A | #N/A | #N/A | #N/A | #N/A | #N/A | #N/A | #N/A | #N/A | #N/A | #N/A
[8 empty] | 70 | [6 empty] | 97 | #N/A | #N/A | #N/A | #N/A | #N/A | 97 | #N/A | #N/A | #N/A | #N/A | #N/A | #N/A | #N/A | #N/A | #N/A | #N/A | #N/A | #N/A | 49 | #N/A | #N/A | #N/A | #N/A | #N/A | #N/A | #N/A | #N/A | #N/A | #N/A | #N/A | #N/A | #N/A | #N/A | #N/A | #N/A | #N/A | #N/A | #N/A | #N/A | #N/A | #N/A | 49 | #N/A | #N/A | #N/A | #N/A | #N/A | #N/A | #N/A | #N/A | #N/A | #N/A | #N/A | #N/A | #N/A | #N/A | #N/A
[8 empty] | 71 | [6 empty] | 98 | #N/A | #N/A | #N/A | #N/A | #N/A | 98 | #N/A | #N/A | #N/A | #N/A | #N/A | #N/A | #N/A | #N/A | #N/A | #N/A | #N/A | #N/A | 49 | #N/A | #N/A | #N/A | #N/A | #N/A | #N/A | #N/A | #N/A | #N/A | #N/A | #N/A | #N/A | #N/A | #N/A | #N/A | #N/A | #N/A | #N/A | #N/A | #N/A | #N/A | #N/A | 49 | #N/A | #N/A | #N/A | #N/A | #N/A | #N/A | #N/A | #N/A | #N/A | #N/A | #N/A | #N/A | #N/A | #N/A | #N/A
[8 empty] | 72 | [6 empty] | 99 | #N/A | #N/A | #N/A | #N/A | #N/A | 99 | #N/A | #N/A | #N/A | #N/A | #N/A | #N/A | #N/A | #N/A | #N/A | #N/A | #N/A | #N/A | 50 | #N/A | #N/A | #N/A | #N/A | #N/A | #N/A | #N/A | #N/A | #N/A | #N/A | #N/A | #N/A | #N/A | #N/A | #N/A | #N/A | #N/A | #N/A | #N/A | #N/A | #N/A | #N/A | 50 | #N/A | #N/A | #N/A | #N/A | #N/A | #N/A | #N/A | #N/A | #N/A | #N/A | #N/A | #N/A | #N/A | #N/A | #N/A
[8 empty] | 73 | [6 empty] | 100 | #N/A | #N/A | #N/A | #N/A | #N/A | 100 | #N/A | #N/A | #N/A | #N/A | #N/A | #N/A | #N/A | #N/A | #N/A | #N/A | #N/A | #N/A | 50 | #N/A | #N/A | #N/A | #N/A | #N/A | #N/A | #N/A | #N/A | #N/A | #N/A | #N/A | #N/A | #N/A | #N/A | #N/A | #N/A | #N/A | #N/A | #N/A | #N/A | #N/A | #N/A | 50 | #N/A | #N/A | #N/A | #N/A | #N/A | #N/A | #N/A | #N/A | #N/A | #N/A | #N/A | #N/A | #N/A | #N/A | #N/A
[8 empty] | 74 | [6 empty] | 101 | #N/A | #N/A | #N/A | #N/A | #N/A | 101 | #N/A | #N/A | #N/A | #N/A | #N/A | #N/A | #N/A | #N/A | #N/A | #N/A | #N/A | #N/A | 51 | #N/A | #N/A | #N/A | #N/A | #N/A | #N/A | #N/A | #N/A | #N/A | #N/A | #N/A | #N/A | #N/A | #N/A | #N/A | #N/A | #N/A | #N/A | #N/A | #N/A | #N/A | #N/A | 51 | #N/A | #N/A | #N/A | #N/A | #N/A | #N/A | #N/A | #N/A | #N/A | #N/A | #N/A | #N/A | #N/A | #N/A | #N/A
[8 empty] | 75 | [6 empty] | 102 | #N/A | #N/A | #N/A | #N/A | #N/A | 102 | #N/A | #N/A | #N/A | #N/A | #N/A | #N/A | #N/A | #N/A | #N/A | #N/A | #N/A | #N/A | 51 | #N/A | #N/A | #N/A | #N/A | #N/A | #N/A | #N/A | #N/A | #N/A | #N/A | #N/A | #N/A | #N/A | #N/A | #N/A | #N/A | #N/A | #N/A | #N/A | #N/A | #N/A | #N/A | 51 | #N/A | #N/A | #N/A | #N/A | #N/A | #N/A | #N/A | #N/A | #N/A | #N/A | #N/A | #N/A | #N/A | #N/A | #N/A
[8 empty] | 76 | [6 empty] | 103 | #N/A | #N/A | #N/A | #N/A | #N/A | 103 | #N/A | #N/A | #N/A | #N/A | #N/A | #N/A | #N/A | #N/A | #N/A | #N/A | #N/A | #N/A | 52 | #N/A | #N/A | #N/A | #N/A | #N/A | #N/A | #N/A | #N/A | #N/A | #N/A | #N/A | #N/A | #N/A | #N/A | #N/A | #N/A | #N/A | #N/A | #N/A | #N/A | #N/A | #N/A | 52 | #N/A | #N/A | #N/A | #N/A | #N/A | #N/A | #N/A | #N/A | #N/A | #N/A | #N/A | #N/A | #N/A | #N/A | #N/A
[8 empty] | 77 | [6 empty] | 104 | #N/A | #N/A | #N/A | #N/A | #N/A | 104 | #N/A | #N/A | #N/A | #N/A | #N/A | #N/A | #N/A | #N/A | #N/A | #N/A | #N/A | #N/A | 52 | #N/A | #N/A | #N/A | #N/A | #N/A | #N/A | #N/A | #N/A | #N/A | #N/A | #N/A | #N/A | #N/A | #N/A | #N/A | #N/A | #N/A | #N/A | #N/A | #N/A | #N/A | #N/A | 52 | #N/A | #N/A | #N/A | #N/A | #N/A | #N/A | #N/A | #N/A | #N/A | #N/A | #N/A | #N/A | #N/A | #N/A | #N/A
[8 empty] | 78 | [6 empty] | 105 | #N/A | #N/A | #N/A | #N/A | #N/A | 105 | #N/A | #N/A | #N/A | #N/A | #N/A | #N/A | #N/A | #N/A | #N/A | #N/A | #N/A | #N/A | 53 | #N/A | #N/A | #N/A | #N/A | #N/A | #N/A | #N/A | #N/A | #N/A | #N/A | #N/A | #N/A | #N/A | #N/A | #N/A | #N/A | #N/A | #N/A | #N/A | #N/A | #N/A | #N/A | 53 | #N/A | #N/A | #N/A | #N/A | #N/A | #N/A | #N/A | #N/A | #N/A | #N/A | #N/A | #N/A | #N/A | #N/A | #N/A
[8 empty] | 79 | [6 empty] | 106 | #N/A | #N/A | #N/A | #N/A | #N/A | 106 | #N/A | #N/A | #N/A | #N/A | #N/A | #N/A | #N/A | #N/A | #N/A | #N/A | #N/A | #N/A | 53 | #N/A | #N/A | #N/A | #N/A | #N/A | #N/A | #N/A | #N/A | #N/A | #N/A | #N/A | #N/A | #N/A | #N/A | #N/A | #N/A | #N/A | #N/A | #N/A | #N/A | #N/A | #N/A | 53 | #N/A | #N/A | #N/A | #N/A | #N/A | #N/A | #N/A | #N/A | #N/A | #N/A | #N/A | #N/A | #N/A | #N/A | #N/A
[8 empty] | 80 | [6 empty] | 107 | #N/A | #N/A | #N/A | #N/A | #N/A | 107 | #N/A | #N/A | #N/A | #N/A | #N/A | #N/A | #N/A | #N/A | #N/A | #N/A | #N/A | #N/A | 54 | #N/A | #N/A | #N/A | #N/A | #N/A | #N/A | #N/A | #N/A | #N/A | #N/A | #N/A | #N/A | #N/A | #N/A | #N/A | #N/A | #N/A | #N/A | #N/A | #N/A | #N/A | #N/A | 54 | #N/A | #N/A | #N/A | #N/A | #N/A | #N/A | #N/A | #N/A | #N/A | #N/A | #N/A | #N/A | #N/A | #N/A | #N/A
[8 empty] | 81 | [6 empty] | 108 | #N/A | #N/A | #N/A | #N/A | #N/A | 108 | #N/A | #N/A | #N/A | #N/A | #N/A | #N/A | #N/A | #N/A | #N/A | #N/A | #N/A | #N/A | 54 | #N/A | #N/A | #N/A | #N/A | #N/A | #N/A | #N/A | #N/A | #N/A | #N/A | #N/A | #N/A | #N/A | #N/A | #N/A | #N/A | #N/A | #N/A | #N/A | #N/A | #N/A | #N/A | 54 | #N/A | #N/A | #N/A | #N/A | #N/A | #N/A | #N/A | #N/A | #N/A | #N/A | #N/A | #N/A | #N/A | #N/A | #N/A
[8 empty] | 82 | [6 empty] | 109 | #N/A | #N/A | #N/A | #N/A | #N/A | 109 | #N/A | #N/A | #N/A | #N/A | #N/A | #N/A | #N/A | #N/A | #N/A | #N/A | #N/A | #N/A | 55 | #N/A | #N/A | #N/A | #N/A | #N/A | #N/A | #N/A | #N/A | #N/A | #N/A | #N/A | #N/A | #N/A | #N/A | #N/A | #N/A | #N/A | #N/A | #N/A | #N/A | #N/A | #N/A | 55 | #N/A | #N/A | #N/A | #N/A | #N/A | #N/A | #N/A | #N/A | #N/A | #N/A | #N/A | #N/A | #N/A | #N/A | #N/A
[8 empty] | 83 | [6 empty] | 110 | #N/A | #N/A | #N/A | #N/A | #N/A | 110 | #N/A | #N/A | #N/A | #N/A | #N/A | #N/A | #N/A | #N/A | #N/A | #N/A | #N/A | #N/A | 55 | #N/A | #N/A | #N/A | #N/A | #N/A | #N/A | #N/A | #N/A | #N/A | #N/A | #N/A | #N/A | #N/A | #N/A | #N/A | #N/A | #N/A | #N/A | #N/A | #N/A | #N/A | #N/A | 55 | #N/A | #N/A | #N/A | #N/A | #N/A | #N/A | #N/A | #N/A | #N/A | #N/A | #N/A | #N/A | #N/A | #N/A | #N/A
[8 empty] | 84 | [6 empty] | 111 | #N/A | #N/A | #N/A | #N/A | #N/A | 111 | #N/A | #N/A | #N/A | #N/A | #N/A | #N/A | #N/A | #N/A | #N/A | #N/A | #N/A | #N/A | 56 | #N/A | #N/A | #N/A | #N/A | #N/A | #N/A | #N/A | #N/A | #N/A | #N/A | #N/A | #N/A | #N/A | #N/A | #N/A | #N/A | #N/A | #N/A | #N/A | #N/A | #N/A | #N/A | 56 | #N/A | #N/A | #N/A | #N/A | #N/A | #N/A | #N/A | #N/A | #N/A | #N/A | #N/A | #N/A | #N/A | #N/A | #N/A
[8 empty] | 85 | [6 empty] | 112 | #N/A | #N/A | #N/A | #N/A | #N/A | 112 | #N/A | #N/A | #N/A | #N/A | #N/A | #N/A | #N/A | #N/A | #N/A | #N/A | #N/A | #N/A | 56 | #N/A | #N/A | #N/A | #N/A | #N/A | #N/A | #N/A | #N/A | #N/A | #N/A | #N/A | #N/A | #N/A | #N/A | #N/A | #N/A | #N/A | #N/A | #N/A | #N/A | #N/A | #N/A | 56 | #N/A | #N/A | #N/A | #N/A | #N/A | #N/A | #N/A | #N/A | #N/A | #N/A | #N/A | #N/A | #N/A | #N/A | #N/A
[8 empty] | 86 | [6 empty] | 113 | #N/A | #N/A | #N/A | #N/A | #N/A | 113 | #N/A | #N/A | #N/A | #N/A | #N/A | #N/A | #N/A | #N/A | #N/A | #N/A | #N/A | #N/A | 57 | #N/A | #N/A | #N/A | #N/A | #N/A | #N/A | #N/A | #N/A | #N/A | #N/A | #N/A | #N/A | #N/A | #N/A | #N/A | #N/A | #N/A | #N/A | #N/A | #N/A | #N/A | #N/A | 57 | #N/A | #N/A | #N/A | #N/A | #N/A | #N/A | #N/A | #N/A | #N/A | #N/A | #N/A | #N/A | #N/A | #N/A | #N/A
[8 empty] | 87 | [6 empty] | 114 | #N/A | #N/A | #N/A | #N/A | #N/A | 114 | #N/A | #N/A | #N/A | #N/A | #N/A | #N/A | #N/A | #N/A | #N/A | #N/A | #N/A | #N/A | 57 | #N/A | #N/A | #N/A | #N/A | #N/A | #N/A | #N/A | #N/A | #N/A | #N/A | #N/A | #N/A | #N/A | #N/A | #N/A | #N/A | #N/A | #N/A | #N/A | #N/A | #N/A | #N/A | 57 | #N/A | #N/A | #N/A | #N/A | #N/A | #N/A | #N/A | #N/A | #N/A | #N/A | #N/A | #N/A | #N/A | #N/A | #N/A
[8 empty] | 88 | [6 empty] | 115 | #N/A | #N/A | #N/A | #N/A | #N/A | 115 | #N/A | #N/A | #N/A | #N/A | #N/A | #N/A | #N/A | #N/A | #N/A | #N/A | #N/A | #N/A | 58 | #N/A | #N/A | #N/A | #N/A | #N/A | #N/A | #N/A | #N/A | #N/A | #N/A | #N/A | #N/A | #N/A | #N/A | #N/A | #N/A | #N/A | #N/A | #N/A | #N/A | #N/A | #N/A | 58 | #N/A | #N/A | #N/A | #N/A | #N/A | #N/A | #N/A | #N/A | #N/A | #N/A | #N/A | #N/A | #N/A | #N/A | #N/A
[8 empty] | 89 | [6 empty] | 116 | #N/A | #N/A | #N/A | #N/A | #N/A | 116 | #N/A | #N/A | #N/A | #N/A | #N/A | #N/A | #N/A | #N/A | #N/A | #N/A | #N/A | #N/A | 58 | #N/A | #N/A | #N/A | #N/A | #N/A | #N/A | #N/A | #N/A | #N/A | #N/A | #N/A | #N/A | #N/A | #N/A | #N/A | #N/A | #N/A | #N/A | #N/A | #N/A | #N/A | #N/A | 58 | #N/A | #N/A | #N/A | #N/A | #N/A | #N/A | #N/A | #N/A | #N/A | #N/A | #N/A | #N/A | #N/A | #N/A | #N/A
[8 empty] | 90 | [6 empty] | 117 | #N/A | #N/A | #N/A | #N/A | #N/A | 117 | #N/A | #N/A | #N/A | #N/A | #N/A | #N/A | #N/A | #N/A | #N/A | #N/A | #N/A | #N/A | 59 | #N/A | #N/A | #N/A | #N/A | #N/A | #N/A | #N/A | #N/A | #N/A | #N/A | #N/A | #N/A | #N/A | #N/A | #N/A | #N/A | #N/A | #N/A | #N/A | #N/A | #N/A | #N/A | 59 | #N/A | #N/A | #N/A | #N/A | #N/A | #N/A | #N/A | #N/A | #N/A | #N/A | #N/A | #N/A | #N/A | #N/A | #N/A
[8 empty] | 91 | [6 empty] | 118 | #N/A | #N/A | #N/A | #N/A | #N/A | 118 | #N/A | #N/A | #N/A | #N/A | #N/A | #N/A | #N/A | #N/A | #N/A | #N/A | #N/A | #N/A | 59 | #N/A | #N/A | #N/A | #N/A | #N/A | #N/A | #N/A | #N/A | #N/A | #N/A | #N/A | #N/A | #N/A | #N/A | #N/A | #N/A | #N/A | #N/A | #N/A | #N/A | #N/A | #N/A | 59 | #N/A | #N/A | #N/A | #N/A | #N/A | #N/A | #N/A | #N/A | #N/A | #N/A | #N/A | #N/A | #N/A | #N/A | #N/A
[8 empty] | 92 | [6 empty] | 119 | #N/A | #N/A | #N/A | #N/A | #N/A | 119 | #N/A | #N/A | #N/A | #N/A | #N/A | #N/A | #N/A | #N/A | #N/A | #N/A | #N/A | #N/A | 60 | #N/A | #N/A | #N/A | #N/A | #N/A | #N/A | #N/A | #N/A | #N/A | #N/A | #N/A | #N/A | #N/A | #N/A | #N/A | #N/A | #N/A | #N/A | #N/A | #N/A | #N/A | #N/A | 60 | #N/A | #N/A | #N/A | #N/A | #N/A | #N/A | #N/A | #N/A | #N/A | #N/A | #N/A | #N/A | #N/A | #N/A | #N/A
[8 empty] | 93 | [6 empty] | 120 | #N/A | #N/A | #N/A | #N/A | #N/A | 120 | #N/A | #N/A | #N/A | #N/A | #N/A | #N/A | #N/A | #N/A | #N/A | #N/A | #N/A | #N/A | 60 | #N/A | #N/A | #N/A | #N/A | #N/A | #N/A | #N/A | #N/A | #N/A | #N/A | #N/A | #N/A | #N/A | #N/A | #N/A | #N/A | #N/A | #N/A | #N/A | #N/A | #N/A | #N/A | 60 | #N/A | #N/A | #N/A | #N/A | #N/A | #N/A | #N/A | #N/A | #N/A | #N/A | #N/A | #N/A | #N/A | #N/A | #N/A
[8 empty] | 94 | [6 empty] | 121 | #N/A | #N/A | #N/A | #N/A | #N/A | 121 | #N/A | #N/A | #N/A | #N/A | #N/A | #N/A | #N/A | #N/A | #N/A | #N/A | #N/A | #N/A | 61 | #N/A | #N/A | #N/A | #N/A | #N/A | #N/A | #N/A | #N/A | #N/A | #N/A | #N/A | #N/A | #N/A | #N/A | #N/A | #N/A | #N/A | #N/A | #N/A | #N/A | #N/A | #N/A | 61 | #N/A | #N/A | #N/A | #N/A | #N/A | #N/A | #N/A | #N/A | #N/A | #N/A | #N/A | #N/A | #N/A | #N/A | #N/A
[8 empty] | 95 | [6 empty] | 122 | #N/A | #N/A | #N/A | #N/A | #N/A | 122 | #N/A | #N/A | #N/A | #N/A | #N/A | #N/A | #N/A | #N/A | #N/A | #N/A | #N/A | #N/A | 61 | #N/A | #N/A | #N/A | #N/A | #N/A | #N/A | #N/A | #N/A | #N/A | #N/A | #N/A | #N/A | #N/A | #N/A | #N/A | #N/A | #N/A | #N/A | #N/A | #N/A | #N/A | #N/A | 61 | #N/A | #N/A | #N/A | #N/A | #N/A | #N/A | #N/A | #N/A | #N/A | #N/A | #N/A | #N/A | #N/A | #N/A | #N/A
[8 empty] | 96 | [6 empty] | 123 | #N/A | #N/A | #N/A | #N/A | #N/A | 123 | #N/A | #N/A | #N/A | #N/A | #N/A | #N/A | #N/A | #N/A | #N/A | #N/A | #N/A | #N/A | 62 | #N/A | #N/A | #N/A | #N/A | #N/A | #N/A | #N/A | #N/A | #N/A | #N/A | #N/A | #N/A | #N/A | #N/A | #N/A | #N/A | #N/A | #N/A | #N/A | #N/A | #N/A | #N/A | 62 | #N/A | #N/A | #N/A | #N/A | #N/A | #N/A | #N/A | #N/A | #N/A | #N/A | #N/A | #N/A | #N/A | #N/A | #N/A
[8 empty] | 97 | [6 empty] | 124 | #N/A | #N/A | #N/A | #N/A | #N/A | 124 | #N/A | #N/A | #N/A | #N/A | #N/A | #N/A | #N/A | #N/A | #N/A | #N/A | #N/A | #N/A | 62 | #N/A | #N/A | #N/A | #N/A | #N/A | #N/A | #N/A | #N/A | #N/A | #N/A | #N/A | #N/A | #N/A | #N/A | #N/A | #N/A | #N/A | #N/A | #N/A | #N/A | #N/A | #N/A | 62 | #N/A | #N/A | #N/A | #N/A | #N/A | #N/A | #N/A | #N/A | #N/A | #N/A | #N/A | #N/A | #N/A | #N/A | #N/A
[8 empty] | 98 | [6 empty] | 125 | #N/A | #N/A | #N/A | #N/A | #N/A | 125 | #N/A | #N/A | #N/A | #N/A | #N/A | #N/A | #N/A | #N/A | #N/A | #N/A | #N/A | #N/A | 63 | #N/A | #N/A | #N/A | #N/A | #N/A | #N/A | #N/A | #N/A | #N/A | #N/A | #N/A | #N/A | #N/A | #N/A | #N/A | #N/A | #N/A | #N/A | #N/A | #N/A | #N/A | #N/A | 63 | #N/A | #N/A | #N/A | #N/A | #N/A | #N/A | #N/A | #N/A | #N/A | #N/A | #N/A | #N/A | #N/A | #N/A | #N/A
[8 empty] | 99 | [6 empty] | 126 | #N/A | #N/A | #N/A | #N/A | #N/A | 126 | #N/A | #N/A | #N/A | #N/A | #N/A | #N/A | #N/A | #N/A | #N/A | #N/A | #N/A | #N/A | 63 | #N/A | #N/A | #N/A | #N/A | #N/A | #N/A | #N/A | #N/A | #N/A | #N/A | #N/A | #N/A | #N/A | #N/A | #N/A | #N/A | #N/A | #N/A | #N/A | #N/A | #N/A | #N/A | 63 | #N/A | #N/A | #N/A | #N/A | #N/A | #N/A | #N/A | #N/A | #N/A | #N/A | #N/A | #N/A | #N/A | #N/A | #N/A
[8 empty] | 100 | [6 empty] | 127 | #N/A | #N/A | #N/A | #N/A | #N/A | 127 | #N/A | #N/A | #N/A | #N/A | #N/A | #N/A | #N/A | #N/A | #N/A | #N/A | #N/A | #N/A | 64 | #N/A | #N/A | #N/A | #N/A | #N/A | #N/A | #N/A | #N/A | #N/A | #N/A | #N/A | #N/A | #N/A | #N/A | #N/A | #N/A | #N/A | #N/A | #N/A | #N/A | #N/A | #N/A | 64 | #N/A | #N/A | #N/A | #N/A | #N/A | #N/A | #N/A | #N/A | #N/A | #N/A | #N/A | #N/A | #N/A | #N/A | #N/A
[8 empty] | 101 | [6 empty] | 128 | #N/A | #N/A | #N/A | #N/A | #N/A | 128 | #N/A | #N/A | #N/A | #N/A | #N/A | #N/A | #N/A | #N/A | #N/A | #N/A | #N/A | #N/A | 64 | #N/A | #N/A | #N/A | #N/A | #N/A | #N/A | #N/A | #N/A | #N/A | #N/A | #N/A | #N/A | #N/A | #N/A | #N/A | #N/A | #N/A | #N/A | #N/A | #N/A | #N/A | #N/A | 64 | #N/A | #N/A | #N/A | #N/A | #N/A | #N/A | #N/A | #N/A | #N/A | #N/A | #N/A | #N/A | #N/A | #N/A | #N/A
[8 empty] | 102 | [6 empty] | 129 | #N/A | #N/A | #N/A | #N/A | #N/A | 129 | #N/A | #N/A | #N/A | #N/A | #N/A | #N/A | #N/A | #N/A | #N/A | #N/A | #N/A | #N/A | 65 | #N/A | #N/A | #N/A | #N/A | #N/A | #N/A | #N/A | #N/A | #N/A | #N/A | #N/A | #N/A | #N/A | #N/A | #N/A | #N/A | #N/A | #N/A | #N/A | #N/A | #N/A | #N/A | 65 | #N/A | #N/A | #N/A | #N/A | #N/A | #N/A | #N/A | #N/A | #N/A | #N/A | #N/A | #N/A | #N/A | #N/A | #N/A
[8 empty] | 103 | [6 empty] | 130 | #N/A | #N/A | #N/A | #N/A | #N/A | 130 | #N/A | #N/A | #N/A | #N/A | #N/A | #N/A | #N/A | #N/A | #N/A | #N/A | #N/A | #N/A | 65 | #N/A | #N/A | #N/A | #N/A | #N/A | #N/A | #N/A | #N/A | #N/A | #N/A | #N/A | #N/A | #N/A | #N/A | #N/A | #N/A | #N/A | #N/A | #N/A | #N/A | #N/A | #N/A | 65 | #N/A | #N/A | #N/A | #N/A | #N/A | #N/A | #N/A | #N/A | #N/A | #N/A | #N/A | #N/A | #N/A | #N/A | #N/A
[8 empty] | 104 | [6 empty] | 131 | #N/A | #N/A | #N/A | #N/A | #N/A | 131 | #N/A | #N/A | #N/A | #N/A | #N/A | #N/A | #N/A | #N/A | #N/A | #N/A | #N/A | #N/A | 66 | #N/A | #N/A | #N/A | #N/A | #N/A | #N/A | #N/A | #N/A | #N/A | #N/A | #N/A | #N/A | #N/A | #N/A | #N/A | #N/A | #N/A | #N/A | #N/A | #N/A | #N/A | #N/A | 66 | #N/A | #N/A | #N/A | #N/A | #N/A | #N/A | #N/A | #N/A | #N/A | #N/A | #N/A | #N/A | #N/A | #N/A | #N/A
[8 empty] | 105 | [6 empty] | 132 | #N/A | #N/A | #N/A | #N/A | #N/A | 132 | #N/A | #N/A | #N/A | #N/A | #N/A | #N/A | #N/A | #N/A | #N/A | #N/A | #N/A | #N/A | 66 | #N/A | #N/A | #N/A | #N/A | #N/A | #N/A | #N/A | #N/A | #N/A | #N/A | #N/A | #N/A | #N/A | #N/A | #N/A | #N/A | #N/A | #N/A | #N/A | #N/A | #N/A | #N/A | 66 | #N/A | #N/A | #N/A | #N/A | #N/A | #N/A | #N/A | #N/A | #N/A | #N/A | #N/A | #N/A | #N/A | #N/A | #N/A
[8 empty] | 106 | [6 empty] | 133 | #N/A | #N/A | #N/A | #N/A | #N/A | 133 | #N/A | #N/A | #N/A | #N/A | #N/A | #N/A | #N/A | #N/A | #N/A | #N/A | #N/A | #N/A | 67 | #N/A | #N/A | #N/A | #N/A | #N/A | #N/A | #N/A | #N/A | #N/A | #N/A | #N/A | #N/A | #N/A | #N/A | #N/A | #N/A | #N/A | #N/A | #N/A | #N/A | #N/A | #N/A | 67 | #N/A | #N/A | #N/A | #N/A | #N/A | #N/A | #N/A | #N/A | #N/A | #N/A | #N/A | #N/A | #N/A | #N/A | #N/A
[8 empty] | 107 | [6 empty] | 134 | #N/A | #N/A | #N/A | #N/A | #N/A | 134 | #N/A | #N/A | #N/A | #N/A | #N/A | #N/A | #N/A | #N/A | #N/A | #N/A | #N/A | #N/A | 67 | #N/A | #N/A | #N/A | #N/A | #N/A | #N/A | #N/A | #N/A | #N/A | #N/A | #N/A | #N/A | #N/A | #N/A | #N/A | #N/A | #N/A | #N/A | #N/A | #N/A | #N/A | #N/A | 67 | #N/A | #N/A | #N/A | #N/A | #N/A | #N/A | #N/A | #N/A | #N/A | #N/A | #N/A | #N/A | #N/A | #N/A | #N/A
[8 empty] | 108 | [6 empty] | 135 | #N/A | #N/A | #N/A | #N/A | #N/A | 135 | #N/A | #N/A | #N/A | #N/A | #N/A | #N/A | #N/A | #N/A | #N/A | #N/A | #N/A | #N/A | 68 | #N/A | #N/A | #N/A | #N/A | #N/A | #N/A | #N/A | #N/A | #N/A | #N/A | #N/A | #N/A | #N/A | #N/A | #N/A | #N/A | #N/A | #N/A | #N/A | #N/A | #N/A | #N/A | 68 | #N/A | #N/A | #N/A | #N/A | #N/A | #N/A | #N/A | #N/A | #N/A | #N/A | #N/A | #N/A | #N/A | #N/A | #N/A
[8 empty] | 109 | [6 empty] | 136 | #N/A | #N/A | #N/A | #N/A | #N/A | 136 | #N/A | #N/A | #N/A | #N/A | #N/A | #N/A | #N/A | #N/A | #N/A | #N/A | #N/A | #N/A | 68 | #N/A | #N/A | #N/A | #N/A | #N/A | #N/A | #N/A | #N/A | #N/A | #N/A | #N/A | #N/A | #N/A | #N/A | #N/A | #N/A | #N/A | #N/A | #N/A | #N/A | #N/A | #N/A | 68 | #N/A | #N/A | #N/A | #N/A | #N/A | #N/A | #N/A | #N/A | #N/A | #N/A | #N/A | #N/A | #N/A | #N/A | #N/A
[8 empty] | 110 | [6 empty] | 137 | #N/A | #N/A | #N/A | #N/A | #N/A | 137 | #N/A | #N/A | #N/A | #N/A | #N/A | #N/A | #N/A | #N/A | #N/A | #N/A | #N/A | #N/A | 69 | #N/A | #N/A | #N/A | #N/A | #N/A | #N/A | #N/A | #N/A | #N/A | #N/A | #N/A | #N/A | #N/A | #N/A | #N/A | #N/A | #N/A | #N/A | #N/A | #N/A | #N/A | #N/A | 69 | #N/A | #N/A | #N/A | #N/A | #N/A | #N/A | #N/A | #N/A | #N/A | #N/A | #N/A | #N/A | #N/A | #N/A | #N/A
[8 empty] | 111 | [6 empty] | 138 | #N/A | #N/A | #N/A | #N/A | #N/A | 138 | #N/A | #N/A | #N/A | #N/A | #N/A | #N/A | #N/A | #N/A | #N/A | #N/A | #N/A | #N/A | 69 | #N/A | #N/A | #N/A | #N/A | #N/A | #N/A | #N/A | #N/A | #N/A | #N/A | #N/A | #N/A | #N/A | #N/A | #N/A | #N/A | #N/A | #N/A | #N/A | #N/A | #N/A | #N/A | 69 | #N/A | #N/A | #N/A | #N/A | #N/A | #N/A | #N/A | #N/A | #N/A | #N/A | #N/A | #N/A | #N/A | #N/A | #N/A
[8 empty] | 112 | [6 empty] | 139 | #N/A | #N/A | #N/A | #N/A | #N/A | 139 | #N/A | #N/A | #N/A | #N/A | #N/A | #N/A | #N/A | #N/A | #N/A | #N/A | #N/A | #N/A | 70 | #N/A | #N/A | #N/A | #N/A | #N/A | #N/A | #N/A | #N/A | #N/A | #N/A | #N/A | #N/A | #N/A | #N/A | #N/A | #N/A | #N/A | #N/A | #N/A | #N/A | #N/A | #N/A | 70 | #N/A | #N/A | #N/A | #N/A | #N/A | #N/A | #N/A | #N/A | #N/A | #N/A | #N/A | #N/A | #N/A | #N/A | #N/A
[8 empty] | 113 | [6 empty] | 140 | #N/A | #N/A | #N/A | #N/A | #N/A | 140 | #N/A | #N/A | #N/A | #N/A | #N/A | #N/A | #N/A | #N/A | #N/A | #N/A | #N/A | #N/A | 70 | #N/A | #N/A | #N/A | #N/A | #N/A | #N/A | #N/A | #N/A | #N/A | #N/A | #N/A | #N/A | #N/A | #N/A | #N/A | #N/A | #N/A | #N/A | #N/A | #N/A | #N/A | #N/A | 70 | #N/A | #N/A | #N/A | #N/A | #N/A | #N/A | #N/A | #N/A | #N/A | #N/A | #N/A | #N/A | #N/A | #N/A | #N/A
[8 empty] | 114 | [6 empty] | 141 | #N/A | #N/A | #N/A | #N/A | #N/A | 141 | #N/A | #N/A | #N/A | #N/A | #N/A | #N/A | #N/A | #N/A | #N/A | #N/A | #N/A | #N/A | 71 | #N/A | #N/A | #N/A | #N/A | #N/A | #N/A | #N/A | #N/A | #N/A | #N/A | #N/A | #N/A | #N/A | #N/A | #N/A | #N/A | #N/A | #N/A | #N/A | #N/A | #N/A | #N/A | 71 | #N/A | #N/A | #N/A | #N/A | #N/A | #N/A | #N/A | #N/A | #N/A | #N/A | #N/A | #N/A | #N/A | #N/A | #N/A
[8 empty] | 115 | [6 empty] | 142 | #N/A | #N/A | #N/A | #N/A | #N/A | 142 | #N/A | #N/A | #N/A | #N/A | #N/A | #N/A | #N/A | #N/A | #N/A | #N/A | #N/A | #N/A | 71 | #N/A | #N/A | #N/A | #N/A | #N/A | #N/A | #N/A | #N/A | #N/A | #N/A | #N/A | #N/A | #N/A | #N/A | #N/A | #N/A | #N/A | #N/A | #N/A | #N/A | #N/A | #N/A | 71 | #N/A | #N/A | #N/A | #N/A | #N/A | #N/A | #N/A | #N/A | #N/A | #N/A | #N/A | #N/A | #N/A | #N/A | #N/A
[8 empty] | 116 | [6 empty] | 143 | #N/A | #N/A | #N/A | #N/A | #N/A | 143 | #N/A | #N/A | #N/A | #N/A | #N/A | #N/A | #N/A | #N/A | #N/A | #N/A | #N/A | #N/A | 72 | #N/A | #N/A | #N/A | #N/A | #N/A | #N/A | #N/A | #N/A | #N/A | #N/A | #N/A | #N/A | #N/A | #N/A | #N/A | #N/A | #N/A | #N/A | #N/A | #N/A | #N/A | #N/A | 72 | #N/A | #N/A | #N/A | #N/A | #N/A | #N/A | #N/A | #N/A | #N/A | #N/A | #N/A | #N/A | #N/A | #N/A | #N/A
[8 empty] | 117 | [6 empty] | 144 | #N/A | #N/A | #N/A | #N/A | #N/A | 144 | #N/A | #N/A | #N/A | #N/A | #N/A | #N/A | #N/A | #N/A | #N/A | #N/A | #N/A | #N/A | 72 | #N/A | #N/A | #N/A | #N/A | #N/A | #N/A | #N/A | #N/A | #N/A | #N/A | #N/A | #N/A | #N/A | #N/A | #N/A | #N/A | #N/A | #N/A | #N/A | #N/A | #N/A | #N/A | 72 | #N/A | #N/A | #N/A | #N/A | #N/A | #N/A | #N/A | #N/A | #N/A | #N/A | #N/A | #N/A | #N/A | #N/A | #N/A
[8 empty] | 118 | [6 empty] | 145 | #N/A | #N/A | #N/A | #N/A | #N/A | 145 | #N/A | #N/A | #N/A | #N/A | #N/A | #N/A | #N/A | #N/A | #N/A | #N/A | #N/A | #N/A | 73 | #N/A | #N/A | #N/A | #N/A | #N/A | #N/A | #N/A | #N/A | #N/A | #N/A | #N/A | #N/A | #N/A | #N/A | #N/A | #N/A | #N/A | #N/A | #N/A | #N/A | #N/A | #N/A | 73 | #N/A | #N/A | #N/A | #N/A | #N/A | #N/A | #N/A | #N/A | #N/A | #N/A | #N/A | #N/A | #N/A | #N/A | #N/A
[8 empty] | 119 | [6 empty] | 146 | #N/A | #N/A | #N/A | #N/A | #N/A | 146 | #N/A | #N/A | #N/A | #N/A | #N/A | #N/A | #N/A | #N/A | #N/A | #N/A | #N/A | #N/A | 73 | #N/A | #N/A | #N/A | #N/A | #N/A | #N/A | #N/A | #N/A | #N/A | #N/A | #N/A | #N/A | #N/A | #N/A | #N/A | #N/A | #N/A | #N/A | #N/A | #N/A | #N/A | #N/A | 73 | #N/A | #N/A | #N/A | #N/A | #N/A | #N/A | #N/A | #N/A | #N/A | #N/A | #N/A | #N/A | #N/A | #N/A | #N/A
[8 empty] | 120 | [6 empty] | 147 | #N/A | #N/A | #N/A | #N/A | #N/A | 147 | #N/A | #N/A | #N/A | #N/A | #N/A | #N/A | #N/A | #N/A | #N/A | #N/A | #N/A | #N/A | 74 | #N/A | #N/A | #N/A | #N/A | #N/A | #N/A | #N/A | #N/A | #N/A | #N/A | #N/A | #N/A | #N/A | #N/A | #N/A | #N/A | #N/A | #N/A | #N/A | #N/A | #N/A | #N/A | 74 | #N/A | #N/A | #N/A | #N/A | #N/A | #N/A | #N/A | #N/A | #N/A | #N/A | #N/A | #N/A | #N/A | #N/A | #N/A
[8 empty] | 121 | [6 empty] | 148 | #N/A | #N/A | #N/A | #N/A | #N/A | 148 | #N/A | #N/A | #N/A | #N/A | #N/A | #N/A | #N/A | #N/A | #N/A | #N/A | #N/A | #N/A | 74 | #N/A | #N/A | #N/A | #N/A | #N/A | #N/A | #N/A | #N/A | #N/A | #N/A | #N/A | #N/A | #N/A | #N/A | #N/A | #N/A | #N/A | #N/A | #N/A | #N/A | #N/A | #N/A | 74 | #N/A | #N/A | #N/A | #N/A | #N/A | #N/A | #N/A | #N/A | #N/A | #N/A | #N/A | #N/A | #N/A | #N/A | #N/A
[8 empty] | 122 | [6 empty] | 149 | #N/A | #N/A | #N/A | #N/A | #N/A | 149 | #N/A | #N/A | #N/A | #N/A | #N/A | #N/A | #N/A | #N/A | #N/A | #N/A | #N/A | #N/A | 75 | #N/A | #N/A | #N/A | #N/A | #N/A | #N/A | #N/A | #N/A | #N/A | #N/A | #N/A | #N/A | #N/A | #N/A | #N/A | #N/A | #N/A | #N/A | #N/A | #N/A | #N/A | #N/A | 75 | #N/A | #N/A | #N/A | #N/A | #N/A | #N/A | #N/A | #N/A | #N/A | #N/A | #N/A | #N/A | #N/A | #N/A | #N/A
[8 empty] | 123 | [6 empty] | 150 | #N/A | #N/A | #N/A | #N/A | #N/A | 150 | #N/A | #N/A | #N/A | #N/A | #N/A | #N/A | #N/A | #N/A | #N/A | #N/A | #N/A | #N/A | 75 | #N/A | #N/A | #N/A | #N/A | #N/A | #N/A | #N/A | #N/A | #N/A | #N/A | #N/A | #N/A | #N/A | #N/A | #N/A | #N/A | #N/A | #N/A | #N/A | #N/A | #N/A | #N/A | 75 | #N/A | #N/A | #N/A | #N/A | #N/A | #N/A | #N/A | #N/A | #N/A | #N/A | #N/A | #N/A | #N/A | #N/A | #N/A
[8 empty] | 124 | [6 empty] | 151 | #N/A | #N/A | #N/A | #N/A | #N/A | 151 | #N/A | #N/A | #N/A | #N/A | #N/A | #N/A | #N/A | #N/A | #N/A | #N/A | #N/A | #N/A | 76 | #N/A | #N/A | #N/A | #N/A | #N/A | #N/A | #N/A | #N/A | #N/A | #N/A | #N/A | #N/A | #N/A | #N/A | #N/A | #N/A | #N/A | #N/A | #N/A | #N/A | #N/A | #N/A | 76 | #N/A | #N/A | #N/A | #N/A | #N/A | #N/A | #N/A | #N/A | #N/A | #N/A | #N/A | #N/A | #N/A | #N/A | #N/A
[8 empty] | 125 | [6 empty] | 152 | #N/A | #N/A | #N/A | #N/A | #N/A | 152 | #N/A | #N/A | #N/A | #N/A | #N/A | #N/A | #N/A | #N/A | #N/A | #N/A | #N/A | #N/A | 76 | #N/A | #N/A | #N/A | #N/A | #N/A | #N/A | #N/A | #N/A | #N/A | #N/A | #N/A | #N/A | #N/A | #N/A | #N/A | #N/A | #N/A | #N/A | #N/A | #N/A | #N/A | #N/A | 76 | #N/A | #N/A | #N/A | #N/A | #N/A | #N/A | #N/A | #N/A | #N/A | #N/A | #N/A | #N/A | #N/A | #N/A | #N/A
[8 empty] | 126 | [6 empty] | 153 | #N/A | #N/A | #N/A | #N/A | #N/A | 153 | #N/A | #N/A | #N/A | #N/A | #N/A | #N/A | #N/A | #N/A | #N/A | #N/A | #N/A | #N/A | 77 | #N/A | #N/A | #N/A | #N/A | #N/A | #N/A | #N/A | #N/A | #N/A | #N/A | #N/A | #N/A | #N/A | #N/A | #N/A | #N/A | #N/A | #N/A | #N/A | #N/A | #N/A | #N/A | 77 | #N/A | #N/A | #N/A | #N/A | #N/A | #N/A | #N/A | #N/A | #N/A | #N/A | #N/A | #N/A | #N/A | #N/A | #N/A
[8 empty] | 127 | [6 empty] | 154 | #N/A | #N/A | #N/A | #N/A | #N/A | 154 | #N/A | #N/A | #N/A | #N/A | #N/A | #N/A | #N/A | #N/A | #N/A | #N/A | #N/A | #N/A | 77 | #N/A | #N/A | #N/A | #N/A | #N/A | #N/A | #N/A | #N/A | #N/A | #N/A | #N/A | #N/A | #N/A | #N/A | #N/A | #N/A | #N/A | #N/A | #N/A | #N/A | #N/A | #N/A | 77 | #N/A | #N/A | #N/A | #N/A | #N/A | #N/A | #N/A | #N/A | #N/A | #N/A | #N/A | #N/A | #N/A | #N/A | #N/A
[8 empty] | 128 | [6 empty] | 155 | #N/A | #N/A | #N/A | #N/A | #N/A | 155 | #N/A | #N/A | #N/A | #N/A | #N/A | #N/A | #N/A | #N/A | #N/A | #N/A | #N/A | #N/A | 78 | #N/A | #N/A | #N/A | #N/A | #N/A | #N/A | #N/A | #N/A | #N/A | #N/A | #N/A | #N/A | #N/A | #N/A | #N/A | #N/A | #N/A | #N/A | #N/A | #N/A | #N/A | #N/A | 78 | #N/A | #N/A | #N/A | #N/A | #N/A | #N/A | #N/A | #N/A | #N/A | #N/A | #N/A | #N/A | #N/A | #N/A | #N/A
[8 empty] | 129 | [6 empty] | 156 | #N/A | #N/A | #N/A | #N/A | #N/A | 156 | #N/A | #N/A | #N/A | #N/A | #N/A | #N/A | #N/A | #N/A | #N/A | #N/A | #N/A | #N/A | 78 | #N/A | #N/A | #N/A | #N/A | #N/A | #N/A | #N/A | #N/A | #N/A | #N/A | #N/A | #N/A | #N/A | #N/A | #N/A | #N/A | #N/A | #N/A | #N/A | #N/A | #N/A | #N/A | 78 | #N/A | #N/A | #N/A | #N/A | #N/A | #N/A | #N/A | #N/A | #N/A | #N/A | #N/A | #N/A | #N/A | #N/A | #N/A
[8 empty] | 130 | [6 empty] | 157 | #N/A | #N/A | #N/A | #N/A | #N/A | 157 | #N/A | #N/A | #N/A | #N/A | #N/A | #N/A | #N/A | #N/A | #N/A | #N/A | #N/A | #N/A | 79 | #N/A | #N/A | #N/A | #N/A | #N/A | #N/A | #N/A | #N/A | #N/A | #N/A | #N/A | #N/A | #N/A | #N/A | #N/A | #N/A | #N/A | #N/A | #N/A | #N/A | #N/A | #N/A | 79 | #N/A | #N/A | #N/A | #N/A | #N/A | #N/A | #N/A | #N/A | #N/A | #N/A | #N/A | #N/A | #N/A | #N/A | #N/A
[8 empty] | 131 | [6 empty] | 158 | #N/A | #N/A | #N/A | #N/A | #N/A | 158 | #N/A | #N/A | #N/A | #N/A | #N/A | #N/A | #N/A | #N/A | #N/A | #N/A | #N/A | #N/A | 79 | #N/A | #N/A | #N/A | #N/A | #N/A | #N/A | #N/A | #N/A | #N/A | #N/A | #N/A | #N/A | #N/A | #N/A | #N/A | #N/A | #N/A | #N/A | #N/A | #N/A | #N/A | #N/A | 79 | #N/A | #N/A | #N/A | #N/A | #N/A | #N/A | #N/A | #N/A | #N/A | #N/A | #N/A | #N/A | #N/A | #N/A | #N/A
[8 empty] | 132 | [6 empty] | 159 | #N/A | #N/A | #N/A | #N/A | #N/A | 159 | #N/A | #N/A | #N/A | #N/A | #N/A | #N/A | #N/A | #N/A | #N/A | #N/A | #N/A | #N/A | 80 | #N/A | #N/A | #N/A | #N/A | #N/A | #N/A | #N/A | #N/A | #N/A | #N/A | #N/A | #N/A | #N/A | #N/A | #N/A | #N/A | #N/A | #N/A | #N/A | #N/A | #N/A | #N/A | 80 | #N/A | #N/A | #N/A | #N/A | #N/A | #N/A | #N/A | #N/A | #N/A | #N/A | #N/A | #N/A | #N/A | #N/A | #N/A
[8 empty] | 133 | [6 empty] | 160 | #N/A | #N/A | #N/A | #N/A | #N/A | 160 | #N/A | #N/A | #N/A | #N/A | #N/A | #N/A | #N/A | #N/A | #N/A | #N/A | #N/A | #N/A | 80 | #N/A | #N/A | #N/A | #N/A | #N/A | #N/A | #N/A | #N/A | #N/A | #N/A | #N/A | #N/A | #N/A | #N/A | #N/A | #N/A | #N/A | #N/A | #N/A | #N/A | #N/A | #N/A | 80 | #N/A | #N/A | #N/A | #N/A | #N/A | #N/A | #N/A | #N/A | #N/A | #N/A | #N/A | #N/A | #N/A | #N/A | #N/A
[8 empty] | 134 | [6 empty] | 161 | #N/A | #N/A | #N/A | #N/A | #N/A | 161 | #N/A | #N/A | #N/A | #N/A | #N/A | #N/A | #N/A | #N/A | #N/A | #N/A | #N/A | #N/A | 81 | #N/A | #N/A | #N/A | #N/A | #N/A | #N/A | #N/A | #N/A | #N/A | #N/A | #N/A | #N/A | #N/A | #N/A | #N/A | #N/A | #N/A | #N/A | #N/A | #N/A | #N/A | #N/A | 81 | #N/A | #N/A | #N/A | #N/A | #N/A | #N/A | #N/A | #N/A | #N/A | #N/A | #N/A | #N/A | #N/A | #N/A | #N/A
[8 empty] | 135 | [6 empty] | 162 | #N/A | #N/A | #N/A | #N/A | #N/A | 162 | #N/A | #N/A | #N/A | #N/A | #N/A | #N/A | #N/A | #N/A | #N/A | #N/A | #N/A | #N/A | 81 | #N/A | #N/A | #N/A | #N/A | #N/A | #N/A | #N/A | #N/A | #N/A | #N/A | #N/A | #N/A | #N/A | #N/A | #N/A | #N/A | #N/A | #N/A | #N/A | #N/A | #N/A | #N/A | 81 | #N/A | #N/A | #N/A | #N/A | #N/A | #N/A | #N/A | #N/A | #N/A | #N/A | #N/A | #N/A | #N/A | #N/A | #N/A
[8 empty] | 136 | [6 empty] | 163 | #N/A | #N/A | #N/A | #N/A | #N/A | 163 | #N/A | #N/A | #N/A | #N/A | #N/A | #N/A | #N/A | #N/A | #N/A | #N/A | #N/A | #N/A | 82 | #N/A | #N/A | #N/A | #N/A | #N/A | #N/A | #N/A | #N/A | #N/A | #N/A | #N/A | #N/A | #N/A | #N/A | #N/A | #N/A | #N/A | #N/A | #N/A | #N/A | #N/A | #N/A | 82 | #N/A | #N/A | #N/A | #N/A | #N/A | #N/A | #N/A | #N/A | #N/A | #N/A | #N/A | #N/A | #N/A | #N/A | #N/A
[8 empty] | 137 | [6 empty] | 164 | #N/A | #N/A | #N/A | #N/A | #N/A | 164 | #N/A | #N/A | #N/A | #N/A | #N/A | #N/A | #N/A | #N/A | #N/A | #N/A | #N/A | #N/A | 82 | #N/A | #N/A | #N/A | #N/A | #N/A | #N/A | #N/A | #N/A | #N/A | #N/A | #N/A | #N/A | #N/A | #N/A | #N/A | #N/A | #N/A | #N/A | #N/A | #N/A | #N/A | #N/A | 82 | #N/A | #N/A | #N/A | #N/A | #N/A | #N/A | #N/A | #N/A | #N/A | #N/A | #N/A | #N/A | #N/A | #N/A | #N/A
[8 empty] | 138 | [6 empty] | 165 | #N/A | #N/A | #N/A | #N/A | #N/A | 165 | #N/A | #N/A | #N/A | #N/A | #N/A | #N/A | #N/A | #N/A | #N/A | #N/A | #N/A | #N/A | 83 | #N/A | #N/A | #N/A | #N/A | #N/A | #N/A | #N/A | #N/A | #N/A | #N/A | #N/A | #N/A | #N/A | #N/A | #N/A | #N/A | #N/A | #N/A | #N/A | #N/A | #N/A | #N/A | 83 | #N/A | #N/A | #N/A | #N/A | #N/A | #N/A | #N/A | #N/A | #N/A | #N/A | #N/A | #N/A | #N/A | #N/A | #N/A
[8 empty] | 139 | [6 empty] | 166 | #N/A | #N/A | #N/A | #N/A | #N/A | 166 | #N/A | #N/A | #N/A | #N/A | #N/A | #N/A | #N/A | #N/A | #N/A | #N/A | #N/A | #N/A | 83 | #N/A | #N/A | #N/A | #N/A | #N/A | #N/A | #N/A | #N/A | #N/A | #N/A | #N/A | #N/A | #N/A | #N/A | #N/A | #N/A | #N/A | #N/A | #N/A | #N/A | #N/A | #N/A | 83 | #N/A | #N/A | #N/A | #N/A | #N/A | #N/A | #N/A | #N/A | #N/A | #N/A | #N/A | #N/A | #N/A | #N/A | #N/A
[8 empty] | 140 | [6 empty] | 167 | #N/A | #N/A | #N/A | #N/A | #N/A | 167 | #N/A | #N/A | #N/A | #N/A | #N/A | #N/A | #N/A | #N/A | #N/A | #N/A | #N/A | #N/A | 84 | #N/A | #N/A | #N/A | #N/A | #N/A | #N/A | #N/A | #N/A | #N/A | #N/A | #N/A | #N/A | #N/A | #N/A | #N/A | #N/A | #N/A | #N/A | #N/A | #N/A | #N/A | #N/A | 84 | #N/A | #N/A | #N/A | #N/A | #N/A | #N/A | #N/A | #N/A | #N/A | #N/A | #N/A | #N/A | #N/A | #N/A | #N/A
[8 empty] | 141 | [6 empty] | 168 | #N/A | #N/A | #N/A | #N/A | #N/A | 168 | #N/A | #N/A | #N/A | #N/A | #N/A | #N/A | #N/A | #N/A | #N/A | #N/A | #N/A | #N/A | 84 | #N/A | #N/A | #N/A | #N/A | #N/A | #N/A | #N/A | #N/A | #N/A | #N/A | #N/A | #N/A | #N/A | #N/A | #N/A | #N/A | #N/A | #N/A | #N/A | #N/A | #N/A | #N/A | 84 | #N/A | #N/A | #N/A | #N/A | #N/A | #N/A | #N/A | #N/A | #N/A | #N/A | #N/A | #N/A | #N/A | #N/A | #N/A
[8 empty] | 142 | [6 empty] | 169 | #N/A | #N/A | #N/A | #N/A | #N/A | 169 | #N/A | #N/A | #N/A | #N/A | #N/A | #N/A | #N/A | #N/A | #N/A | #N/A | #N/A | #N/A | 85 | #N/A | #N/A | #N/A | #N/A | #N/A | #N/A | #N/A | #N/A | #N/A | #N/A | #N/A | #N/A | #N/A | #N/A | #N/A | #N/A | #N/A | #N/A | #N/A | #N/A | #N/A | #N/A | 85 | #N/A | #N/A | #N/A | #N/A | #N/A | #N/A | #N/A | #N/A | #N/A | #N/A | #N/A | #N/A | #N/A | #N/A | #N/A
[8 empty] | 143 | [6 empty] | 170 | #N/A | #N/A | #N/A | #N/A | #N/A | 170 | #N/A | #N/A | #N/A | #N/A | #N/A | #N/A | #N/A | #N/A | #N/A | #N/A | #N/A | #N/A | 85 | #N/A | #N/A | #N/A | #N/A | #N/A | #N/A | #N/A | #N/A | #N/A | #N/A | #N/A | #N/A | #N/A | #N/A | #N/A | #N/A | #N/A | #N/A | #N/A | #N/A | #N/A | #N/A | 85 | #N/A | #N/A | #N/A | #N/A | #N/A | #N/A | #N/A | #N/A | #N/A | #N/A | #N/A | #N/A | #N/A | #N/A | #N/A
[8 empty] | 144 | [6 empty] | 171 | #N/A | #N/A | #N/A | #N/A | #N/A | 171 | #N/A | #N/A | #N/A | #N/A | #N/A | #N/A | #N/A | #N/A | #N/A | #N/A | #N/A | #N/A | 86 | #N/A | #N/A | #N/A | #N/A | #N/A | #N/A | #N/A | #N/A | #N/A | #N/A | #N/A | #N/A | #N/A | #N/A | #N/A | #N/A | #N/A | #N/A | #N/A | #N/A | #N/A | #N/A | 86 | #N/A | #N/A | #N/A | #N/A | #N/A | #N/A | #N/A | #N/A | #N/A | #N/A | #N/A | #N/A | #N/A | #N/A | #N/A
[8 empty] | 145 | [6 empty] | 172 | #N/A | #N/A | #N/A | #N/A | #N/A | 172 | #N/A | #N/A | #N/A | #N/A | #N/A | #N/A | #N/A | #N/A | #N/A | #N/A | #N/A | #N/A | 86 | #N/A | #N/A | #N/A | #N/A | #N/A | #N/A | #N/A | #N/A | #N/A | #N/A | #N/A | #N/A | #N/A | #N/A | #N/A | #N/A | #N/A | #N/A | #N/A | #N/A | #N/A | #N/A | 86 | #N/A | #N/A | #N/A | #N/A | #N/A | #N/A | #N/A | #N/A | #N/A | #N/A | #N/A | #N/A | #N/A | #N/A | #N/A
[8 empty] | 146 | [6 empty] | 173 | #N/A | #N/A | #N/A | #N/A | #N/A | 173 | #N/A | #N/A | #N/A | #N/A | #N/A | #N/A | #N/A | #N/A | #N/A | #N/A | #N/A | #N/A | 87 | #N/A | #N/A | #N/A | #N/A | #N/A | #N/A | #N/A | #N/A | #N/A | #N/A | #N/A | #N/A | #N/A | #N/A | #N/A | #N/A | #N/A | #N/A | #N/A | #N/A | #N/A | #N/A | 87 | #N/A | #N/A | #N/A | #N/A | #N/A | #N/A | #N/A | #N/A | #N/A | #N/A | #N/A | #N/A | #N/A | #N/A | #N/A
[8 empty] | 147 | [6 empty] | 174 | #N/A | #N/A | #N/A | #N/A | #N/A | 174 | #N/A | #N/A | #N/A | #N/A | #N/A | #N/A | #N/A | #N/A | #N/A | #N/A | #N/A | #N/A | 87 | #N/A | #N/A | #N/A | #N/A | #N/A | #N/A | #N/A | #N/A | #N/A | #N/A | #N/A | #N/A | #N/A | #N/A | #N/A | #N/A | #N/A | #N/A | #N/A | #N/A | #N/A | #N/A | 87 | #N/A | #N/A | #N/A | #N/A | #N/A | #N/A | #N/A | #N/A | #N/A | #N/A | #N/A | #N/A | #N/A | #N/A | #N/A
[8 empty] | 148 | [6 empty] | 175 | #N/A | #N/A | #N/A | #N/A | #N/A | 175 | #N/A | #N/A | #N/A | #N/A | #N/A | #N/A | #N/A | #N/A | #N/A | #N/A | #N/A | #N/A | 88 | #N/A | #N/A | #N/A | #N/A | #N/A | #N/A | #N/A | #N/A | #N/A | #N/A | #N/A | #N/A | #N/A | #N/A | #N/A | #N/A | #N/A | #N/A | #N/A | #N/A | #N/A | #N/A | 88 | #N/A | #N/A | #N/A | #N/A | #N/A | #N/A | #N/A | #N/A | #N/A | #N/A | #N/A | #N/A | #N/A | #N/A | #N/A
[8 empty] | 149 | [6 empty] | 176 | #N/A | #N/A | #N/A | #N/A | #N/A | 176 | #N/A | #N/A | #N/A | #N/A | #N/A | #N/A | #N/A | #N/A | #N/A | #N/A | #N/A | #N/A | 88 | #N/A | #N/A | #N/A | #N/A | #N/A | #N/A | #N/A | #N/A | #N/A | #N/A | #N/A | #N/A | #N/A | #N/A | #N/A | #N/A | #N/A | #N/A | #N/A | #N/A | #N/A | #N/A | 88 | #N/A | #N/A | #N/A | #N/A | #N/A | #N/A | #N/A | #N/A | #N/A | #N/A | #N/A | #N/A | #N/A | #N/A | #N/A
[8 empty] | 150 | [6 empty] | 177 | #N/A | #N/A | #N/A | #N/A | #N/A | 177 | #N/A | #N/A | #N/A | #N/A | #N/A | #N/A | #N/A | #N/A | #N/A | #N/A | #N/A | #N/A | 89 | #N/A | #N/A | #N/A | #N/A | #N/A | #N/A | #N/A | #N/A | #N/A | #N/A | #N/A | #N/A | #N/A | #N/A | #N/A | #N/A | #N/A | #N/A | #N/A | #N/A | #N/A | #N/A | 89 | #N/A | #N/A | #N/A | #N/A | #N/A | #N/A | #N/A | #N/A | #N/A | #N/A | #N/A | #N/A | #N/A | #N/A | #N/A
[8 empty] | 151 | [6 empty] | 178 | #N/A | #N/A | #N/A | #N/A | #N/A | 178 | #N/A | #N/A | #N/A | #N/A | #N/A | #N/A | #N/A | #N/A | #N/A | #N/A | #N/A | #N/A | 89 | #N/A | #N/A | #N/A | #N/A | #N/A | #N/A | #N/A | #N/A | #N/A | #N/A | #N/A | #N/A | #N/A | #N/A | #N/A | #N/A | #N/A | #N/A | #N/A | #N/A | #N/A | #N/A | 89 | #N/A | #N/A | #N/A | #N/A | #N/A | #N/A | #N/A | #N/A | #N/A | #N/A | #N/A | #N/A | #N/A | #N/A | #N/A
[8 empty] | 152 | [6 empty] | 179 | #N/A | #N/A | #N/A | #N/A | #N/A | 179 | #N/A | #N/A | #N/A | #N/A | #N/A | #N/A | #N/A | #N/A | #N/A | #N/A | #N/A | #N/A | 90 | #N/A | #N/A | #N/A | #N/A | #N/A | #N/A | #N/A | #N/A | #N/A | #N/A | #N/A | #N/A | #N/A | #N/A | #N/A | #N/A | #N/A | #N/A | #N/A | #N/A | #N/A | #N/A | 90 | #N/A | #N/A | #N/A | #N/A | #N/A | #N/A | #N/A | #N/A | #N/A | #N/A | #N/A | #N/A | #N/A | #N/A | #N/A
[8 empty] | 153 | [6 empty] | 180 | #N/A | #N/A | #N/A | #N/A | #N/A | 180 | #N/A | #N/A | #N/A | #N/A | #N/A | #N/A | #N/A | #N/A | #N/A | #N/A | #N/A | #N/A | 90 | #N/A | #N/A | #N/A | #N/A | #N/A | #N/A | #N/A | #N/A | #N/A | #N/A | #N/A | #N/A | #N/A | #N/A | #N/A | #N/A | #N/A | #N/A | #N/A | #N/A | #N/A | #N/A | 90 | #N/A | #N/A | #N/A | #N/A | #N/A | #N/A | #N/A | #N/A | #N/A | #N/A | #N/A | #N/A | #N/A | #N/A | #N/A
[8 empty] | 154 | [6 empty] | 181 | #N/A | #N/A | #N/A | #N/A | #N/A | 181 | #N/A | #N/A | #N/A | #N/A | #N/A | #N/A | #N/A | #N/A | #N/A | #N/A | #N/A | #N/A | 91 | #N/A | #N/A | #N/A | #N/A | #N/A | #N/A | #N/A | #N/A | #N/A | #N/A | #N/A | #N/A | #N/A | #N/A | #N/A | #N/A | #N/A | #N/A | #N/A | #N/A | #N/A | #N/A | 91 | #N/A | #N/A | #N/A | #N/A | #N/A | #N/A | #N/A | #N/A | #N/A | #N/A | #N/A | #N/A | #N/A | #N/A | #N/A
[8 empty] | 155 | [6 empty] | 182 | #N/A | #N/A | #N/A | #N/A | #N/A | 182 | #N/A | #N/A | #N/A | #N/A | #N/A | #N/A | #N/A | #N/A | #N/A | #N/A | #N/A | #N/A | 91 | #N/A | #N/A | #N/A | #N/A | #N/A | #N/A | #N/A | #N/A | #N/A | #N/A | #N/A | #N/A | #N/A | #N/A | #N/A | #N/A | #N/A | #N/A | #N/A | #N/A | #N/A | #N/A | 91 | #N/A | #N/A | #N/A | #N/A | #N/A | #N/A | #N/A | #N/A | #N/A | #N/A | #N/A | #N/A | #N/A | #N/A | #N/A
[8 empty] | 156 | [6 empty] | 183 | #N/A | #N/A | #N/A | #N/A | #N/A | 183 | #N/A | #N/A | #N/A | #N/A | #N/A | #N/A | #N/A | #N/A | #N/A | #N/A | #N/A | #N/A | 92 | #N/A | #N/A | #N/A | #N/A | #N/A | #N/A | #N/A | #N/A | #N/A | #N/A | #N/A | #N/A | #N/A | #N/A | #N/A | #N/A | #N/A | #N/A | #N/A | #N/A | #N/A | #N/A | 92 | #N/A | #N/A | #N/A | #N/A | #N/A | #N/A | #N/A | #N/A | #N/A | #N/A | #N/A | #N/A | #N/A | #N/A | #N/A
[8 empty] | 157 | [6 empty] | 184 | #N/A | #N/A | #N/A | #N/A | #N/A | 184 | #N/A | #N/A | #N/A | #N/A | #N/A | #N/A | #N/A | #N/A | #N/A | #N/A | #N/A | #N/A | 92 | #N/A | #N/A | #N/A | #N/A | #N/A | #N/A | #N/A | #N/A | #N/A | #N/A | #N/A | #N/A | #N/A | #N/A | #N/A | #N/A | #N/A | #N/A | #N/A | #N/A | #N/A | #N/A | 92 | #N/A | #N/A | #N/A | #N/A | #N/A | #N/A | #N/A | #N/A | #N/A | #N/A | #N/A | #N/A | #N/A | #N/A | #N/A
[8 empty] | 158 | [6 empty] | 185 | #N/A | #N/A | #N/A | #N/A | #N/A | 185 | #N/A | #N/A | #N/A | #N/A | #N/A | #N/A | #N/A | #N/A | #N/A | #N/A | #N/A | #N/A | 93 | #N/A | #N/A | #N/A | #N/A | #N/A | #N/A | #N/A | #N/A | #N/A | #N/A | #N/A | #N/A | #N/A | #N/A | #N/A | #N/A | #N/A | #N/A | #N/A | #N/A | #N/A | #N/A | 93 | #N/A | #N/A | #N/A | #N/A | #N/A | #N/A | #N/A | #N/A | #N/A | #N/A | #N/A | #N/A | #N/A | #N/A | #N/A
[8 empty] | 159 | [6 empty] | 186 | #N/A | #N/A | #N/A | #N/A | #N/A | 186 | #N/A | #N/A | #N/A | #N/A | #N/A | #N/A | #N/A | #N/A | #N/A | #N/A | #N/A | #N/A | 93 | #N/A | #N/A | #N/A | #N/A | #N/A | #N/A | #N/A | #N/A | #N/A | #N/A | #N/A | #N/A | #N/A | #N/A | #N/A | #N/A | #N/A | #N/A | #N/A | #N/A | #N/A | #N/A | 93 | #N/A | #N/A | #N/A | #N/A | #N/A | #N/A | #N/A | #N/A | #N/A | #N/A | #N/A | #N/A | #N/A | #N/A | #N/A
[8 empty] | 160 | [6 empty] | 187 | #N/A | #N/A | #N/A | #N/A | #N/A | 187 | #N/A | #N/A | #N/A | #N/A | #N/A | #N/A | #N/A | #N/A | #N/A | #N/A | #N/A | #N/A | 94 | #N/A | #N/A | #N/A | #N/A | #N/A | #N/A | #N/A | #N/A | #N/A | #N/A | #N/A | #N/A | #N/A | #N/A | #N/A | #N/A | #N/A | #N/A | #N/A | #N/A | #N/A | #N/A | 94 | #N/A | #N/A | #N/A | #N/A | #N/A | #N/A | #N/A | #N/A | #N/A | #N/A | #N/A | #N/A | #N/A | #N/A | #N/A
[8 empty] | 161 | [6 empty] | 188 | #N/A | #N/A | #N/A | #N/A | #N/A | 188 | #N/A | #N/A | #N/A | #N/A | #N/A | #N/A | #N/A | #N/A | #N/A | #N/A | #N/A | #N/A | 94 | #N/A | #N/A | #N/A | #N/A | #N/A | #N/A | #N/A | #N/A | #N/A | #N/A | #N/A | #N/A | #N/A | #N/A | #N/A | #N/A | #N/A | #N/A | #N/A | #N/A | #N/A | #N/A | 94 | #N/A | #N/A | #N/A | #N/A | #N/A | #N/A | #N/A | #N/A | #N/A | #N/A | #N/A | #N/A | #N/A | #N/A | #N/A
[8 empty] | 162 | [6 empty] | 189 | #N/A | #N/A | #N/A | #N/A | #N/A | 189 | #N/A | #N/A | #N/A | #N/A | #N/A | #N/A | #N/A | #N/A | #N/A | #N/A | #N/A | #N/A | 95 | #N/A | #N/A | #N/A | #N/A | #N/A | #N/A | #N/A | #N/A | #N/A | #N/A | #N/A | #N/A | #N/A | #N/A | #N/A | #N/A | #N/A | #N/A | #N/A | #N/A | #N/A | #N/A | 95 | #N/A | #N/A | #N/A | #N/A | #N/A | #N/A | #N/A | #N/A | #N/A | #N/A | #N/A | #N/A | #N/A | #N/A | #N/A
[8 empty] | 163 | [6 empty] | 190 | #N/A | #N/A | #N/A | #N/A | #N/A | 190 | #N/A | #N/A | #N/A | #N/A | #N/A | #N/A | #N/A | #N/A | #N/A | #N/A | #N/A | #N/A | 95 | #N/A | #N/A | #N/A | #N/A | #N/A | #N/A | #N/A | #N/A | #N/A | #N/A | #N/A | #N/A | #N/A | #N/A | #N/A | #N/A | #N/A | #N/A | #N/A | #N/A | #N/A | #N/A | 95 | #N/A | #N/A | #N/A | #N/A | #N/A | #N/A | #N/A | #N/A | #N/A | #N/A | #N/A | #N/A | #N/A | #N/A | #N/A
[8 empty] | 164 | [6 empty] | 191 | #N/A | #N/A | #N/A | #N/A | #N/A | 191 | #N/A | #N/A | #N/A | #N/A | #N/A | #N/A | #N/A | #N/A | #N/A | #N/A | #N/A | #N/A | 96 | #N/A | #N/A | #N/A | #N/A | #N/A | #N/A | #N/A | #N/A | #N/A | #N/A | #N/A | #N/A | #N/A | #N/A | #N/A | #N/A | #N/A | #N/A | #N/A | #N/A | #N/A | #N/A | 96 | #N/A | #N/A | #N/A | #N/A | #N/A | #N/A | #N/A | #N/A | #N/A | #N/A | #N/A | #N/A | #N/A | #N/A | #N/A
[8 empty] | 165 | [6 empty] | 192 | #N/A | #N/A | #N/A | #N/A | #N/A | 192 | #N/A | #N/A | #N/A | #N/A | #N/A | #N/A | #N/A | #N/A | #N/A | #N/A | #N/A | #N/A | 96 | #N/A | #N/A | #N/A | #N/A | #N/A | #N/A | #N/A | #N/A | #N/A | #N/A | #N/A | #N/A | #N/A | #N/A | #N/A | #N/A | #N/A | #N/A | #N/A | #N/A | #N/A | #N/A | 96 | #N/A | #N/A | #N/A | #N/A | #N/A | #N/A | #N/A | #N/A | #N/A | #N/A | #N/A | #N/A | #N/A | #N/A | #N/A
[8 empty] | 166 | [6 empty] | 193 | #N/A | #N/A | #N/A | #N/A | #N/A | 193 | #N/A | #N/A | #N/A | #N/A | #N/A | #N/A | #N/A | #N/A | #N/A | #N/A | #N/A | #N/A | 97 | #N/A | #N/A | #N/A | #N/A | #N/A | #N/A | #N/A | #N/A | #N/A | #N/A | #N/A | #N/A | #N/A | #N/A | #N/A | #N/A | #N/A | #N/A | #N/A | #N/A | #N/A | #N/A | 97 | #N/A | #N/A | #N/A | #N/A | #N/A | #N/A | #N/A | #N/A | #N/A | #N/A | #N/A | #N/A | #N/A | #N/A | #N/A
[8 empty] | 167 | [6 empty] | 194 | #N/A | #N/A | #N/A | #N/A | #N/A | 194 | #N/A | #N/A | #N/A | #N/A | #N/A | #N/A | #N/A | #N/A | #N/A | #N/A | #N/A | #N/A | 97 | #N/A | #N/A | #N/A | #N/A | #N/A | #N/A | #N/A | #N/A | #N/A | #N/A | #N/A | #N/A | #N/A | #N/A | #N/A | #N/A | #N/A | #N/A | #N/A | #N/A | #N/A | #N/A | 97 | #N/A | #N/A | #N/A | #N/A | #N/A | #N/A | #N/A | #N/A | #N/A | #N/A | #N/A | #N/A | #N/A | #N/A | #N/A
[8 empty] | 168 | [6 empty] | 195 | #N/A | #N/A | #N/A | #N/A | #N/A | 195 | #N/A | #N/A | #N/A | #N/A | #N/A | #N/A | #N/A | #N/A | #N/A | #N/A | #N/A | #N/A | 98 | #N/A | #N/A | #N/A | #N/A | #N/A | #N/A | #N/A | #N/A | #N/A | #N/A | #N/A | #N/A | #N/A | #N/A | #N/A | #N/A | #N/A | #N/A | #N/A | #N/A | #N/A | #N/A | 98 | #N/A | #N/A | #N/A | #N/A | #N/A | #N/A | #N/A | #N/A | #N/A | #N/A | #N/A | #N/A | #N/A | #N/A | #N/A
[8 empty] | 169 | [6 empty] | 196 | #N/A | #N/A | #N/A | #N/A | #N/A | 196 | #N/A | #N/A | #N/A | #N/A | #N/A | #N/A | #N/A | #N/A | #N/A | #N/A | #N/A | #N/A | 98 | #N/A | #N/A | #N/A | #N/A | #N/A | #N/A | #N/A | #N/A | #N/A | #N/A | #N/A | #N/A | #N/A | #N/A | #N/A | #N/A | #N/A | #N/A | #N/A | #N/A | #N/A | #N/A | 98 | #N/A | #N/A | #N/A | #N/A | #N/A | #N/A | #N/A | #N/A | #N/A | #N/A | #N/A | #N/A | #N/A | #N/A | #N/A
[8 empty] | 170 | [6 empty] | 197 | #N/A | #N/A | #N/A | #N/A | #N/A | 197 | #N/A | #N/A | #N/A | #N/A | #N/A | #N/A | #N/A | #N/A | #N/A | #N/A | #N/A | #N/A | 99 | #N/A | #N/A | #N/A | #N/A | #N/A | #N/A | #N/A | #N/A | #N/A | #N/A | #N/A | #N/A | #N/A | #N/A | #N/A | #N/A | #N/A | #N/A | #N/A | #N/A | #N/A | #N/A | 99 | #N/A | #N/A | #N/A | #N/A | #N/A | #N/A | #N/A | #N/A | #N/A | #N/A | #N/A | #N/A | #N/A | #N/A | #N/A
[8 empty] | 171 | [6 empty] | 198 | #N/A | #N/A | #N/A | #N/A | #N/A | 198 | #N/A | #N/A | #N/A | #N/A | #N/A | #N/A | #N/A | #N/A | #N/A | #N/A | #N/A | #N/A | 99 | #N/A | #N/A | #N/A | #N/A | #N/A | #N/A | #N/A | #N/A | #N/A | #N/A | #N/A | #N/A | #N/A | #N/A | #N/A | #N/A | #N/A | #N/A | #N/A | #N/A | #N/A | #N/A | 99 | #N/A | #N/A | #N/A | #N/A | #N/A | #N/A | #N/A | #N/A | #N/A | #N/A | #N/A | #N/A | #N/A | #N/A | #N/A
[8 empty] | 172 | [6 empty] | 199 | #N/A | #N/A | #N/A | #N/A | #N/A | 199 | #N/A | #N/A | #N/A | #N/A | #N/A | #N/A | #N/A | #N/A | #N/A | #N/A | #N/A | #N/A | 100 | #N/A | #N/A | #N/A | #N/A | #N/A | #N/A | #N/A | #N/A | #N/A | #N/A | #N/A | #N/A | #N/A | #N/A | #N/A | #N/A | #N/A | #N/A | #N/A | #N/A | #N/A | #N/A | 100 | #N/A | #N/A | #N/A | #N/A | #N/A | #N/A | #N/A | #N/A | #N/A | #N/A | #N/A | #N/A | #N/A | #N/A | #N/A
[8 empty] | 173 | [6 empty] | 200 | #N/A | #N/A | #N/A | #N/A | #N/A | 200 | #N/A | #N/A | #N/A | #N/A | #N/A | #N/A | #N/A | #N/A | #N/A | #N/A | #N/A | #N/A | 100 | #N/A | #N/A | #N/A | #N/A | #N/A | #N/A | #N/A | #N/A | #N/A | #N/A | #N/A | #N/A | #N/A | #N/A | #N/A | #N/A | #N/A | #N/A | #N/A | #N/A | #N/A | #N/A | 100 | #N/A | #N/A | #N/A | #N/A | #N/A | #N/A | #N/A | #N/A | #N/A | #N/A | #N/A | #N/A | #N/A | #N/A | #N/A
[8 empty] | 174 | [6 empty] | 201 | #N/A | #N/A | #N/A | #N/A | #N/A | 201 | #N/A | #N/A | #N/A | #N/A | #N/A | #N/A | #N/A | #N/A | #N/A | #N/A | #N/A | #N/A | 101 | #N/A | #N/A | #N/A | #N/A | #N/A | #N/A | #N/A | #N/A | #N/A | #N/A | #N/A | #N/A | #N/A | #N/A | #N/A | #N/A | #N/A | #N/A | #N/A | #N/A | #N/A | #N/A | 101 | #N/A | #N/A | #N/A | #N/A | #N/A | #N/A | #N/A | #N/A | #N/A | #N/A | #N/A | #N/A | #N/A | #N/A | #N/A
[8 empty] | 175 | [6 empty] | 202 | #N/A | #N/A | #N/A | #N/A | #N/A | 202 | #N/A | #N/A | #N/A | #N/A | #N/A | #N/A | #N/A | #N/A | #N/A | #N/A | #N/A | #N/A | 101 | #N/A | #N/A | #N/A | #N/A | #N/A | #N/A | #N/A | #N/A | #N/A | #N/A | #N/A | #N/A | #N/A | #N/A | #N/A | #N/A | #N/A | #N/A | #N/A | #N/A | #N/A | #N/A | 101 | #N/A | #N/A | #N/A | #N/A | #N/A | #N/A | #N/A | #N/A | #N/A | #N/A | #N/A | #N/A | #N/A | #N/A | #N/A
[8 empty] | 176 | [6 empty] | 203 | #N/A | #N/A | #N/A | #N/A | #N/A | 203 | #N/A | #N/A | #N/A | #N/A | #N/A | #N/A | #N/A | #N/A | #N/A | #N/A | #N/A | #N/A | 102 | #N/A | #N/A | #N/A | #N/A | #N/A | #N/A | #N/A | #N/A | #N/A | #N/A | #N/A | #N/A | #N/A | #N/A | #N/A | #N/A | #N/A | #N/A | #N/A | #N/A | #N/A | #N/A | 102 | #N/A | #N/A | #N/A | #N/A | #N/A | #N/A | #N/A | #N/A | #N/A | #N/A | #N/A | #N/A | #N/A | #N/A | #N/A
[8 empty] | 177 | [6 empty] | 204 | #N/A | #N/A | #N/A | #N/A | #N/A | 204 | #N/A | #N/A | #N/A | #N/A | #N/A | #N/A | #N/A | #N/A | #N/A | #N/A | #N/A | #N/A | 102 | #N/A | #N/A | #N/A | #N/A | #N/A | #N/A | #N/A | #N/A | #N/A | #N/A | #N/A | #N/A | #N/A | #N/A | #N/A | #N/A | #N/A | #N/A | #N/A | #N/A | #N/A | #N/A | 102 | #N/A | #N/A | #N/A | #N/A | #N/A | #N/A | #N/A | #N/A | #N/A | #N/A | #N/A | #N/A | #N/A | #N/A | #N/A
[8 empty] | 178 | [6 empty] | 205 | #N/A | #N/A | #N/A | #N/A | #N/A | 205 | #N/A | #N/A | #N/A | #N/A | #N/A | #N/A | #N/A | #N/A | #N/A | #N/A | #N/A | #N/A | 103 | #N/A | #N/A | #N/A | #N/A | #N/A | #N/A | #N/A | #N/A | #N/A | #N/A | #N/A | #N/A | #N/A | #N/A | #N/A | #N/A | #N/A | #N/A | #N/A | #N/A | #N/A | #N/A | 103 | #N/A | #N/A | #N/A | #N/A | #N/A | #N/A | #N/A | #N/A | #N/A | #N/A | #N/A | #N/A | #N/A | #N/A | #N/A
[8 empty] | 179 | [6 empty] | 206 | #N/A | #N/A | #N/A | #N/A | #N/A | 206 | #N/A | #N/A | #N/A | #N/A | #N/A | #N/A | #N/A | #N/A | #N/A | #N/A | #N/A | #N/A | 103 | #N/A | #N/A | #N/A | #N/A | #N/A | #N/A | #N/A | #N/A | #N/A | #N/A | #N/A | #N/A | #N/A | #N/A | #N/A | #N/A | #N/A | #N/A | #N/A | #N/A | #N/A | #N/A | 103 | #N/A | #N/A | #N/A | #N/A | #N/A | #N/A | #N/A | #N/A | #N/A | #N/A | #N/A | #N/A | #N/A | #N/A | #N/A
[8 empty] | 180 | [6 empty] | 207 | #N/A | #N/A | #N/A | #N/A | #N/A | 207 | #N/A | #N/A | #N/A | #N/A | #N/A | #N/A | #N/A | #N/A | #N/A | #N/A | #N/A | #N/A | 104 | #N/A | #N/A | #N/A | #N/A | #N/A | #N/A | #N/A | #N/A | #N/A | #N/A | #N/A | #N/A | #N/A | #N/A | #N/A | #N/A | #N/A | #N/A | #N/A | #N/A | #N/A | #N/A | 104 | #N/A | #N/A | #N/A | #N/A | #N/A | #N/A | #N/A | #N/A | #N/A | #N/A | #N/A | #N/A | #N/A | #N/A | #N/A
[8 empty] | 181 | [6 empty] | 208 | #N/A | #N/A | #N/A | #N/A | #N/A | 208 | #N/A | #N/A | #N/A | #N/A | #N/A | #N/A | #N/A | #N/A | #N/A | #N/A | #N/A | #N/A | 104 | #N/A | #N/A | #N/A | #N/A | #N/A | #N/A | #N/A | #N/A | #N/A | #N/A | #N/A | #N/A | #N/A | #N/A | #N/A | #N/A | #N/A | #N/A | #N/A | #N/A | #N/A | #N/A | 104 | #N/A | #N/A | #N/A | #N/A | #N/A | #N/A | #N/A | #N/A | #N/A | #N/A | #N/A | #N/A | #N/A | #N/A | #N/A
[8 empty] | 182 | [6 empty] | 209 | #N/A | #N/A | #N/A | #N/A | #N/A | 209 | #N/A | #N/A | #N/A | #N/A | #N/A | #N/A | #N/A | #N/A | #N/A | #N/A | #N/A | #N/A | 105 | #N/A | #N/A | #N/A | #N/A | #N/A | #N/A | #N/A | #N/A | #N/A | #N/A | #N/A | #N/A | #N/A | #N/A | #N/A | #N/A | #N/A | #N/A | #N/A | #N/A | #N/A | #N/A | 105 | #N/A | #N/A | #N/A | #N/A | #N/A | #N/A | #N/A | #N/A | #N/A | #N/A | #N/A | #N/A | #N/A | #N/A | #N/A
[8 empty] | 183 | [6 empty] | 210 | #N/A | #N/A | #N/A | #N/A | #N/A | 210 | #N/A | #N/A | #N/A | #N/A | #N/A | #N/A | #N/A | #N/A | #N/A | #N/A | #N/A | #N/A | 105 | #N/A | #N/A | #N/A | #N/A | #N/A | #N/A | #N/A | #N/A | #N/A | #N/A | #N/A | #N/A | #N/A | #N/A | #N/A | #N/A | #N/A | #N/A | #N/A | #N/A | #N/A | #N/A | 105 | #N/A | #N/A | #N/A | #N/A | #N/A | #N/A | #N/A | #N/A | #N/A | #N/A | #N/A | #N/A | #N/A | #N/A | #N/A
[8 empty] | 184 | [6 empty] | 211 | #N/A | #N/A | #N/A | #N/A | #N/A | 211 | #N/A | #N/A | #N/A | #N/A | #N/A | #N/A | #N/A | #N/A | #N/A | #N/A | #N/A | #N/A | 106 | #N/A | #N/A | #N/A | #N/A | #N/A | #N/A | #N/A | #N/A | #N/A | #N/A | #N/A | #N/A | #N/A | #N/A | #N/A | #N/A | #N/A | #N/A | #N/A | #N/A | #N/A | #N/A | 106 | #N/A | #N/A | #N/A | #N/A | #N/A | #N/A | #N/A | #N/A | #N/A | #N/A | #N/A | #N/A | #N/A | #N/A | #N/A
[8 empty] | 185 | [6 empty] | 212 | #N/A | #N/A | #N/A | #N/A | #N/A | 212 | #N/A | #N/A | #N/A | #N/A | #N/A | #N/A | #N/A | #N/A | #N/A | #N/A | #N/A | #N/A | 106 | #N/A | #N/A | #N/A | #N/A | #N/A | #N/A | #N/A | #N/A | #N/A | #N/A | #N/A | #N/A | #N/A | #N/A | #N/A | #N/A | #N/A | #N/A | #N/A | #N/A | #N/A | #N/A | 106 | #N/A | #N/A | #N/A | #N/A | #N/A | #N/A | #N/A | #N/A | #N/A | #N/A | #N/A | #N/A | #N/A | #N/A | #N/A
[8 empty] | 186 | [6 empty] | 213 | #N/A | #N/A | #N/A | #N/A | #N/A | 213 | #N/A | #N/A | #N/A | #N/A | #N/A | #N/A | #N/A | #N/A | #N/A | #N/A | #N/A | #N/A | 107 | #N/A | #N/A | #N/A | #N/A | #N/A | #N/A | #N/A | #N/A | #N/A | #N/A | #N/A | #N/A | #N/A | #N/A | #N/A | #N/A | #N/A | #N/A | #N/A | #N/A | #N/A | #N/A | 107 | #N/A | #N/A | #N/A | #N/A | #N/A | #N/A | #N/A | #N/A | #N/A | #N/A | #N/A | #N/A | #N/A | #N/A | #N/A
[8 empty] | 187 | [6 empty] | 214 | #N/A | #N/A | #N/A | #N/A | #N/A | 214 | #N/A | #N/A | #N/A | #N/A | #N/A | #N/A | #N/A | #N/A | #N/A | #N/A | #N/A | #N/A | 107 | #N/A | #N/A | #N/A | #N/A | #N/A | #N/A | #N/A | #N/A | #N/A | #N/A | #N/A | #N/A | #N/A | #N/A | #N/A | #N/A | #N/A | #N/A | #N/A | #N/A | #N/A | #N/A | 107 | #N/A | #N/A | #N/A | #N/A | #N/A | #N/A | #N/A | #N/A | #N/A | #N/A | #N/A | #N/A | #N/A | #N/A | #N/A
[8 empty] | 188 | [6 empty] | 215 | #N/A | #N/A | #N/A | #N/A | #N/A | 215 | #N/A | #N/A | #N/A | #N/A | #N/A | #N/A | #N/A | #N/A | #N/A | #N/A | #N/A | #N/A | 108 | #N/A | #N/A | #N/A | #N/A | #N/A | #N/A | #N/A | #N/A | #N/A | #N/A | #N/A | #N/A | #N/A | #N/A | #N/A | #N/A | #N/A | #N/A | #N/A | #N/A | #N/A | #N/A | 108 | #N/A | #N/A | #N/A | #N/A | #N/A | #N/A | #N/A | #N/A | #N/A | #N/A | #N/A | #N/A | #N/A | #N/A | #N/A
[8 empty] | 189 | [6 empty] | 216 | #N/A | #N/A | #N/A | #N/A | #N/A | 216 | #N/A | #N/A | #N/A | #N/A | #N/A | #N/A | #N/A | #N/A | #N/A | #N/A | #N/A | #N/A | 108 | #N/A | #N/A | #N/A | #N/A | #N/A | #N/A | #N/A | #N/A | #N/A | #N/A | #N/A | #N/A | #N/A | #N/A | #N/A | #N/A | #N/A | #N/A | #N/A | #N/A | #N/A | #N/A | 108 | #N/A | #N/A | #N/A | #N/A | #N/A | #N/A | #N/A | #N/A | #N/A | #N/A | #N/A | #N/A | #N/A | #N/A | #N/A
[8 empty] | 190 | [6 empty] | 217 | #N/A | #N/A | #N/A | #N/A | #N/A | 217 | #N/A | #N/A | #N/A | #N/A | #N/A | #N/A | #N/A | #N/A | #N/A | #N/A | #N/A | #N/A | 109 | #N/A | #N/A | #N/A | #N/A | #N/A | #N/A | #N/A | #N/A | #N/A | #N/A | #N/A | #N/A | #N/A | #N/A | #N/A | #N/A | #N/A | #N/A | #N/A | #N/A | #N/A | #N/A | 109 | #N/A | #N/A | #N/A | #N/A | #N/A | #N/A | #N/A | #N/A | #N/A | #N/A | #N/A | #N/A | #N/A | #N/A | #N/A
[8 empty] | 191 | [6 empty] | 218 | #N/A | #N/A | #N/A | #N/A | #N/A | 218 | #N/A | #N/A | #N/A | #N/A | #N/A | #N/A | #N/A | #N/A | #N/A | #N/A | #N/A | #N/A | 109 | #N/A | #N/A | #N/A | #N/A | #N/A | #N/A | #N/A | #N/A | #N/A | #N/A | #N/A | #N/A | #N/A | #N/A | #N/A | #N/A | #N/A | #N/A | #N/A | #N/A | #N/A | #N/A | 109 | #N/A | #N/A | #N/A | #N/A | #N/A | #N/A | #N/A | #N/A | #N/A | #N/A | #N/A | #N/A | #N/A | #N/A | #N/A
[8 empty] | 192 | [6 empty] | 219 | #N/A | #N/A | #N/A | #N/A | #N/A | 219 | #N/A | #N/A | #N/A | #N/A | #N/A | #N/A | #N/A | #N/A | #N/A | #N/A | #N/A | #N/A | 110 | #N/A | #N/A | #N/A | #N/A | #N/A | #N/A | #N/A | #N/A | #N/A | #N/A | #N/A | #N/A | #N/A | #N/A | #N/A | #N/A | #N/A | #N/A | #N/A | #N/A | #N/A | #N/A | 110 | #N/A | #N/A | #N/A | #N/A | #N/A | #N/A | #N/A | #N/A | #N/A | #N/A | #N/A | #N/A | #N/A | #N/A | #N/A
[8 empty] | 193 | [6 empty] | 220 | #N/A | #N/A | #N/A | #N/A | #N/A | 220 | #N/A | #N/A | #N/A | #N/A | #N/A | #N/A | #N/A | #N/A | #N/A | #N/A | #N/A | #N/A | 110 | #N/A | #N/A | #N/A | #N/A | #N/A | #N/A | #N/A | #N/A | #N/A | #N/A | #N/A | #N/A | #N/A | #N/A | #N/A | #N/A | #N/A | #N/A | #N/A | #N/A | #N/A | #N/A | 110 | #N/A | #N/A | #N/A | #N/A | #N/A | #N/A | #N/A | #N/A | #N/A | #N/A | #N/A | #N/A | #N/A | #N/A | #N/A
[8 empty] | 194 | [6 empty] | 221 | #N/A | #N/A | #N/A | #N/A | #N/A | 221 | #N/A | #N/A | #N/A | #N/A | #N/A | #N/A | #N/A | #N/A | #N/A | #N/A | #N/A | #N/A | 111 | #N/A | #N/A | #N/A | #N/A | #N/A | #N/A | #N/A | #N/A | #N/A | #N/A | #N/A | #N/A | #N/A | #N/A | #N/A | #N/A | #N/A | #N/A | #N/A | #N/A | #N/A | #N/A | 111 | #N/A | #N/A | #N/A | #N/A | #N/A | #N/A | #N/A | #N/A | #N/A | #N/A | #N/A | #N/A | #N/A | #N/A | #N/A
[8 empty] | 195 | [6 empty] | 222 | #N/A | #N/A | #N/A | #N/A | #N/A | 222 | #N/A | #N/A | #N/A | #N/A | #N/A | #N/A | #N/A | #N/A | #N/A | #N/A | #N/A | #N/A | 111 | #N/A | #N/A | #N/A | #N/A | #N/A | #N/A | #N/A | #N/A | #N/A | #N/A | #N/A | #N/A | #N/A | #N/A | #N/A | #N/A | #N/A | #N/A | #N/A | #N/A | #N/A | #N/A | 111 | #N/A | #N/A | #N/A | #N/A | #N/A | #N/A | #N/A | #N/A | #N/A | #N/A | #N/A | #N/A | #N/A | #N/A | #N/A
[8 empty] | 196 | [6 empty] | 223 | #N/A | #N/A | #N/A | #N/A | #N/A | 223 | #N/A | #N/A | #N/A | #N/A | #N/A | #N/A | #N/A | #N/A | #N/A | #N/A | #N/A | #N/A | 112 | #N/A | #N/A | #N/A | #N/A | #N/A | #N/A | #N/A | #N/A | #N/A | #N/A | #N/A | #N/A | #N/A | #N/A | #N/A | #N/A | #N/A | #N/A | #N/A | #N/A | #N/A | #N/A | 112 | #N/A | #N/A | #N/A | #N/A | #N/A | #N/A | #N/A | #N/A | #N/A | #N/A | #N/A | #N/A | #N/A | #N/A | #N/A
[8 empty] | 197 | [6 empty] | 224 | #N/A | #N/A | #N/A | #N/A | #N/A | 224 | #N/A | #N/A | #N/A | #N/A | #N/A | #N/A | #N/A | #N/A | #N/A | #N/A | #N/A | #N/A | 112 | #N/A | #N/A | #N/A | #N/A | #N/A | #N/A | #N/A | #N/A | #N/A | #N/A | #N/A | #N/A | #N/A | #N/A | #N/A | #N/A | #N/A | #N/A | #N/A | #N/A | #N/A | #N/A | 112 | #N/A | #N/A | #N/A | #N/A | #N/A | #N/A | #N/A | #N/A | #N/A | #N/A | #N/A | #N/A | #N/A | #N/A | #N/A
[8 empty] | 198 | [6 empty] | 225 | #N/A | #N/A | #N/A | #N/A | #N/A | 225 | #N/A | #N/A | #N/A | #N/A | #N/A | #N/A | #N/A | #N/A | #N/A | #N/A | #N/A | #N/A | 113 | #N/A | #N/A | #N/A | #N/A | #N/A | #N/A | #N/A | #N/A | #N/A | #N/A | #N/A | #N/A | #N/A | #N/A | #N/A | #N/A | #N/A | #N/A | #N/A | #N/A | #N/A | #N/A | 113 | #N/A | #N/A | #N/A | #N/A | #N/A | #N/A | #N/A | #N/A | #N/A | #N/A | #N/A | #N/A | #N/A | #N/A | #N/A
[8 empty] | 199 | [6 empty] | 226 | #N/A | #N/A | #N/A | #N/A | #N/A | 226 | #N/A | #N/A | #N/A | #N/A | #N/A | #N/A | #N/A | #N/A | #N/A | #N/A | #N/A | #N/A | 113 | #N/A | #N/A | #N/A | #N/A | #N/A | #N/A | #N/A | #N/A | #N/A | #N/A | #N/A | #N/A | #N/A | #N/A | #N/A | #N/A | #N/A | #N/A | #N/A | #N/A | #N/A | #N/A | 113 | #N/A | #N/A | #N/A | #N/A | #N/A | #N/A | #N/A | #N/A | #N/A | #N/A | #N/A | #N/A | #N/A | #N/A | #N/A
[8 empty] | 200 | [6 empty] | 227 | #N/A | #N/A | #N/A | #N/A | #N/A | 227 | #N/A | #N/A | #N/A | #N/A | #N/A | #N/A | #N/A | #N/A | #N/A | #N/A | #N/A | #N/A | 114 | #N/A | #N/A | #N/A | #N/A | #N/A | #N/A | #N/A | #N/A | #N/A | #N/A | #N/A | #N/A | #N/A | #N/A | #N/A | #N/A | #N/A | #N/A | #N/A | #N/A | #N/A | #N/A | 114 | #N/A | #N/A | #N/A | #N/A | #N/A | #N/A | #N/A | #N/A | #N/A | #N/A | #N/A | #N/A | #N/A | #N/A | #N/A
[8 empty] | 201 | [6 empty] | 228 | #N/A | #N/A | #N/A | #N/A | #N/A | 228 | #N/A | #N/A | #N/A | #N/A | #N/A | #N/A | #N/A | #N/A | #N/A | #N/A | #N/A | #N/A | 114 | #N/A | #N/A | #N/A | #N/A | #N/A | #N/A | #N/A | #N/A | #N/A | #N/A | #N/A | #N/A | #N/A | #N/A | #N/A | #N/A | #N/A | #N/A | #N/A | #N/A | #N/A | #N/A | 114 | #N/A | #N/A | #N/A | #N/A | #N/A | #N/A | #N/A | #N/A | #N/A | #N/A | #N/A | #N/A | #N/A | #N/A | #N/A
[8 empty] | 202 | [6 empty] | 229 | #N/A | #N/A | #N/A | #N/A | #N/A | 229 | #N/A | #N/A | #N/A | #N/A | #N/A | #N/A | #N/A | #N/A | #N/A | #N/A | #N/A | #N/A | 115 | #N/A | #N/A | #N/A | #N/A | #N/A | #N/A | #N/A | #N/A | #N/A | #N/A | #N/A | #N/A | #N/A | #N/A | #N/A | #N/A | #N/A | #N/A | #N/A | #N/A | #N/A | #N/A | 115 | #N/A | #N/A | #N/A | #N/A | #N/A | #N/A | #N/A | #N/A | #N/A | #N/A | #N/A | #N/A | #N/A | #N/A | #N/A
[8 empty] | 203 | [6 empty] | 230 | #N/A | #N/A | #N/A | #N/A | #N/A | 230 | #N/A | #N/A | #N/A | #N/A | #N/A | #N/A | #N/A | #N/A | #N/A | #N/A | #N/A | #N/A | 115 | #N/A | #N/A | #N/A | #N/A | #N/A | #N/A | #N/A | #N/A | #N/A | #N/A | #N/A | #N/A | #N/A | #N/A | #N/A | #N/A | #N/A | #N/A | #N/A | #N/A | #N/A | #N/A | 115 | #N/A | #N/A | #N/A | #N/A | #N/A | #N/A | #N/A | #N/A | #N/A | #N/A | #N/A | #N/A | #N/A | #N/A | #N/A
[8 empty] | 204 | [6 empty] | 231 | #N/A | #N/A | #N/A | #N/A | #N/A | 231 | #N/A | #N/A | #N/A | #N/A | #N/A | #N/A | #N/A | #N/A | #N/A | #N/A | #N/A | #N/A | 116 | #N/A | #N/A | #N/A | #N/A | #N/A | #N/A | #N/A | #N/A | #N/A | #N/A | #N/A | #N/A | #N/A | #N/A | #N/A | #N/A | #N/A | #N/A | #N/A | #N/A | #N/A | #N/A | 116 | #N/A | #N/A | #N/A | #N/A | #N/A | #N/A | #N/A | #N/A | #N/A | #N/A | #N/A | #N/A | #N/A | #N/A | #N/A
[8 empty] | 205 | [6 empty] | 232 | #N/A | #N/A | #N/A | #N/A | #N/A | 232 | #N/A | #N/A | #N/A | #N/A | #N/A | #N/A | #N/A | #N/A | #N/A | #N/A | #N/A | #N/A | 116 | #N/A | #N/A | #N/A | #N/A | #N/A | #N/A | #N/A | #N/A | #N/A | #N/A | #N/A | #N/A | #N/A | #N/A | #N/A | #N/A | #N/A | #N/A | #N/A | #N/A | #N/A | #N/A | 116 | #N/A | #N/A | #N/A | #N/A | #N/A | #N/A | #N/A | #N/A | #N/A | #N/A | #N/A | #N/A | #N/A | #N/A | #N/A
[8 empty] | 206 | [6 empty] | 233 | #N/A | #N/A | #N/A | #N/A | #N/A | 233 | #N/A | #N/A | #N/A | #N/A | #N/A | #N/A | #N/A | #N/A | #N/A | #N/A | #N/A | #N/A | 117 | #N/A | #N/A | #N/A | #N/A | #N/A | #N/A | #N/A | #N/A | #N/A | #N/A | #N/A | #N/A | #N/A | #N/A | #N/A | #N/A | #N/A | #N/A | #N/A | #N/A | #N/A | #N/A | 117 | #N/A | #N/A | #N/A | #N/A | #N/A | #N/A | #N/A | #N/A | #N/A | #N/A | #N/A | #N/A | #N/A | #N/A | #N/A
[8 empty] | 207 | [6 empty] | 234 | #N/A | #N/A | #N/A | #N/A | #N/A | 234 | #N/A | #N/A | #N/A | #N/A | #N/A | #N/A | #N/A | #N/A | #N/A | #N/A | #N/A | #N/A | 117 | #N/A | #N/A | #N/A | #N/A | #N/A | #N/A | #N/A | #N/A | #N/A | #N/A | #N/A | #N/A | #N/A | #N/A | #N/A | #N/A | #N/A | #N/A | #N/A | #N/A | #N/A | #N/A | 117 | #N/A | #N/A | #N/A | #N/A | #N/A | #N/A | #N/A | #N/A | #N/A | #N/A | #N/A | #N/A | #N/A | #N/A | #N/A
[8 empty] | 208 | [6 empty] | 235 | #N/A | #N/A | #N/A | #N/A | #N/A | 235 | #N/A | #N/A | #N/A | #N/A | #N/A | #N/A | #N/A | #N/A | #N/A | #N/A | #N/A | #N/A | 118 | #N/A | #N/A | #N/A | #N/A | #N/A | #N/A | #N/A | #N/A | #N/A | #N/A | #N/A | #N/A | #N/A | #N/A | #N/A | #N/A | #N/A | #N/A | #N/A | #N/A | #N/A | #N/A | 118 | #N/A | #N/A | #N/A | #N/A | #N/A | #N/A | #N/A | #N/A | #N/A | #N/A | #N/A | #N/A | #N/A | #N/A | #N/A
[8 empty] | 209 | [6 empty] | 236 | #N/A | #N/A | #N/A | #N/A | #N/A | 236 | #N/A | #N/A | #N/A | #N/A | #N/A | #N/A | #N/A | #N/A | #N/A | #N/A | #N/A | #N/A | 118 | #N/A | #N/A | #N/A | #N/A | #N/A | #N/A | #N/A | #N/A | #N/A | #N/A | #N/A | #N/A | #N/A | #N/A | #N/A | #N/A | #N/A | #N/A | #N/A | #N/A | #N/A | #N/A | 118 | #N/A | #N/A | #N/A | #N/A | #N/A | #N/A | #N/A | #N/A | #N/A | #N/A | #N/A | #N/A | #N/A | #N/A | #N/A
[8 empty] | 210 | [6 empty] | 237 | #N/A | #N/A | #N/A | #N/A | #N/A | 237 | #N/A | #N/A | #N/A | #N/A | #N/A | #N/A | #N/A | #N/A | #N/A | #N/A | #N/A | #N/A | 119 | #N/A | #N/A | #N/A | #N/A | #N/A | #N/A | #N/A | #N/A | #N/A | #N/A | #N/A | #N/A | #N/A | #N/A | #N/A | #N/A | #N/A | #N/A | #N/A | #N/A | #N/A | #N/A | 119 | #N/A | #N/A | #N/A | #N/A | #N/A | #N/A | #N/A | #N/A | #N/A | #N/A | #N/A | #N/A | #N/A | #N/A | #N/A
[8 empty] | 211 | [6 empty] | 238 | #N/A | #N/A | #N/A | #N/A | #N/A | 238 | #N/A | #N/A | #N/A | #N/A | #N/A | #N/A | #N/A | #N/A | #N/A | #N/A | #N/A | #N/A | 119 | #N/A | #N/A | #N/A | #N/A | #N/A | #N/A | #N/A | #N/A | #N/A | #N/A | #N/A | #N/A | #N/A | #N/A | #N/A | #N/A | #N/A | #N/A | #N/A | #N/A | #N/A | #N/A | 119 | #N/A | #N/A | #N/A | #N/A | #N/A | #N/A | #N/A | #N/A | #N/A | #N/A | #N/A | #N/A | #N/A | #N/A | #N/A
[8 empty] | 212 | [6 empty] | 239 | #N/A | #N/A | #N/A | #N/A | #N/A | 239 | #N/A | #N/A | #N/A | #N/A | #N/A | #N/A | #N/A | #N/A | #N/A | #N/A | #N/A | #N/A | 120 | #N/A | #N/A | #N/A | #N/A | #N/A | #N/A | #N/A | #N/A | #N/A | #N/A | #N/A | #N/A | #N/A | #N/A | #N/A | #N/A | #N/A | #N/A | #N/A | #N/A | #N/A | #N/A | 120 | #N/A | #N/A | #N/A | #N/A | #N/A | #N/A | #N/A | #N/A | #N/A | #N/A | #N/A | #N/A | #N/A | #N/A | #N/A
[8 empty] | 213 | [6 empty] | 240 | #N/A | #N/A | #N/A | #N/A | #N/A | 240 | #N/A | #N/A | #N/A | #N/A | #N/A | #N/A | #N/A | #N/A | #N/A | #N/A | #N/A | #N/A | 120 | #N/A | #N/A | #N/A | #N/A | #N/A | #N/A | #N/A | #N/A | #N/A | #N/A | #N/A | #N/A | #N/A | #N/A | #N/A | #N/A | #N/A | #N/A | #N/A | #N/A | #N/A | #N/A | 120 | #N/A | #N/A | #N/A | #N/A | #N/A | #N/A | #N/A | #N/A | #N/A | #N/A | #N/A | #N/A | #N/A | #N/A | #N/A
[8 empty] | 214 | [6 empty] | 241 | #N/A | #N/A | #N/A | #N/A | #N/A | 241 | #N/A | #N/A | #N/A | #N/A | #N/A | #N/A | #N/A | #N/A | #N/A | #N/A | #N/A | #N/A | 121 | #N/A | #N/A | #N/A | #N/A | #N/A | #N/A | #N/A | #N/A | #N/A | #N/A | #N/A | #N/A | #N/A | #N/A | #N/A | #N/A | #N/A | #N/A | #N/A | #N/A | #N/A | #N/A | 121 | #N/A | #N/A | #N/A | #N/A | #N/A | #N/A | #N/A | #N/A | #N/A | #N/A | #N/A | #N/A | #N/A | #N/A | #N/A
[8 empty] | 215 | [6 empty] | 242 | #N/A | #N/A | #N/A | #N/A | #N/A | 242 | #N/A | #N/A | #N/A | #N/A | #N/A | #N/A | #N/A | #N/A | #N/A | #N/A | #N/A | #N/A | 121 | #N/A | #N/A | #N/A | #N/A | #N/A | #N/A | #N/A | #N/A | #N/A | #N/A | #N/A | #N/A | #N/A | #N/A | #N/A | #N/A | #N/A | #N/A | #N/A | #N/A | #N/A | #N/A | 121 | #N/A | #N/A | #N/A | #N/A | #N/A | #N/A | #N/A | #N/A | #N/A | #N/A | #N/A | #N/A | #N/A | #N/A | #N/A
[8 empty] | 216 | [6 empty] | 243 | #N/A | #N/A | #N/A | #N/A | #N/A | 243 | #N/A | #N/A | #N/A | #N/A | #N/A | #N/A | #N/A | #N/A | #N/A | #N/A | #N/A | #N/A | 122 | #N/A | #N/A | #N/A | #N/A | #N/A | #N/A | #N/A | #N/A | #N/A | #N/A | #N/A | #N/A | #N/A | #N/A | #N/A | #N/A | #N/A | #N/A | #N/A | #N/A | #N/A | #N/A | 122 | #N/A | #N/A | #N/A | #N/A | #N/A | #N/A | #N/A | #N/A | #N/A | #N/A | #N/A | #N/A | #N/A | #N/A | #N/A
[8 empty] | 217 | [6 empty] | 244 | #N/A | #N/A | #N/A | #N/A | #N/A | 244 | #N/A | #N/A | #N/A | #N/A | #N/A | #N/A | #N/A | #N/A | #N/A | #N/A | #N/A | #N/A | 122 | #N/A | #N/A | #N/A | #N/A | #N/A | #N/A | #N/A | #N/A | #N/A | #N/A | #N/A | #N/A | #N/A | #N/A | #N/A | #N/A | #N/A | #N/A | #N/A | #N/A | #N/A | #N/A | 122 | #N/A | #N/A | #N/A | #N/A | #N/A | #N/A | #N/A | #N/A | #N/A | #N/A | #N/A | #N/A | #N/A | #N/A | #N/A
[8 empty] | 218 | [6 empty] | 245 | #N/A | #N/A | #N/A | #N/A | #N/A | 245 | #N/A | #N/A | #N/A | #N/A | #N/A | #N/A | #N/A | #N/A | #N/A | #N/A | #N/A | #N/A | 123 | #N/A | #N/A | #N/A | #N/A | #N/A | #N/A | #N/A | #N/A | #N/A | #N/A | #N/A | #N/A | #N/A | #N/A | #N/A | #N/A | #N/A | #N/A | #N/A | #N/A | #N/A | #N/A | 123 | #N/A | #N/A | #N/A | #N/A | #N/A | #N/A | #N/A | #N/A | #N/A | #N/A | #N/A | #N/A | #N/A | #N/A | #N/A
[8 empty] | 219 | [6 empty] | 246 | #N/A | #N/A | #N/A | #N/A | #N/A | 246 | #N/A | #N/A | #N/A | #N/A | #N/A | #N/A | #N/A | #N/A | #N/A | #N/A | #N/A | #N/A | 123 | #N/A | #N/A | #N/A | #N/A | #N/A | #N/A | #N/A | #N/A | #N/A | #N/A | #N/A | #N/A | #N/A | #N/A | #N/A | #N/A | #N/A | #N/A | #N/A | #N/A | #N/A | #N/A | 123 | #N/A | #N/A | #N/A | #N/A | #N/A | #N/A | #N/A | #N/A | #N/A | #N/A | #N/A | #N/A | #N/A | #N/A | #N/A
[8 empty] | 220 | [6 empty] | 247 | #N/A | #N/A | #N/A | #N/A | #N/A | 247 | #N/A | #N/A | #N/A | #N/A | #N/A | #N/A | #N/A | #N/A | #N/A | #N/A | #N/A | #N/A | 124 | #N/A | #N/A | #N/A | #N/A | #N/A | #N/A | #N/A | #N/A | #N/A | #N/A | #N/A | #N/A | #N/A | #N/A | #N/A | #N/A | #N/A | #N/A | #N/A | #N/A | #N/A | #N/A | 124 | #N/A | #N/A | #N/A | #N/A | #N/A | #N/A | #N/A | #N/A | #N/A | #N/A | #N/A | #N/A | #N/A | #N/A | #N/A
[8 empty] | 221 | [6 empty] | 248 | #N/A | #N/A | #N/A | #N/A | #N/A | 248 | #N/A | #N/A | #N/A | #N/A | #N/A | #N/A | #N/A | #N/A | #N/A | #N/A | #N/A | #N/A | 124 | #N/A | #N/A | #N/A | #N/A | #N/A | #N/A | #N/A | #N/A | #N/A | #N/A | #N/A | #N/A | #N/A | #N/A | #N/A | #N/A | #N/A | #N/A | #N/A | #N/A | #N/A | #N/A | 124 | #N/A | #N/A | #N/A | #N/A | #N/A | #N/A | #N/A | #N/A | #N/A | #N/A | #N/A | #N/A | #N/A | #N/A | #N/A
[8 empty] | 222 | [6 empty] | 249 | #N/A | #N/A | #N/A | #N/A | #N/A | 249 | #N/A | #N/A | #N/A | #N/A | #N/A | #N/A | #N/A | #N/A | #N/A | #N/A | #N/A | #N/A | 125 | #N/A | #N/A | #N/A | #N/A | #N/A | #N/A | #N/A | #N/A | #N/A | #N/A | #N/A | #N/A | #N/A | #N/A | #N/A | #N/A | #N/A | #N/A | #N/A | #N/A | #N/A | #N/A | 125 | #N/A | #N/A | #N/A | #N/A | #N/A | #N/A | #N/A | #N/A | #N/A | #N/A | #N/A | #N/A | #N/A | #N/A | #N/A
[8 empty] | 223 | [6 empty] | 250 | #N/A | #N/A | #N/A | #N/A | #N/A | 250 | #N/A | #N/A | #N/A | #N/A | #N/A | #N/A | #N/A | #N/A | #N/A | #N/A | #N/A | #N/A | 125 | #N/A | #N/A | #N/A | #N/A | #N/A | #N/A | #N/A | #N/A | #N/A | #N/A | #N/A | #N/A | #N/A | #N/A | #N/A | #N/A | #N/A | #N/A | #N/A | #N/A | #N/A | #N/A | 125 | #N/A | #N/A | #N/A | #N/A | #N/A | #N/A | #N/A | #N/A | #N/A | #N/A | #N/A | #N/A | #N/A | #N/A | #N/A
[8 empty] | 224 | [6 empty] | 251 | #N/A | #N/A | #N/A | #N/A | #N/A | 251 | #N/A | #N/A | #N/A | #N/A | #N/A | #N/A | #N/A | #N/A | #N/A | #N/A | #N/A | #N/A | 126 | #N/A | #N/A | #N/A | #N/A | #N/A | #N/A | #N/A | #N/A | #N/A | #N/A | #N/A | #N/A | #N/A | #N/A | #N/A | #N/A | #N/A | #N/A | #N/A | #N/A | #N/A | #N/A | 126 | #N/A | #N/A | #N/A | #N/A | #N/A | #N/A | #N/A | #N/A | #N/A | #N/A | #N/A | #N/A | #N/A | #N/A | #N/A
[8 empty] | 225 | [6 empty] | 252 | #N/A | #N/A | #N/A | #N/A | #N/A | 252 | #N/A | #N/A | #N/A | #N/A | #N/A | #N/A | #N/A | #N/A | #N/A | #N/A | #N/A | #N/A | 126 | #N/A | #N/A | #N/A | #N/A | #N/A | #N/A | #N/A | #N/A | #N/A | #N/A | #N/A | #N/A | #N/A | #N/A | #N/A | #N/A | #N/A | #N/A | #N/A | #N/A | #N/A | #N/A | 126 | #N/A | #N/A | #N/A | #N/A | #N/A | #N/A | #N/A | #N/A | #N/A | #N/A | #N/A | #N/A | #N/A | #N/A | #N/A
[8 empty] | 226 | [6 empty] | 253 | #N/A | #N/A | #N/A | #N/A | #N/A | 253 | #N/A | #N/A | #N/A | #N/A | #N/A | #N/A | #N/A | #N/A | #N/A | #N/A | #N/A | #N/A | 127 | #N/A | #N/A | #N/A | #N/A | #N/A | #N/A | #N/A | #N/A | #N/A | #N/A | #N/A | #N/A | #N/A | #N/A | #N/A | #N/A | #N/A | #N/A | #N/A | #N/A | #N/A | #N/A | 127 | #N/A | #N/A | #N/A | #N/A | #N/A | #N/A | #N/A | #N/A | #N/A | #N/A | #N/A | #N/A | #N/A | #N/A | #N/A
[8 empty] | 227 | [6 empty] | 254 | #N/A | #N/A | #N/A | #N/A | #N/A | 254 | #N/A | #N/A | #N/A | #N/A | #N/A | #N/A | #N/A | #N/A | #N/A | #N/A | #N/A | #N/A | 127 | #N/A | #N/A | #N/A | #N/A | #N/A | #N/A | #N/A | #N/A | #N/A | #N/A | #N/A | #N/A | #N/A | #N/A | #N/A | #N/A | #N/A | #N/A | #N/A | #N/A | #N/A | #N/A | 127 | #N/A | #N/A | #N/A | #N/A | #N/A | #N/A | #N/A | #N/A | #N/A | #N/A | #N/A | #N/A | #N/A | #N/A | #N/A
[8 empty] | 228 | [6 empty] | 255 | #N/A | #N/A | #N/A | #N/A | #N/A | 255 | #N/A | #N/A | #N/A | #N/A | #N/A | #N/A | #N/A | #N/A | #N/A | #N/A | #N/A | #N/A | 128 | #N/A | #N/A | #N/A | #N/A | #N/A | #N/A | #N/A | #N/A | #N/A | #N/A | #N/A | #N/A | #N/A | #N/A | #N/A | #N/A | #N/A | #N/A | #N/A | #N/A | #N/A | #N/A | 128 | #N/A | #N/A | #N/A | #N/A | #N/A | #N/A | #N/A | #N/A | #N/A | #N/A | #N/A | #N/A | #N/A | #N/A | #N/A
[8 empty] | 229 | [6 empty] | 256 | #N/A | #N/A | #N/A | #N/A | #N/A | 256 | #N/A | #N/A | #N/A | #N/A | #N/A | #N/A | #N/A | #N/A | #N/A | #N/A | #N/A | #N/A | 128 | #N/A | #N/A | #N/A | #N/A | #N/A | #N/A | #N/A | #N/A | #N/A | #N/A | #N/A | #N/A | #N/A | #N/A | #N/A | #N/A | #N/A | #N/A | #N/A | #N/A | #N/A | #N/A | 128 | #N/A | #N/A | #N/A | #N/A | #N/A | #N/A | #N/A | #N/A | #N/A | #N/A | #N/A | #N/A | #N/A | #N/A | #N/A
[8 empty] | 230 | [6 empty] | 257 | #N/A | #N/A | #N/A | #N/A | #N/A | 257 | #N/A | #N/A | #N/A | #N/A | #N/A | #N/A | #N/A | #N/A | #N/A | #N/A | #N/A | #N/A | 129 | #N/A | #N/A | #N/A | #N/A | #N/A | #N/A | #N/A | #N/A | #N/A | #N/A | #N/A | #N/A | #N/A | #N/A | #N/A | #N/A | #N/A | #N/A | #N/A | #N/A | #N/A | #N/A | 129 | #N/A | #N/A | #N/A | #N/A | #N/A | #N/A | #N/A | #N/A | #N/A | #N/A | #N/A | #N/A | #N/A | #N/A | #N/A
[8 empty] | 231 | [6 empty] | 258 | #N/A | #N/A | #N/A | #N/A | #N/A | 258 | #N/A | #N/A | #N/A | #N/A | #N/A | #N/A | #N/A | #N/A | #N/A | #N/A | #N/A | #N/A | 129 | #N/A | #N/A | #N/A | #N/A | #N/A | #N/A | #N/A | #N/A | #N/A | #N/A | #N/A | #N/A | #N/A | #N/A | #N/A | #N/A | #N/A | #N/A | #N/A | #N/A | #N/A | #N/A | 129 | #N/A | #N/A | #N/A | #N/A | #N/A | #N/A | #N/A | #N/A | #N/A | #N/A | #N/A | #N/A | #N/A | #N/A | #N/A
[8 empty] | 232 | [6 empty] | 259 | #N/A | #N/A | #N/A | #N/A | #N/A | 259 | #N/A | #N/A | #N/A | #N/A | #N/A | #N/A | #N/A | #N/A | #N/A | #N/A | #N/A | #N/A | 130 | #N/A | #N/A | #N/A | #N/A | #N/A | #N/A | #N/A | #N/A | #N/A | #N/A | #N/A | #N/A | #N/A | #N/A | #N/A | #N/A | #N/A | #N/A | #N/A | #N/A | #N/A | #N/A | 130 | #N/A | #N/A | #N/A | #N/A | #N/A | #N/A | #N/A | #N/A | #N/A | #N/A | #N/A | #N/A | #N/A | #N/A | #N/A
[8 empty] | 233 | [6 empty] | 260 | #N/A | #N/A | #N/A | #N/A | #N/A | 260 | #N/A | #N/A | #N/A | #N/A | #N/A | #N/A | #N/A | #N/A | #N/A | #N/A | #N/A | #N/A | 130 | #N/A | #N/A | #N/A | #N/A | #N/A | #N/A | #N/A | #N/A | #N/A | #N/A | #N/A | #N/A | #N/A | #N/A | #N/A | #N/A | #N/A | #N/A | #N/A | #N/A | #N/A | #N/A | 130 | #N/A | #N/A | #N/A | #N/A | #N/A | #N/A | #N/A | #N/A | #N/A | #N/A | #N/A | #N/A | #N/A | #N/A | #N/A
[8 empty] | 234 | [6 empty] | 261 | #N/A | #N/A | #N/A | #N/A | #N/A | 261 | #N/A | #N/A | #N/A | #N/A | #N/A | #N/A | #N/A | #N/A | #N/A | #N/A | #N/A | #N/A | 131 | #N/A | #N/A | #N/A | #N/A | #N/A | #N/A | #N/A | #N/A | #N/A | #N/A | #N/A | #N/A | #N/A | #N/A | #N/A | #N/A | #N/A | #N/A | #N/A | #N/A | #N/A | #N/A | 131 | #N/A | #N/A | #N/A | #N/A | #N/A | #N/A | #N/A | #N/A | #N/A | #N/A | #N/A | #N/A | #N/A | #N/A | #N/A
[8 empty] | 235 | [6 empty] | 262 | #N/A | #N/A | #N/A | #N/A | #N/A | 262 | #N/A | #N/A | #N/A | #N/A | #N/A | #N/A | #N/A | #N/A | #N/A | #N/A | #N/A | #N/A | 131 | #N/A | #N/A | #N/A | #N/A | #N/A | #N/A | #N/A | #N/A | #N/A | #N/A | #N/A | #N/A | #N/A | #N/A | #N/A | #N/A | #N/A | #N/A | #N/A | #N/A | #N/A | #N/A | 131 | #N/A | #N/A | #N/A | #N/A | #N/A | #N/A | #N/A | #N/A | #N/A | #N/A | #N/A | #N/A | #N/A | #N/A | #N/A
[8 empty] | 236 | [6 empty] | 263 | #N/A | #N/A | #N/A | #N/A | #N/A | 263 | #N/A | #N/A | #N/A | #N/A | #N/A | #N/A | #N/A | #N/A | #N/A | #N/A | #N/A | #N/A | 132 | #N/A | #N/A | #N/A | #N/A | #N/A | #N/A | #N/A | #N/A | #N/A | #N/A | #N/A | #N/A | #N/A | #N/A | #N/A | #N/A | #N/A | #N/A | #N/A | #N/A | #N/A | #N/A | 132 | #N/A | #N/A | #N/A | #N/A | #N/A | #N/A | #N/A | #N/A | #N/A | #N/A | #N/A | #N/A | #N/A | #N/A | #N/A
[8 empty] | 237 | [6 empty] | 264 | #N/A | #N/A | #N/A | #N/A | #N/A | 264 | #N/A | #N/A | #N/A | #N/A | #N/A | #N/A | #N/A | #N/A | #N/A | #N/A | #N/A | #N/A | 132 | #N/A | #N/A | #N/A | #N/A | #N/A | #N/A | #N/A | #N/A | #N/A | #N/A | #N/A | #N/A | #N/A | #N/A | #N/A | #N/A | #N/A | #N/A | #N/A | #N/A | #N/A | #N/A | 132 | #N/A | #N/A | #N/A | #N/A | #N/A | #N/A | #N/A | #N/A | #N/A | #N/A | #N/A | #N/A | #N/A | #N/A | #N/A
[8 empty] | 238 | [6 empty] | 265 | #N/A | #N/A | #N/A | #N/A | #N/A | 265 | #N/A | #N/A | #N/A | #N/A | #N/A | #N/A | #N/A | #N/A | #N/A | #N/A | #N/A | #N/A | 133 | #N/A | #N/A | #N/A | #N/A | #N/A | #N/A | #N/A | #N/A | #N/A | #N/A | #N/A | #N/A | #N/A | #N/A | #N/A | #N/A | #N/A | #N/A | #N/A | #N/A | #N/A | #N/A | 133 | #N/A | #N/A | #N/A | #N/A | #N/A | #N/A | #N/A | #N/A | #N/A | #N/A | #N/A | #N/A | #N/A | #N/A | #N/A
[8 empty] | 239 | [6 empty] | 266 | #N/A | #N/A | #N/A | #N/A | #N/A | 266 | #N/A | #N/A | #N/A | #N/A | #N/A | #N/A | #N/A | #N/A | #N/A | #N/A | #N/A | #N/A | 133 | #N/A | #N/A | #N/A | #N/A | #N/A | #N/A | #N/A | #N/A | #N/A | #N/A | #N/A | #N/A | #N/A | #N/A | #N/A | #N/A | #N/A | #N/A | #N/A | #N/A | #N/A | #N/A | 133 | #N/A | #N/A | #N/A | #N/A | #N/A | #N/A | #N/A | #N/A | #N/A | #N/A | #N/A | #N/A | #N/A | #N/A | #N/A
[8 empty] | 240 | [6 empty] | 267 | #N/A | #N/A | #N/A | #N/A | #N/A | 267 | #N/A | #N/A | #N/A | #N/A | #N/A | #N/A | #N/A | #N/A | #N/A | #N/A | #N/A | #N/A | 134 | #N/A | #N/A | #N/A | #N/A | #N/A | #N/A | #N/A | #N/A | #N/A | #N/A | #N/A | #N/A | #N/A | #N/A | #N/A | #N/A | #N/A | #N/A | #N/A | #N/A | #N/A | #N/A | 134 | #N/A | #N/A | #N/A | #N/A | #N/A | #N/A | #N/A | #N/A | #N/A | #N/A | #N/A | #N/A | #N/A | #N/A | #N/A
[8 empty] | 241 | [6 empty] | 268 | #N/A | #N/A | #N/A | #N/A | #N/A | 268 | #N/A | #N/A | #N/A | #N/A | #N/A | #N/A | #N/A | #N/A | #N/A | #N/A | #N/A | #N/A | 134 | #N/A | #N/A | #N/A | #N/A | #N/A | #N/A | #N/A | #N/A | #N/A | #N/A | #N/A | #N/A | #N/A | #N/A | #N/A | #N/A | #N/A | #N/A | #N/A | #N/A | #N/A | #N/A | 134 | #N/A | #N/A | #N/A | #N/A | #N/A | #N/A | #N/A | #N/A | #N/A | #N/A | #N/A | #N/A | #N/A | #N/A | #N/A
[8 empty] | 242 | [6 empty] | 269 | #N/A | #N/A | #N/A | #N/A | #N/A | 269 | #N/A | #N/A | #N/A | #N/A | #N/A | #N/A | #N/A | #N/A | #N/A | #N/A | #N/A | #N/A | 135 | #N/A | #N/A | #N/A | #N/A | #N/A | #N/A | #N/A | #N/A | #N/A | #N/A | #N/A | #N/A | #N/A | #N/A | #N/A | #N/A | #N/A | #N/A | #N/A | #N/A | #N/A | #N/A | 135 | #N/A | #N/A | #N/A | #N/A | #N/A | #N/A | #N/A | #N/A | #N/A | #N/A | #N/A | #N/A | #N/A | #N/A | #N/A
[8 empty] | 243 | [6 empty] | 270 | #N/A | #N/A | #N/A | #N/A | #N/A | 270 | #N/A | #N/A | #N/A | #N/A | #N/A | #N/A | #N/A | #N/A | #N/A | #N/A | #N/A | #N/A | 135 | #N/A | #N/A | #N/A | #N/A | #N/A | #N/A | #N/A | #N/A | #N/A | #N/A | #N/A | #N/A | #N/A | #N/A | #N/A | #N/A | #N/A | #N/A | #N/A | #N/A | #N/A | #N/A | 135 | #N/A | #N/A | #N/A | #N/A | #N/A | #N/A | #N/A | #N/A | #N/A | #N/A | #N/A | #N/A | #N/A | #N/A | #N/A
[8 empty] | 244 | [6 empty] | 271 | #N/A | #N/A | #N/A | #N/A | #N/A | 271 | #N/A | #N/A | #N/A | #N/A | #N/A | #N/A | #N/A | #N/A | #N/A | #N/A | #N/A | #N/A | 136 | #N/A | #N/A | #N/A | #N/A | #N/A | #N/A | #N/A | #N/A | #N/A | #N/A | #N/A | #N/A | #N/A | #N/A | #N/A | #N/A | #N/A | #N/A | #N/A | #N/A | #N/A | #N/A | 136 | #N/A | #N/A | #N/A | #N/A | #N/A | #N/A | #N/A | #N/A | #N/A | #N/A | #N/A | #N/A | #N/A | #N/A | #N/A
[8 empty] | 245 | [6 empty] | 272 | #N/A | #N/A | #N/A | #N/A | #N/A | 272 | #N/A | #N/A | #N/A | #N/A | #N/A | #N/A | #N/A | #N/A | #N/A | #N/A | #N/A | #N/A | 136 | #N/A | #N/A | #N/A | #N/A | #N/A | #N/A | #N/A | #N/A | #N/A | #N/A | #N/A | #N/A | #N/A | #N/A | #N/A | #N/A | #N/A | #N/A | #N/A | #N/A | #N/A | #N/A | 136 | #N/A | #N/A | #N/A | #N/A | #N/A | #N/A | #N/A | #N/A | #N/A | #N/A | #N/A | #N/A | #N/A | #N/A | #N/A
[8 empty] | 246 | [6 empty] | 273 | #N/A | #N/A | #N/A | #N/A | #N/A | 273 | #N/A | #N/A | #N/A | #N/A | #N/A | #N/A | #N/A | #N/A | #N/A | #N/A | #N/A | #N/A | 137 | #N/A | #N/A | #N/A | #N/A | #N/A | #N/A | #N/A | #N/A | #N/A | #N/A | #N/A | #N/A | #N/A | #N/A | #N/A | #N/A | #N/A | #N/A | #N/A | #N/A | #N/A | #N/A | 137 | #N/A | #N/A | #N/A | #N/A | #N/A | #N/A | #N/A | #N/A | #N/A | #N/A | #N/A | #N/A | #N/A | #N/A | #N/A
[8 empty] | 247 | [6 empty] | 274 | #N/A | #N/A | #N/A | #N/A | #N/A | 274 | #N/A | #N/A | #N/A | #N/A | #N/A | #N/A | #N/A | #N/A | #N/A | #N/A | #N/A | #N/A | 137 | #N/A | #N/A | #N/A | #N/A | #N/A | #N/A | #N/A | #N/A | #N/A | #N/A | #N/A | #N/A | #N/A | #N/A | #N/A | #N/A | #N/A | #N/A | #N/A | #N/A | #N/A | #N/A | 137 | #N/A | #N/A | #N/A | #N/A | #N/A | #N/A | #N/A | #N/A | #N/A | #N/A | #N/A | #N/A | #N/A | #N/A | #N/A
[8 empty] | 248 | [6 empty] | 275 | #N/A | #N/A | #N/A | #N/A | #N/A | 275 | #N/A | #N/A | #N/A | #N/A | #N/A | #N/A | #N/A | #N/A | #N/A | #N/A | #N/A | #N/A | 138 | #N/A | #N/A | #N/A | #N/A | #N/A | #N/A | #N/A | #N/A | #N/A | #N/A | #N/A | #N/A | #N/A | #N/A | #N/A | #N/A | #N/A | #N/A | #N/A | #N/A | #N/A | #N/A | 138 | #N/A | #N/A | #N/A | #N/A | #N/A | #N/A | #N/A | #N/A | #N/A | #N/A | #N/A | #N/A | #N/A | #N/A | #N/A
[8 empty] | 249 | [6 empty] | 276 | #N/A | #N/A | #N/A | #N/A | #N/A | 276 | #N/A | #N/A | #N/A | #N/A | #N/A | #N/A | #N/A | #N/A | #N/A | #N/A | #N/A | #N/A | 138 | #N/A | #N/A | #N/A | #N/A | #N/A | #N/A | #N/A | #N/A | #N/A | #N/A | #N/A | #N/A | #N/A | #N/A | #N/A | #N/A | #N/A | #N/A | #N/A | #N/A | #N/A | #N/A | 138 | #N/A | #N/A | #N/A | #N/A | #N/A | #N/A | #N/A | #N/A | #N/A | #N/A | #N/A | #N/A | #N/A | #N/A | #N/A
[8 empty] | 250 | [6 empty] | 277 | #N/A | #N/A | #N/A | #N/A | #N/A | 277 | #N/A | #N/A | #N/A | #N/A | #N/A | #N/A | #N/A | #N/A | #N/A | #N/A | #N/A | #N/A | 139 | #N/A | #N/A | #N/A | #N/A | #N/A | #N/A | #N/A | #N/A | #N/A | #N/A | #N/A | #N/A | #N/A | #N/A | #N/A | #N/A | #N/A | #N/A | #N/A | #N/A | #N/A | #N/A | 139 | #N/A | #N/A | #N/A | #N/A | #N/A | #N/A | #N/A | #N/A | #N/A | #N/A | #N/A | #N/A | #N/A | #N/A | #N/A
[8 empty] | 251 | [6 empty] | 278 | #N/A | #N/A | #N/A | #N/A | #N/A | 278 | #N/A | #N/A | #N/A | #N/A | #N/A | #N/A | #N/A | #N/A | #N/A | #N/A | #N/A | #N/A | 139 | #N/A | #N/A | #N/A | #N/A | #N/A | #N/A | #N/A | #N/A | #N/A | #N/A | #N/A | #N/A | #N/A | #N/A | #N/A | #N/A | #N/A | #N/A | #N/A | #N/A | #N/A | #N/A | 139 | #N/A | #N/A | #N/A | #N/A | #N/A | #N/A | #N/A | #N/A | #N/A | #N/A | #N/A | #N/A | #N/A | #N/A | #N/A
[8 empty] | 252 | [6 empty] | 279 | #N/A | #N/A | #N/A | #N/A | #N/A | 279 | #N/A | #N/A | #N/A | #N/A | #N/A | #N/A | #N/A | #N/A | #N/A | #N/A | #N/A | #N/A | 140 | #N/A | #N/A | #N/A | #N/A | #N/A | #N/A | #N/A | #N/A | #N/A | #N/A | #N/A | #N/A | #N/A | #N/A | #N/A | #N/A | #N/A | #N/A | #N/A | #N/A | #N/A | #N/A | 140 | #N/A | #N/A | #N/A | #N/A | #N/A | #N/A | #N/A | #N/A | #N/A | #N/A | #N/A | #N/A | #N/A | #N/A | #N/A
[8 empty] | 253 | [6 empty] | 280 | #N/A | #N/A | #N/A | #N/A | #N/A | 280 | #N/A | #N/A | #N/A | #N/A | #N/A | #N/A | #N/A | #N/A | #N/A | #N/A | #N/A | #N/A | 140 | #N/A | #N/A | #N/A | #N/A | #N/A | #N/A | #N/A | #N/A | #N/A | #N/A | #N/A | #N/A | #N/A | #N/A | #N/A | #N/A | #N/A | #N/A | #N/A | #N/A | #N/A | #N/A | 140 | #N/A | #N/A | #N/A | #N/A | #N/A | #N/A | #N/A | #N/A | #N/A | #N/A | #N/A | #N/A | #N/A | #N/A | #N/A
[8 empty] | 254 | [6 empty] | 281 | #N/A | #N/A | #N/A | #N/A | #N/A | 281 | #N/A | #N/A | #N/A | #N/A | #N/A | #N/A | #N/A | #N/A | #N/A | #N/A | #N/A | #N/A | 141 | #N/A | #N/A | #N/A | #N/A | #N/A | #N/A | #N/A | #N/A | #N/A | #N/A | #N/A | #N/A | #N/A | #N/A | #N/A | #N/A | #N/A | #N/A | #N/A | #N/A | #N/A | #N/A | 141 | #N/A | #N/A | #N/A | #N/A | #N/A | #N/A | #N/A | #N/A | #N/A | #N/A | #N/A | #N/A | #N/A | #N/A | #N/A
[8 empty] | 255 | [6 empty] | 282 | #N/A | #N/A | #N/A | #N/A | #N/A | 282 | #N/A | #N/A | #N/A | #N/A | #N/A | #N/A | #N/A | #N/A | #N/A | #N/A | #N/A | #N/A | 141 | #N/A | #N/A | #N/A | #N/A | #N/A | #N/A | #N/A | #N/A | #N/A | #N/A | #N/A | #N/A | #N/A | #N/A | #N/A | #N/A | #N/A | #N/A | #N/A | #N/A | #N/A | #N/A | 141 | #N/A | #N/A | #N/A | #N/A | #N/A | #N/A | #N/A | #N/A | #N/A | #N/A | #N/A | #N/A | #N/A | #N/A | #N/A
[8 empty] | 256 | [6 empty] | 283 | #N/A | #N/A | #N/A | #N/A | #N/A | 283 | #N/A | #N/A | #N/A | #N/A | #N/A | #N/A | #N/A | #N/A | #N/A | #N/A | #N/A | #N/A | 142 | #N/A | #N/A | #N/A | #N/A | #N/A | #N/A | #N/A | #N/A | #N/A | #N/A | #N/A | #N/A | #N/A | #N/A | #N/A | #N/A | #N/A | #N/A | #N/A | #N/A | #N/A | #N/A | 142 | #N/A | #N/A | #N/A | #N/A | #N/A | #N/A | #N/A | #N/A | #N/A | #N/A | #N/A | #N/A | #N/A | #N/A | #N/A
[8 empty] | 257 | [6 empty] | 284 | #N/A | #N/A | #N/A | #N/A | #N/A | 284 | #N/A | #N/A | #N/A | #N/A | #N/A | #N/A | #N/A | #N/A | #N/A | #N/A | #N/A | #N/A | 142 | #N/A | #N/A | #N/A | #N/A | #N/A | #N/A | #N/A | #N/A | #N/A | #N/A | #N/A | #N/A | #N/A | #N/A | #N/A | #N/A | #N/A | #N/A | #N/A | #N/A | #N/A | #N/A | 142 | #N/A | #N/A | #N/A | #N/A | #N/A | #N/A | #N/A | #N/A | #N/A | #N/A | #N/A | #N/A | #N/A | #N/A | #N/A
[8 empty] | 258 | [6 empty] | 285 | #N/A | #N/A | #N/A | #N/A | #N/A | 285 | #N/A | #N/A | #N/A | #N/A | #N/A | #N/A | #N/A | #N/A | #N/A | #N/A | #N/A | #N/A | 143 | #N/A | #N/A | #N/A | #N/A | #N/A | #N/A | #N/A | #N/A | #N/A | #N/A | #N/A | #N/A | #N/A | #N/A | #N/A | #N/A | #N/A | #N/A | #N/A | #N/A | #N/A | #N/A | 143 | #N/A | #N/A | #N/A | #N/A | #N/A | #N/A | #N/A | #N/A | #N/A | #N/A | #N/A | #N/A | #N/A | #N/A | #N/A
[8 empty] | 259 | [6 empty] | 286 | #N/A | #N/A | #N/A | #N/A | #N/A | 286 | #N/A | #N/A | #N/A | #N/A | #N/A | #N/A | #N/A | #N/A | #N/A | #N/A | #N/A | #N/A | 143 | #N/A | #N/A | #N/A | #N/A | #N/A | #N/A | #N/A | #N/A | #N/A | #N/A | #N/A | #N/A | #N/A | #N/A | #N/A | #N/A | #N/A | #N/A | #N/A | #N/A | #N/A | #N/A | 143 | #N/A | #N/A | #N/A | #N/A | #N/A | #N/A | #N/A | #N/A | #N/A | #N/A | #N/A | #N/A | #N/A | #N/A | #N/A
[8 empty] | 260 | [6 empty] | 287 | #N/A | #N/A | #N/A | #N/A | #N/A | 287 | #N/A | #N/A | #N/A | #N/A | #N/A | #N/A | #N/A | #N/A | #N/A | #N/A | #N/A | #N/A | 144 | #N/A | #N/A | #N/A | #N/A | #N/A | #N/A | #N/A | #N/A | #N/A | #N/A | #N/A | #N/A | #N/A | #N/A | #N/A | #N/A | #N/A | #N/A | #N/A | #N/A | #N/A | #N/A | 144 | #N/A | #N/A | #N/A | #N/A | #N/A | #N/A | #N/A | #N/A | #N/A | #N/A | #N/A | #N/A | #N/A | #N/A | #N/A
[8 empty] | 261 | [6 empty] | 288 | #N/A | #N/A | #N/A | #N/A | #N/A | 288 | #N/A | #N/A | #N/A | #N/A | #N/A | #N/A | #N/A | #N/A | #N/A | #N/A | #N/A | #N/A | 144 | #N/A | #N/A | #N/A | #N/A | #N/A | #N/A | #N/A | #N/A | #N/A | #N/A | #N/A | #N/A | #N/A | #N/A | #N/A | #N/A | #N/A | #N/A | #N/A | #N/A | #N/A | #N/A | 144 | #N/A | #N/A | #N/A | #N/A | #N/A | #N/A | #N/A | #N/A | #N/A | #N/A | #N/A | #N/A | #N/A | #N/A | #N/A
[8 empty] | 262 | [6 empty] | 289 | #N/A | #N/A | #N/A | #N/A | #N/A | 289 | #N/A | #N/A | #N/A | #N/A | #N/A | #N/A | #N/A | #N/A | #N/A | #N/A | #N/A | #N/A | 145 | #N/A | #N/A | #N/A | #N/A | #N/A | #N/A | #N/A | #N/A | #N/A | #N/A | #N/A | #N/A | #N/A | #N/A | #N/A | #N/A | #N/A | #N/A | #N/A | #N/A | #N/A | #N/A | 145 | #N/A | #N/A | #N/A | #N/A | #N/A | #N/A | #N/A | #N/A | #N/A | #N/A | #N/A | #N/A | #N/A | #N/A | #N/A
[8 empty] | 263 | [6 empty] | 290 | #N/A | #N/A | #N/A | #N/A | #N/A | 290 | #N/A | #N/A | #N/A | #N/A | #N/A | #N/A | #N/A | #N/A | #N/A | #N/A | #N/A | #N/A | 145 | #N/A | #N/A | #N/A | #N/A | #N/A | #N/A | #N/A | #N/A | #N/A | #N/A | #N/A | #N/A | #N/A | #N/A | #N/A | #N/A | #N/A | #N/A | #N/A | #N/A | #N/A | #N/A | 145 | #N/A | #N/A | #N/A | #N/A | #N/A | #N/A | #N/A | #N/A | #N/A | #N/A | #N/A | #N/A | #N/A | #N/A | #N/A
[8 empty] | 264 | [6 empty] | 291 | #N/A | #N/A | #N/A | #N/A | #N/A | 291 | #N/A | #N/A | #N/A | #N/A | #N/A | #N/A | #N/A | #N/A | #N/A | #N/A | #N/A | #N/A | 146 | #N/A | #N/A | #N/A | #N/A | #N/A | #N/A | #N/A | #N/A | #N/A | #N/A | #N/A | #N/A | #N/A | #N/A | #N/A | #N/A | #N/A | #N/A | #N/A | #N/A | #N/A | #N/A | 146 | #N/A | #N/A | #N/A | #N/A | #N/A | #N/A | #N/A | #N/A | #N/A | #N/A | #N/A | #N/A | #N/A | #N/A | #N/A
[8 empty] | 265 | [6 empty] | 292 | #N/A | #N/A | #N/A | #N/A | #N/A | 292 | #N/A | #N/A | #N/A | #N/A | #N/A | #N/A | #N/A | #N/A | #N/A | #N/A | #N/A | #N/A | 146 | #N/A | #N/A | #N/A | #N/A | #N/A | #N/A | #N/A | #N/A | #N/A | #N/A | #N/A | #N/A | #N/A | #N/A | #N/A | #N/A | #N/A | #N/A | #N/A | #N/A | #N/A | #N/A | 146 | #N/A | #N/A | #N/A | #N/A | #N/A | #N/A | #N/A | #N/A | #N/A | #N/A | #N/A | #N/A | #N/A | #N/A | #N/A
[8 empty] | 266 | [6 empty] | 293 | #N/A | #N/A | #N/A | #N/A | #N/A | 293 | #N/A | #N/A | #N/A | #N/A | #N/A | #N/A | #N/A | #N/A | #N/A | #N/A | #N/A | #N/A | 147 | #N/A | #N/A | #N/A | #N/A | #N/A | #N/A | #N/A | #N/A | #N/A | #N/A | #N/A | #N/A | #N/A | #N/A | #N/A | #N/A | #N/A | #N/A | #N/A | #N/A | #N/A | #N/A | 147 | #N/A | #N/A | #N/A | #N/A | #N/A | #N/A | #N/A | #N/A | #N/A | #N/A | #N/A | #N/A | #N/A | #N/A | #N/A
[8 empty] | 267 | [6 empty] | 294 | #N/A | #N/A | #N/A | #N/A | #N/A | 294 | #N/A | #N/A | #N/A | #N/A | #N/A | #N/A | #N/A | #N/A | #N/A | #N/A | #N/A | #N/A | 147 | #N/A | #N/A | #N/A | #N/A | #N/A | #N/A | #N/A | #N/A | #N/A | #N/A | #N/A | #N/A | #N/A | #N/A | #N/A | #N/A | #N/A | #N/A | #N/A | #N/A | #N/A | #N/A | 147 | #N/A | #N/A | #N/A | #N/A | #N/A | #N/A | #N/A | #N/A | #N/A | #N/A | #N/A | #N/A | #N/A | #N/A | #N/A
[8 empty] | 268 | [6 empty] | 295 | #N/A | #N/A | #N/A | #N/A | #N/A | 295 | #N/A | #N/A | #N/A | #N/A | #N/A | #N/A | #N/A | #N/A | #N/A | #N/A | #N/A | #N/A | 148 | #N/A | #N/A | #N/A | #N/A | #N/A | #N/A | #N/A | #N/A | #N/A | #N/A | #N/A | #N/A | #N/A | #N/A | #N/A | #N/A | #N/A | #N/A | #N/A | #N/A | #N/A | #N/A | 148 | #N/A | #N/A | #N/A | #N/A | #N/A | #N/A | #N/A | #N/A | #N/A | #N/A | #N/A | #N/A | #N/A | #N/A | #N/A
[8 empty] | 269 | [6 empty] | 296 | #N/A | #N/A | #N/A | #N/A | #N/A | 296 | #N/A | #N/A | #N/A | #N/A | #N/A | #N/A | #N/A | #N/A | #N/A | #N/A | #N/A | #N/A | 148 | #N/A | #N/A | #N/A | #N/A | #N/A | #N/A | #N/A | #N/A | #N/A | #N/A | #N/A | #N/A | #N/A | #N/A | #N/A | #N/A | #N/A | #N/A | #N/A | #N/A | #N/A | #N/A | 148 | #N/A | #N/A | #N/A | #N/A | #N/A | #N/A | #N/A | #N/A | #N/A | #N/A | #N/A | #N/A | #N/A | #N/A | #N/A
[8 empty] | 270 | [6 empty] | 297 | #N/A | #N/A | #N/A | #N/A | #N/A | 297 | #N/A | #N/A | #N/A | #N/A | #N/A | #N/A | #N/A | #N/A | #N/A | #N/A | #N/A | #N/A | 149 | #N/A | #N/A | #N/A | #N/A | #N/A | #N/A | #N/A | #N/A | #N/A | #N/A | #N/A | #N/A | #N/A | #N/A | #N/A | #N/A | #N/A | #N/A | #N/A | #N/A | #N/A | #N/A | 149 | #N/A | #N/A | #N/A | #N/A | #N/A | #N/A | #N/A | #N/A | #N/A | #N/A | #N/A | #N/A | #N/A | #N/A | #N/A
[8 empty] | 271 | [6 empty] | 298 | #N/A | #N/A | #N/A | #N/A | #N/A | 298 | #N/A | #N/A | #N/A | #N/A | #N/A | #N/A | #N/A | #N/A | #N/A | #N/A | #N/A | #N/A | 149 | #N/A | #N/A | #N/A | #N/A | #N/A | #N/A | #N/A | #N/A | #N/A | #N/A | #N/A | #N/A | #N/A | #N/A | #N/A | #N/A | #N/A | #N/A | #N/A | #N/A | #N/A | #N/A | 149 | #N/A | #N/A | #N/A | #N/A | #N/A | #N/A | #N/A | #N/A | #N/A | #N/A | #N/A | #N/A | #N/A | #N/A | #N/A
[8 empty] | 272 | [6 empty] | 299 | #N/A | #N/A | #N/A | #N/A | #N/A | 299 | #N/A | #N/A | #N/A | #N/A | #N/A | #N/A | #N/A | #N/A | #N/A | #N/A | #N/A | #N/A | 150 | #N/A | #N/A | #N/A | #N/A | #N/A | #N/A | #N/A | #N/A | #N/A | #N/A | #N/A | #N/A | #N/A | #N/A | #N/A | #N/A | #N/A | #N/A | #N/A | #N/A | #N/A | #N/A | 150 | #N/A | #N/A | #N/A | #N/A | #N/A | #N/A | #N/A | #N/A | #N/A | #N/A | #N/A | #N/A | #N/A | #N/A | #N/A
[8 empty] | 273 | [6 empty] | 300 | #N/A | #N/A | #N/A | #N/A | #N/A | 300 | #N/A | #N/A | #N/A | #N/A | #N/A | #N/A | #N/A | #N/A | #N/A | #N/A | #N/A | #N/A | 150 | #N/A | #N/A | #N/A | #N/A | #N/A | #N/A | #N/A | #N/A | #N/A | #N/A | #N/A | #N/A | #N/A | #N/A | #N/A | #N/A | #N/A | #N/A | #N/A | #N/A | #N/A | #N/A | 150 | #N/A | #N/A | #N/A | #N/A | #N/A | #N/A | #N/A | #N/A | #N/A | #N/A | #N/A | #N/A | #N/A | #N/A | #N/A
[8 empty] | 274 | [6 empty] | 301 | #N/A | #N/A | #N/A | #N/A | #N/A | 301 | #N/A | #N/A | #N/A | #N/A | #N/A | #N/A | #N/A | #N/A | #N/A | #N/A | #N/A | #N/A | 151 | #N/A | #N/A | #N/A | #N/A | #N/A | #N/A | #N/A | #N/A | #N/A | #N/A | #N/A | #N/A | #N/A | #N/A | #N/A | #N/A | #N/A | #N/A | #N/A | #N/A | #N/A | #N/A | 151 | #N/A | #N/A | #N/A | #N/A | #N/A | #N/A | #N/A | #N/A | #N/A | #N/A | #N/A | #N/A | #N/A | #N/A | #N/A
[8 empty] | 275 | [6 empty] | 302 | #N/A | #N/A | #N/A | #N/A | #N/A | 302 | #N/A | #N/A | #N/A | #N/A | #N/A | #N/A | #N/A | #N/A | #N/A | #N/A | #N/A | #N/A | 151 | #N/A | #N/A | #N/A | #N/A | #N/A | #N/A | #N/A | #N/A | #N/A | #N/A | #N/A | #N/A | #N/A | #N/A | #N/A | #N/A | #N/A | #N/A | #N/A | #N/A | #N/A | #N/A | 151 | #N/A | #N/A | #N/A | #N/A | #N/A | #N/A | #N/A | #N/A | #N/A | #N/A | #N/A | #N/A | #N/A | #N/A | #N/A
[8 empty] | 276 | [6 empty] | 303 | #N/A | #N/A | #N/A | #N/A | #N/A | 303 | #N/A | #N/A | #N/A | #N/A | #N/A | #N/A | #N/A | #N/A | #N/A | #N/A | #N/A | #N/A | 152 | #N/A | #N/A | #N/A | #N/A | #N/A | #N/A | #N/A | #N/A | #N/A | #N/A | #N/A | #N/A | #N/A | #N/A | #N/A | #N/A | #N/A | #N/A | #N/A | #N/A | #N/A | #N/A | 152 | #N/A | #N/A | #N/A | #N/A | #N/A | #N/A | #N/A | #N/A | #N/A | #N/A | #N/A | #N/A | #N/A | #N/A | #N/A
[8 empty] | 277 | [6 empty] | 304 | #N/A | #N/A | #N/A | #N/A | #N/A | 304 | #N/A | #N/A | #N/A | #N/A | #N/A | #N/A | #N/A | #N/A | #N/A | #N/A | #N/A | #N/A | 152 | #N/A | #N/A | #N/A | #N/A | #N/A | #N/A | #N/A | #N/A | #N/A | #N/A | #N/A | #N/A | #N/A | #N/A | #N/A | #N/A | #N/A | #N/A | #N/A | #N/A | #N/A | #N/A | 152 | #N/A | #N/A | #N/A | #N/A | #N/A | #N/A | #N/A | #N/A | #N/A | #N/A | #N/A | #N/A | #N/A | #N/A | #N/A
[8 empty] | 278 | [6 empty] | 305 | #N/A | #N/A | #N/A | #N/A | #N/A | 305 | #N/A | #N/A | #N/A | #N/A | #N/A | #N/A | #N/A | #N/A | #N/A | #N/A | #N/A | #N/A | 153 | #N/A | #N/A | #N/A | #N/A | #N/A | #N/A | #N/A | #N/A | #N/A | #N/A | #N/A | #N/A | #N/A | #N/A | #N/A | #N/A | #N/A | #N/A | #N/A | #N/A | #N/A | #N/A | 153 | #N/A | #N/A | #N/A | #N/A | #N/A | #N/A | #N/A | #N/A | #N/A | #N/A | #N/A | #N/A | #N/A | #N/A | #N/A
[8 empty] | 279 | [6 empty] | 306 | #N/A | #N/A | #N/A | #N/A | #N/A | 306 | #N/A | #N/A | #N/A | #N/A | #N/A | #N/A | #N/A | #N/A | #N/A | #N/A | #N/A | #N/A | 153 | #N/A | #N/A | #N/A | #N/A | #N/A | #N/A | #N/A | #N/A | #N/A | #N/A | #N/A | #N/A | #N/A | #N/A | #N/A | #N/A | #N/A | #N/A | #N/A | #N/A | #N/A | #N/A | 153 | #N/A | #N/A | #N/A | #N/A | #N/A | #N/A | #N/A | #N/A | #N/A | #N/A | #N/A | #N/A | #N/A | #N/A | #N/A
[8 empty] | 280 | [6 empty] | 307 | #N/A | #N/A | #N/A | #N/A | #N/A | 307 | #N/A | #N/A | #N/A | #N/A | #N/A | #N/A | #N/A | #N/A | #N/A | #N/A | #N/A | #N/A | 154 | #N/A | #N/A | #N/A | #N/A | #N/A | #N/A | #N/A | #N/A | #N/A | #N/A | #N/A | #N/A | #N/A | #N/A | #N/A | #N/A | #N/A | #N/A | #N/A | #N/A | #N/A | #N/A | 154 | #N/A | #N/A | #N/A | #N/A | #N/A | #N/A | #N/A | #N/A | #N/A | #N/A | #N/A | #N/A | #N/A | #N/A | #N/A
[8 empty] | 281 | [6 empty] | 308 | #N/A | #N/A | #N/A | #N/A | #N/A | 308 | #N/A | #N/A | #N/A | #N/A | #N/A | #N/A | #N/A | #N/A | #N/A | #N/A | #N/A | #N/A | 154 | #N/A | #N/A | #N/A | #N/A | #N/A | #N/A | #N/A | #N/A | #N/A | #N/A | #N/A | #N/A | #N/A | #N/A | #N/A | #N/A | #N/A | #N/A | #N/A | #N/A | #N/A | #N/A | 154 | #N/A | #N/A | #N/A | #N/A | #N/A | #N/A | #N/A | #N/A | #N/A | #N/A | #N/A | #N/A | #N/A | #N/A | #N/A
[8 empty] | 282 | [6 empty] | 309 | #N/A | #N/A | #N/A | #N/A | #N/A | 309 | #N/A | #N/A | #N/A | #N/A | #N/A | #N/A | #N/A | #N/A | #N/A | #N/A | #N/A | #N/A | 155 | #N/A | #N/A | #N/A | #N/A | #N/A | #N/A | #N/A | #N/A | #N/A | #N/A | #N/A | #N/A | #N/A | #N/A | #N/A | #N/A | #N/A | #N/A | #N/A | #N/A | #N/A | #N/A | 155 | #N/A | #N/A | #N/A | #N/A | #N/A | #N/A | #N/A | #N/A | #N/A | #N/A | #N/A | #N/A | #N/A | #N/A | #N/A
[8 empty] | 283 | [6 empty] | 310 | #N/A | #N/A | #N/A | #N/A | #N/A | 310 | #N/A | #N/A | #N/A | #N/A | #N/A | #N/A | #N/A | #N/A | #N/A | #N/A | #N/A | #N/A | 155 | #N/A | #N/A | #N/A | #N/A | #N/A | #N/A | #N/A | #N/A | #N/A | #N/A | #N/A | #N/A | #N/A | #N/A | #N/A | #N/A | #N/A | #N/A | #N/A | #N/A | #N/A | #N/A | 155 | #N/A | #N/A | #N/A | #N/A | #N/A | #N/A | #N/A | #N/A | #N/A | #N/A | #N/A | #N/A | #N/A | #N/A | #N/A
[8 empty] | 284 | [6 empty] | 311 | #N/A | #N/A | #N/A | #N/A | #N/A | 311 | #N/A | #N/A | #N/A | #N/A | #N/A | #N/A | #N/A | #N/A | #N/A | #N/A | #N/A | #N/A | 156 | #N/A | #N/A | #N/A | #N/A | #N/A | #N/A | #N/A | #N/A | #N/A | #N/A | #N/A | #N/A | #N/A | #N/A | #N/A | #N/A | #N/A | #N/A | #N/A | #N/A | #N/A | #N/A | 156 | #N/A | #N/A | #N/A | #N/A | #N/A | #N/A | #N/A | #N/A | #N/A | #N/A | #N/A | #N/A | #N/A | #N/A | #N/A
[8 empty] | 285 | [6 empty] | 312 | #N/A | #N/A | #N/A | #N/A | #N/A | 312 | #N/A | #N/A | #N/A | #N/A | #N/A | #N/A | #N/A | #N/A | #N/A | #N/A | #N/A | #N/A | 156 | #N/A | #N/A | #N/A | #N/A | #N/A | #N/A | #N/A | #N/A | #N/A | #N/A | #N/A | #N/A | #N/A | #N/A | #N/A | #N/A | #N/A | #N/A | #N/A | #N/A | #N/A | #N/A | 156 | #N/A | #N/A | #N/A | #N/A | #N/A | #N/A | #N/A | #N/A | #N/A | #N/A | #N/A | #N/A | #N/A | #N/A | #N/A
[8 empty] | 286 | [6 empty] | 313 | #N/A | #N/A | #N/A | #N/A | #N/A | 313 | #N/A | #N/A | #N/A | #N/A | #N/A | #N/A | #N/A | #N/A | #N/A | #N/A | #N/A | #N/A | 157 | #N/A | #N/A | #N/A | #N/A | #N/A | #N/A | #N/A | #N/A | #N/A | #N/A | #N/A | #N/A | #N/A | #N/A | #N/A | #N/A | #N/A | #N/A | #N/A | #N/A | #N/A | #N/A | 157 | #N/A | #N/A | #N/A | #N/A | #N/A | #N/A | #N/A | #N/A | #N/A | #N/A | #N/A | #N/A | #N/A | #N/A | #N/A
[8 empty] | 287 | [6 empty] | 314 | #N/A | #N/A | #N/A | #N/A | #N/A | 314 | #N/A | #N/A | #N/A | #N/A | #N/A | #N/A | #N/A | #N/A | #N/A | #N/A | #N/A | #N/A | 157 | #N/A | #N/A | #N/A | #N/A | #N/A | #N/A | #N/A | #N/A | #N/A | #N/A | #N/A | #N/A | #N/A | #N/A | #N/A | #N/A | #N/A | #N/A | #N/A | #N/A | #N/A | #N/A | 157 | #N/A | #N/A | #N/A | #N/A | #N/A | #N/A | #N/A | #N/A | #N/A | #N/A | #N/A | #N/A | #N/A | #N/A | #N/A
[8 empty] | 288 | [6 empty] | 315 | #N/A | #N/A | #N/A | #N/A | #N/A | 315 | #N/A | #N/A | #N/A | #N/A | #N/A | #N/A | #N/A | #N/A | #N/A | #N/A | #N/A | #N/A | 158 | #N/A | #N/A | #N/A | #N/A | #N/A | #N/A | #N/A | #N/A | #N/A | #N/A | #N/A | #N/A | #N/A | #N/A | #N/A | #N/A | #N/A | #N/A | #N/A | #N/A | #N/A | #N/A | 158 | #N/A | #N/A | #N/A | #N/A | #N/A | #N/A | #N/A | #N/A | #N/A | #N/A | #N/A | #N/A | #N/A | #N/A | #N/A
[8 empty] | 289 | [6 empty] | 316 | #N/A | #N/A | #N/A | #N/A | #N/A | 316 | #N/A | #N/A | #N/A | #N/A | #N/A | #N/A | #N/A | #N/A | #N/A | #N/A | #N/A | #N/A | 158 | #N/A | #N/A | #N/A | #N/A | #N/A | #N/A | #N/A | #N/A | #N/A | #N/A | #N/A | #N/A | #N/A | #N/A | #N/A | #N/A | #N/A | #N/A | #N/A | #N/A | #N/A | #N/A | 158 | #N/A | #N/A | #N/A | #N/A | #N/A | #N/A | #N/A | #N/A | #N/A | #N/A | #N/A | #N/A | #N/A | #N/A | #N/A
[8 empty] | 290 | [6 empty] | 317 | #N/A | #N/A | #N/A | #N/A | #N/A | 317 | #N/A | #N/A | #N/A | #N/A | #N/A | #N/A | #N/A | #N/A | #N/A | #N/A | #N/A | #N/A | 159 | #N/A | #N/A | #N/A | #N/A | #N/A | #N/A | #N/A | #N/A | #N/A | #N/A | #N/A | #N/A | #N/A | #N/A | #N/A | #N/A | #N/A | #N/A | #N/A | #N/A | #N/A | #N/A | 159 | #N/A | #N/A | #N/A | #N/A | #N/A | #N/A | #N/A | #N/A | #N/A | #N/A | #N/A | #N/A | #N/A | #N/A | #N/A
[8 empty] | 291 | [6 empty] | 318 | #N/A | #N/A | #N/A | #N/A | #N/A | 318 | #N/A | #N/A | #N/A | #N/A | #N/A | #N/A | #N/A | #N/A | #N/A | #N/A | #N/A | #N/A | 159 | #N/A | #N/A | #N/A | #N/A | #N/A | #N/A | #N/A | #N/A | #N/A | #N/A | #N/A | #N/A | #N/A | #N/A | #N/A | #N/A | #N/A | #N/A | #N/A | #N/A | #N/A | #N/A | 159 | #N/A | #N/A | #N/A | #N/A | #N/A | #N/A | #N/A | #N/A | #N/A | #N/A | #N/A | #N/A | #N/A | #N/A | #N/A
[8 empty] | 292 | [6 empty] | 319 | #N/A | #N/A | #N/A | #N/A | #N/A | 319 | #N/A | #N/A | #N/A | #N/A | #N/A | #N/A | #N/A | #N/A | #N/A | #N/A | #N/A | #N/A | 160 | #N/A | #N/A | #N/A | #N/A | #N/A | #N/A | #N/A | #N/A | #N/A | #N/A | #N/A | #N/A | #N/A | #N/A | #N/A | #N/A | #N/A | #N/A | #N/A | #N/A | #N/A | #N/A | 160 | #N/A | #N/A | #N/A | #N/A | #N/A | #N/A | #N/A | #N/A | #N/A | #N/A | #N/A | #N/A | #N/A | #N/A | #N/A
[8 empty] | 293 | [6 empty] | 320 | #N/A | #N/A | #N/A | #N/A | #N/A | 320 | #N/A | #N/A | #N/A | #N/A | #N/A | #N/A | #N/A | #N/A | #N/A | #N/A | #N/A | #N/A | 160 | #N/A | #N/A | #N/A | #N/A | #N/A | #N/A | #N/A | #N/A | #N/A | #N/A | #N/A | #N/A | #N/A | #N/A | #N/A | #N/A | #N/A | #N/A | #N/A | #N/A | #N/A | #N/A | 160 | #N/A | #N/A | #N/A | #N/A | #N/A | #N/A | #N/A | #N/A | #N/A | #N/A | #N/A | #N/A | #N/A | #N/A | #N/A
[8 empty] | 294 | [6 empty] | 321 | #N/A | #N/A | #N/A | #N/A | #N/A | 321 | #N/A | #N/A | #N/A | #N/A | #N/A | #N/A | #N/A | #N/A | #N/A | #N/A | #N/A | #N/A | 161 | #N/A | #N/A | #N/A | #N/A | #N/A | #N/A | #N/A | #N/A | #N/A | #N/A | #N/A | #N/A | #N/A | #N/A | #N/A | #N/A | #N/A | #N/A | #N/A | #N/A | #N/A | #N/A | 161 | #N/A | #N/A | #N/A | #N/A | #N/A | #N/A | #N/A | #N/A | #N/A | #N/A | #N/A | #N/A | #N/A | #N/A | #N/A
[8 empty] | 295 | [6 empty] | 322 | #N/A | #N/A | #N/A | #N/A | #N/A | 322 | #N/A | #N/A | #N/A | #N/A | #N/A | #N/A | #N/A | #N/A | #N/A | #N/A | #N/A | #N/A | 161 | #N/A | #N/A | #N/A | #N/A | #N/A | #N/A | #N/A | #N/A | #N/A | #N/A | #N/A | #N/A | #N/A | #N/A | #N/A | #N/A | #N/A | #N/A | #N/A | #N/A | #N/A | #N/A | 161 | #N/A | #N/A | #N/A | #N/A | #N/A | #N/A | #N/A | #N/A | #N/A | #N/A | #N/A | #N/A | #N/A | #N/A | #N/A
[8 empty] | 296 | [6 empty] | 323 | #N/A | #N/A | #N/A | #N/A | #N/A | 323 | #N/A | #N/A | #N/A | #N/A | #N/A | #N/A | #N/A | #N/A | #N/A | #N/A | #N/A | #N/A | 162 | #N/A | #N/A | #N/A | #N/A | #N/A | #N/A | #N/A | #N/A | #N/A | #N/A | #N/A | #N/A | #N/A | #N/A | #N/A | #N/A | #N/A | #N/A | #N/A | #N/A | #N/A | #N/A | 162 | #N/A | #N/A | #N/A | #N/A | #N/A | #N/A | #N/A | #N/A | #N/A | #N/A | #N/A | #N/A | #N/A | #N/A | #N/A
[8 empty] | 297 | [6 empty] | 324 | #N/A | #N/A | #N/A | #N/A | #N/A | 324 | #N/A | #N/A | #N/A | #N/A | #N/A | #N/A | #N/A | #N/A | #N/A | #N/A | #N/A | #N/A | 162 | #N/A | #N/A | #N/A | #N/A | #N/A | #N/A | #N/A | #N/A | #N/A | #N/A | #N/A | #N/A | #N/A | #N/A | #N/A | #N/A | #N/A | #N/A | #N/A | #N/A | #N/A | #N/A | 162 | #N/A | #N/A | #N/A | #N/A | #N/A | #N/A | #N/A | #N/A | #N/A | #N/A | #N/A | #N/A | #N/A | #N/A | #N/A
[8 empty] | 298 | [6 empty] | 325 | #N/A | #N/A | #N/A | #N/A | #N/A | 325 | #N/A | #N/A | #N/A | #N/A | #N/A | #N/A | #N/A | #N/A | #N/A | #N/A | #N/A | #N/A | 163 | #N/A | #N/A | #N/A | #N/A | #N/A | #N/A | #N/A | #N/A | #N/A | #N/A | #N/A | #N/A | #N/A | #N/A | #N/A | #N/A | #N/A | #N/A | #N/A | #N/A | #N/A | #N/A | 163 | #N/A | #N/A | #N/A | #N/A | #N/A | #N/A | #N/A | #N/A | #N/A | #N/A | #N/A | #N/A | #N/A | #N/A | #N/A
[8 empty] | 299 | [6 empty] | 326 | #N/A | #N/A | #N/A | #N/A | #N/A | 326 | #N/A | #N/A | #N/A | #N/A | #N/A | #N/A | #N/A | #N/A | #N/A | #N/A | #N/A | #N/A | 163 | #N/A | #N/A | #N/A | #N/A | #N/A | #N/A | #N/A | #N/A | #N/A | #N/A | #N/A | #N/A | #N/A | #N/A | #N/A | #N/A | #N/A | #N/A | #N/A | #N/A | #N/A | #N/A | 163 | #N/A | #N/A | #N/A | #N/A | #N/A | #N/A | #N/A | #N/A | #N/A | #N/A | #N/A | #N/A | #N/A | #N/A | #N/A
[8 empty] | 300 | [6 empty] | 327 | #N/A | #N/A | #N/A | #N/A | #N/A | 327 | #N/A | #N/A | #N/A | #N/A | #N/A | #N/A | #N/A | #N/A | #N/A | #N/A | #N/A | #N/A | 164 | #N/A | #N/A | #N/A | #N/A | #N/A | #N/A | #N/A | #N/A | #N/A | #N/A | #N/A | #N/A | #N/A | #N/A | #N/A | #N/A | #N/A | #N/A | #N/A | #N/A | #N/A | #N/A | 164 | #N/A | #N/A | #N/A | #N/A | #N/A | #N/A | #N/A | #N/A | #N/A | #N/A | #N/A | #N/A | #N/A | #N/A | #N/A
[8 empty] | 301 | [6 empty] | 328 | #N/A | #N/A | #N/A | #N/A | #N/A | 328 | #N/A | #N/A | #N/A | #N/A | #N/A | #N/A | #N/A | #N/A | #N/A | #N/A | #N/A | #N/A | 164 | #N/A | #N/A | #N/A | #N/A | #N/A | #N/A | #N/A | #N/A | #N/A | #N/A | #N/A | #N/A | #N/A | #N/A | #N/A | #N/A | #N/A | #N/A | #N/A | #N/A | #N/A | #N/A | 164 | #N/A | #N/A | #N/A | #N/A | #N/A | #N/A | #N/A | #N/A | #N/A | #N/A | #N/A | #N/A | #N/A | #N/A | #N/A
[8 empty] | 302 | [6 empty] | 329 | #N/A | #N/A | #N/A | #N/A | #N/A | 329 | #N/A | #N/A | #N/A | #N/A | #N/A | #N/A | #N/A | #N/A | #N/A | #N/A | #N/A | #N/A | 165 | #N/A | #N/A | #N/A | #N/A | #N/A | #N/A | #N/A | #N/A | #N/A | #N/A | #N/A | #N/A | #N/A | #N/A | #N/A | #N/A | #N/A | #N/A | #N/A | #N/A | #N/A | #N/A | 165 | #N/A | #N/A | #N/A | #N/A | #N/A | #N/A | #N/A | #N/A | #N/A | #N/A | #N/A | #N/A | #N/A | #N/A | #N/A
[8 empty] | 303 | [6 empty] | 330 | #N/A | #N/A | #N/A | #N/A | #N/A | 330 | #N/A | #N/A | #N/A | #N/A | #N/A | #N/A | #N/A | #N/A | #N/A | #N/A | #N/A | #N/A | 165 | #N/A | #N/A | #N/A | #N/A | #N/A | #N/A | #N/A | #N/A | #N/A | #N/A | #N/A | #N/A | #N/A | #N/A | #N/A | #N/A | #N/A | #N/A | #N/A | #N/A | #N/A | #N/A | 165 | #N/A | #N/A | #N/A | #N/A | #N/A | #N/A | #N/A | #N/A | #N/A | #N/A | #N/A | #N/A | #N/A | #N/A | #N/A
[8 empty] | 304 | [25 empty] | 166 | #N/A | #N/A | #N/A | #N/A | #N/A | #N/A | #N/A | #N/A | #N/A | #N/A | #N/A | #N/A | #N/A | #N/A | #N/A | #N/A | #N/A | #N/A | 0 | #N/A | #N/A | #N/A | 166 | #N/A | #N/A | #N/A | #N/A | #N/A | #N/A | #N/A | #N/A | #N/A | #N/A | #N/A | #N/A | #N/A | #N/A | #N/A
[8 empty] | 305 | [25 empty] | 166 | #N/A | #N/A | #N/A | #N/A | #N/A | #N/A | #N/A | #N/A | #N/A | #N/A | #N/A | #N/A | #N/A | #N/A | #N/A | [7 empty] | 166 | #N/A | #N/A | #N/A | #N/A | #N/A | #N/A | #N/A | #N/A | #N/A | #N/A | #N/A | #N/A | #N/A | #N/A | #N/A
[8 empty] | 306 | [25 empty] | 167 | #N/A | #N/A | #N/A | #N/A | #N/A | #N/A | #N/A | #N/A | #N/A | #N/A | #N/A | #N/A | #N/A | #N/A | #N/A | [7 empty] | 167 | #N/A | #N/A | #N/A | #N/A | #N/A | #N/A | #N/A | #N/A | #N/A | #N/A | #N/A | #N/A | #N/A | #N/A | #N/A
[8 empty] | 307 | [25 empty] | 167 | #N/A | #N/A | #N/A | #N/A | #N/A | #N/A | #N/A | #N/A | #N/A | #N/A | #N/A | #N/A | #N/A | #N/A | #N/A | [7 empty] | 167 | #N/A | #N/A | #N/A | #N/A | #N/A | #N/A | #N/A | #N/A | #N/A | #N/A | #N/A | #N/A | #N/A | #N/A | #N/A
[8 empty] | 308 | [25 empty] | 168 | #N/A | #N/A | #N/A | #N/A | #N/A | #N/A | #N/A | #N/A | #N/A | #N/A | #N/A | #N/A | #N/A | #N/A | #N/A | [7 empty] | 168 | #N/A | #N/A | #N/A | #N/A | #N/A | #N/A | #N/A | #N/A | #N/A | #N/A | #N/A | #N/A | #N/A | #N/A | #N/A
[8 empty] | 309 | [25 empty] | 168 | #N/A | #N/A | #N/A | #N/A | #N/A | #N/A | #N/A | #N/A | #N/A | #N/A | #N/A | #N/A | #N/A | #N/A | #N/A | [7 empty] | 168 | #N/A | #N/A | #N/A | #N/A | #N/A | #N/A | #N/A | #N/A | #N/A | #N/A | #N/A | #N/A | #N/A | #N/A | #N/A
[8 empty] | 310 | [25 empty] | 169 | #N/A | #N/A | #N/A | #N/A | #N/A | #N/A | #N/A | #N/A | #N/A | #N/A | #N/A | #N/A | #N/A | #N/A | #N/A | [7 empty] | 169 | #N/A | #N/A | #N/A | #N/A | #N/A | #N/A | #N/A | #N/A | #N/A | #N/A | #N/A | #N/A | #N/A | #N/A | #N/A
[8 empty] | 311 | [25 empty] | 169 | #N/A | #N/A | #N/A | #N/A | #N/A | #N/A | #N/A | #N/A | #N/A | #N/A | #N/A | #N/A | #N/A | #N/A | #N/A | [7 empty] | 169 | #N/A | #N/A | #N/A | #N/A | #N/A | #N/A | #N/A | #N/A | #N/A | #N/A | #N/A | #N/A | #N/A | #N/A | #N/A
[8 empty] | 312 | [25 empty] | 170 | #N/A | #N/A | #N/A | #N/A | #N/A | #N/A | #N/A | #N/A | #N/A | #N/A | #N/A | #N/A | #N/A | #N/A | #N/A | [7 empty] | 170 | #N/A | #N/A | #N/A | #N/A | #N/A | #N/A | #N/A | #N/A | #N/A | #N/A | #N/A | #N/A | #N/A | #N/A | #N/A
[8 empty] | 313 | [25 empty] | 170 | #N/A | #N/A | #N/A | #N/A | #N/A | #N/A | #N/A | #N/A | #N/A | #N/A | #N/A | #N/A | #N/A | #N/A | #N/A | [7 empty] | 170 | #N/A | #N/A | #N/A | #N/A | #N/A | #N/A | #N/A | #N/A | #N/A | #N/A | #N/A | #N/A | #N/A | #N/A | #N/A
[8 empty] | 314 | [25 empty] | 171 | #N/A | #N/A | #N/A | #N/A | #N/A | #N/A | #N/A | #N/A | #N/A | #N/A | #N/A | #N/A | #N/A | #N/A | #N/A | [7 empty] | 171 | #N/A | #N/A | #N/A | #N/A | #N/A | #N/A | #N/A | #N/A | #N/A | #N/A | #N/A | #N/A | #N/A | #N/A | #N/A
[8 empty] | 315 | [25 empty] | 171 | #N/A | #N/A | #N/A | #N/A | #N/A | #N/A | #N/A | #N/A | #N/A | #N/A | #N/A | #N/A | #N/A | #N/A | #N/A | [7 empty] | 171 | #N/A | #N/A | #N/A | #N/A | #N/A | #N/A | #N/A | #N/A | #N/A | #N/A | #N/A | #N/A | #N/A | #N/A | #N/A
[8 empty] | 316 | [25 empty] | 172 | #N/A | #N/A | #N/A | #N/A | #N/A | #N/A | #N/A | #N/A | #N/A | #N/A | #N/A | #N/A | #N/A | #N/A | #N/A | [7 empty] | 172 | #N/A | #N/A | #N/A | #N/A | #N/A | #N/A | #N/A | #N/A | #N/A | #N/A | #N/A | #N/A | #N/A | #N/A | #N/A
[8 empty] | 317 | [25 empty] | 172 | #N/A | #N/A | #N/A | #N/A | #N/A | #N/A | #N/A | #N/A | #N/A | #N/A | #N/A | #N/A | #N/A | #N/A | #N/A | [7 empty] | 172 | #N/A | #N/A | #N/A | #N/A | #N/A | #N/A | #N/A | #N/A | #N/A | #N/A | #N/A | #N/A | #N/A | #N/A | #N/A
[8 empty] | 318 | [25 empty] | 173 | #N/A | #N/A | #N/A | #N/A | #N/A | #N/A | #N/A | #N/A | #N/A | #N/A | #N/A | #N/A | #N/A | #N/A | #N/A | [7 empty] | 173 | #N/A | #N/A | #N/A | #N/A | #N/A | #N/A | #N/A | #N/A | #N/A | #N/A | #N/A | #N/A | #N/A | #N/A | #N/A
[8 empty] | 319 | [25 empty] | 173 | #N/A | #N/A | #N/A | #N/A | #N/A | #N/A | #N/A | #N/A | #N/A | #N/A | #N/A | #N/A | #N/A | #N/A | #N/A | [7 empty] | 173 | #N/A | #N/A | #N/A | #N/A | #N/A | #N/A | #N/A | #N/A | #N/A | #N/A | #N/A | #N/A | #N/A | #N/A | #N/A
[8 empty] | 320 | [25 empty] | 174 | #N/A | #N/A | #N/A | #N/A | #N/A | #N/A | #N/A | #N/A | #N/A | #N/A | #N/A | #N/A | #N/A | #N/A | #N/A | [7 empty] | 174 | #N/A | #N/A | #N/A | #N/A | #N/A | #N/A | #N/A | #N/A | #N/A | #N/A | #N/A | #N/A | #N/A | #N/A | #N/A
[8 empty] | 321 | [25 empty] | 174 | #N/A | #N/A | #N/A | #N/A | #N/A | #N/A | #N/A | #N/A | #N/A | #N/A | #N/A | #N/A | #N/A | #N/A | #N/A | [7 empty] | 174 | #N/A | #N/A | #N/A | #N/A | #N/A | #N/A | #N/A | #N/A | #N/A | #N/A | #N/A | #N/A | #N/A | #N/A | #N/A
[8 empty] | 322 | [25 empty] | 175 | #N/A | #N/A | #N/A | #N/A | #N/A | #N/A | #N/A | #N/A | #N/A | #N/A | #N/A | #N/A | #N/A | #N/A | #N/A | [7 empty] | 175 | #N/A | #N/A | #N/A | #N/A | #N/A | #N/A | #N/A | #N/A | #N/A | #N/A | #N/A | #N/A | #N/A | #N/A | #N/A
[8 empty] | 323 | [25 empty] | 175 | #N/A | #N/A | #N/A | #N/A | #N/A | #N/A | #N/A | #N/A | #N/A | #N/A | #N/A | #N/A | #N/A | #N/A | #N/A | [7 empty] | 175 | #N/A | #N/A | #N/A | #N/A | #N/A | #N/A | #N/A | #N/A | #N/A | #N/A | #N/A | #N/A | #N/A | #N/A | #N/A
[8 empty] | 324 | [25 empty] | 176 | #N/A | #N/A | #N/A | #N/A | #N/A | #N/A | #N/A | #N/A | #N/A | #N/A | #N/A | #N/A | #N/A | #N/A | #N/A | [7 empty] | 176 | #N/A | #N/A | #N/A | #N/A | #N/A | #N/A | #N/A | #N/A | #N/A | #N/A | #N/A | #N/A | #N/A | #N/A | #N/A
[8 empty] | 325 | [25 empty] | 176 | #N/A | #N/A | #N/A | #N/A | #N/A | #N/A | #N/A | #N/A | #N/A | #N/A | #N/A | #N/A | #N/A | #N/A | #N/A | [7 empty] | 176 | #N/A | #N/A | #N/A | #N/A | #N/A | #N/A | #N/A | #N/A | #N/A | #N/A | #N/A | #N/A | #N/A | #N/A | #N/A
[8 empty] | 326 | [25 empty] | 177 | #N/A | #N/A | #N/A | #N/A | #N/A | #N/A | #N/A | #N/A | #N/A | #N/A | #N/A | #N/A | #N/A | #N/A | #N/A | [7 empty] | 177 | #N/A | #N/A | #N/A | #N/A | #N/A | #N/A | #N/A | #N/A | #N/A | #N/A | #N/A | #N/A | #N/A | #N/A | #N/A
[8 empty] | 327 | [25 empty] | 177 | #N/A | #N/A | #N/A | #N/A | #N/A | #N/A | #N/A | #N/A | #N/A | #N/A | #N/A | #N/A | #N/A | #N/A | #N/A | [7 empty] | 177 | #N/A | #N/A | #N/A | #N/A | #N/A | #N/A | #N/A | #N/A | #N/A | #N/A | #N/A | #N/A | #N/A | #N/A | #N/A
[8 empty] | 328 | [25 empty] | 178 | #N/A | #N/A | #N/A | #N/A | #N/A | #N/A | #N/A | #N/A | #N/A | #N/A | #N/A | #N/A | #N/A | #N/A | #N/A | [7 empty] | 178 | #N/A | #N/A | #N/A | #N/A | #N/A | #N/A | #N/A | #N/A | #N/A | #N/A | #N/A | #N/A | #N/A | #N/A | #N/A
[8 empty] | 329 | [25 empty] | 178 | #N/A | #N/A | #N/A | #N/A | #N/A | #N/A | #N/A | #N/A | #N/A | #N/A | #N/A | #N/A | #N/A | #N/A | #N/A | [7 empty] | 178 | #N/A | #N/A | #N/A | #N/A | #N/A | #N/A | #N/A | #N/A | #N/A | #N/A | #N/A | #N/A | #N/A | #N/A | #N/A
[8 empty] | 330 | [25 empty] | 179 | #N/A | #N/A | #N/A | #N/A | #N/A | #N/A | #N/A | #N/A | #N/A | #N/A | #N/A | #N/A | #N/A | #N/A | #N/A | [7 empty] | 179 | #N/A | #N/A | #N/A | #N/A | #N/A | #N/A | #N/A | #N/A | #N/A | #N/A | #N/A | #N/A | #N/A | #N/A | #N/A
[34 empty] | 179 | #N/A | #N/A | #N/A | #N/A | #N/A | #N/A | #N/A | #N/A | #N/A | #N/A | #N/A | #N/A | #N/A | #N/A | #N/A | [7 empty] | 179 | #N/A | #N/A | #N/A | #N/A | #N/A | #N/A | #N/A | #N/A | #N/A | #N/A | #N/A | #N/A | #N/A | #N/A | #N/A
[34 empty] | 180 | #N/A | #N/A | #N/A | #N/A | #N/A | #N/A | #N/A | #N/A | #N/A | #N/A | #N/A | #N/A | #N/A | #N/A | #N/A | [7 empty] | 180 | #N/A | #N/A | #N/A | #N/A | #N/A | #N/A | #N/A | #N/A | #N/A | #N/A | #N/A | #N/A | #N/A | #N/A | #N/A
[34 empty] | 180 | #N/A | #N/A | #N/A | #N/A | #N/A | #N/A | #N/A | #N/A | #N/A | #N/A | #N/A | #N/A | #N/A | #N/A | #N/A | [7 empty] | 180 | #N/A | #N/A | #N/A | #N/A | #N/A | #N/A | #N/A | #N/A | #N/A | #N/A | #N/A | #N/A | #N/A | #N/A | #N/A
[34 empty] | 181 | #N/A | #N/A | #N/A | #N/A | #N/A | #N/A | #N/A | #N/A | #N/A | #N/A | #N/A | #N/A | #N/A | #N/A | #N/A | [7 empty] | 181 | #N/A | #N/A | #N/A | #N/A | #N/A | #N/A | #N/A | #N/A | #N/A | #N/A | #N/A | #N/A | #N/A | #N/A | #N/A
[34 empty] | 181 | #N/A | #N/A | #N/A | #N/A | #N/A | #N/A | #N/A | #N/A | #N/A | #N/A | #N/A | #N/A | #N/A | #N/A | #N/A | [7 empty] | 181 | #N/A | #N/A | #N/A | #N/A | #N/A | #N/A | #N/A | #N/A | #N/A | #N/A | #N/A | #N/A | #N/A | #N/A | #N/A
[34 empty] | 182 | #N/A | #N/A | #N/A | #N/A | #N/A | #N/A | #N/A | #N/A | #N/A | #N/A | #N/A | #N/A | #N/A | #N/A | #N/A | [7 empty] | 182 | #N/A | #N/A | #N/A | #N/A | #N/A | #N/A | #N/A | #N/A | #N/A | #N/A | #N/A | #N/A | #N/A | #N/A | #N/A
[34 empty] | 182 | #N/A | #N/A | #N/A | #N/A | #N/A | #N/A | #N/A | #N/A | #N/A | #N/A | #N/A | #N/A | #N/A | #N/A | #N/A | [7 empty] | 182 | #N/A | #N/A | #N/A | #N/A | #N/A | #N/A | #N/A | #N/A | #N/A | #N/A | #N/A | #N/A | #N/A | #N/A | #N/A
[34 empty] | 183 | #N/A | #N/A | #N/A | #N/A | #N/A | #N/A | #N/A | #N/A | #N/A | #N/A | #N/A | #N/A | #N/A | #N/A | #N/A | [7 empty] | 183 | #N/A | #N/A | #N/A | #N/A | #N/A | #N/A | #N/A | #N/A | #N/A | #N/A | #N/A | #N/A | #N/A | #N/A | #N/A
[34 empty] | 183 | #N/A | #N/A | #N/A | #N/A | #N/A | #N/A | #N/A | #N/A | #N/A | #N/A | #N/A | #N/A | #N/A | #N/A | #N/A | [7 empty] | 183 | #N/A | #N/A | #N/A | #N/A | #N/A | #N/A | #N/A | #N/A | #N/A | #N/A | #N/A | #N/A | #N/A | #N/A | #N/A
[34 empty] | 184 | #N/A | #N/A | #N/A | #N/A | #N/A | #N/A | #N/A | #N/A | #N/A | #N/A | #N/A | #N/A | #N/A | #N/A | #N/A | [7 empty] | 184 | #N/A | #N/A | #N/A | #N/A | #N/A | #N/A | #N/A | #N/A | #N/A | #N/A | #N/A | #N/A | #N/A | #N/A | #N/A
[34 empty] | 184 | #N/A | #N/A | #N/A | #N/A | #N/A | #N/A | #N/A | #N/A | #N/A | #N/A | #N/A | #N/A | #N/A | #N/A | #N/A | [7 empty] | 184 | #N/A | #N/A | #N/A | #N/A | #N/A | #N/A | #N/A | #N/A | #N/A | #N/A | #N/A | #N/A | #N/A | #N/A | #N/A
[34 empty] | 185 | #N/A | #N/A | #N/A | #N/A | #N/A | #N/A | #N/A | #N/A | #N/A | #N/A | #N/A | #N/A | #N/A | #N/A | #N/A | [7 empty] | 185 | #N/A | #N/A | #N/A | #N/A | #N/A | #N/A | #N/A | #N/A | #N/A | #N/A | #N/A | #N/A | #N/A | #N/A | #N/A
[34 empty] | 185 | #N/A | #N/A | #N/A | #N/A | #N/A | #N/A | #N/A | #N/A | #N/A | #N/A | #N/A | #N/A | #N/A | #N/A | #N/A | [7 empty] | 185 | #N/A | #N/A | #N/A | #N/A | #N/A | #N/A | #N/A | #N/A | #N/A | #N/A | #N/A | #N/A | #N/A | #N/A | #N/A
[34 empty] | 186 | #N/A | #N/A | #N/A | #N/A | #N/A | #N/A | #N/A | #N/A | #N/A | #N/A | #N/A | #N/A | #N/A | #N/A | #N/A | [7 empty] | 186 | #N/A | #N/A | #N/A | #N/A | #N/A | #N/A | #N/A | #N/A | #N/A | #N/A | #N/A | #N/A | #N/A | #N/A | #N/A
[34 empty] | 186 | #N/A | #N/A | #N/A | #N/A | #N/A | #N/A | #N/A | #N/A | #N/A | #N/A | #N/A | #N/A | #N/A | #N/A | #N/A | [7 empty] | 186 | #N/A | #N/A | #N/A | #N/A | #N/A | #N/A | #N/A | #N/A | #N/A | #N/A | #N/A | #N/A | #N/A | #N/A | #N/A
[34 empty] | 187 | #N/A | #N/A | #N/A | #N/A | #N/A | #N/A | #N/A | #N/A | #N/A | #N/A | #N/A | #N/A | #N/A | #N/A | #N/A | [7 empty] | 187 | #N/A | #N/A | #N/A | #N/A | #N/A | #N/A | #N/A | #N/A | #N/A | #N/A | #N/A | #N/A | #N/A | #N/A | #N/A
[34 empty] | 187 | #N/A | #N/A | #N/A | #N/A | #N/A | #N/A | #N/A | #N/A | #N/A | #N/A | #N/A | #N/A | #N/A | #N/A | #N/A | [7 empty] | 187 | #N/A | #N/A | #N/A | #N/A | #N/A | #N/A | #N/A | #N/A | #N/A | #N/A | #N/A | #N/A | #N/A | #N/A | #N/A
[34 empty] | 188 | #N/A | #N/A | #N/A | #N/A | #N/A | #N/A | #N/A | #N/A | #N/A | #N/A | #N/A | #N/A | #N/A | #N/A | #N/A | [7 empty] | 188 | #N/A | #N/A | #N/A | #N/A | #N/A | #N/A | #N/A | #N/A | #N/A | #N/A | #N/A | #N/A | #N/A | #N/A | #N/A
[34 empty] | 188 | #N/A | #N/A | #N/A | #N/A | #N/A | #N/A | #N/A | #N/A | #N/A | #N/A | #N/A | #N/A | #N/A | #N/A | #N/A | [7 empty] | 188 | #N/A | #N/A | #N/A | #N/A | #N/A | #N/A | #N/A | #N/A | #N/A | #N/A | #N/A | #N/A | #N/A | #N/A | #N/A
[34 empty] | 189 | #N/A | #N/A | #N/A | #N/A | #N/A | #N/A | #N/A | #N/A | #N/A | #N/A | #N/A | #N/A | #N/A | #N/A | #N/A | [7 empty] | 189 | #N/A | #N/A | #N/A | #N/A | #N/A | #N/A | #N/A | #N/A | #N/A | #N/A | #N/A | #N/A | #N/A | #N/A | #N/A
[34 empty] | 189 | #N/A | #N/A | #N/A | #N/A | #N/A | #N/A | #N/A | #N/A | #N/A | #N/A | #N/A | #N/A | #N/A | #N/A | #N/A | [7 empty] | 189 | #N/A | #N/A | #N/A | #N/A | #N/A | #N/A | #N/A | #N/A | #N/A | #N/A | #N/A | #N/A | #N/A | #N/A | #N/A
[34 empty] | 190 | #N/A | #N/A | #N/A | #N/A | #N/A | #N/A | #N/A | #N/A | #N/A | #N/A | #N/A | #N/A | #N/A | #N/A | #N/A | [7 empty] | 190 | #N/A | #N/A | #N/A | #N/A | #N/A | #N/A | #N/A | #N/A | #N/A | #N/A | #N/A | #N/A | #N/A | #N/A | #N/A
[34 empty] | 190 | #N/A | #N/A | #N/A | #N/A | #N/A | #N/A | #N/A | #N/A | #N/A | #N/A | #N/A | #N/A | #N/A | #N/A | #N/A | [7 empty] | 190 | #N/A | #N/A | #N/A | #N/A | #N/A | #N/A | #N/A | #N/A | #N/A | #N/A | #N/A | #N/A | #N/A | #N/A | #N/A
[34 empty] | 191 | #N/A | #N/A | #N/A | #N/A | #N/A | #N/A | #N/A | #N/A | #N/A | #N/A | #N/A | #N/A | #N/A | #N/A | #N/A | [7 empty] | 191 | #N/A | #N/A | #N/A | #N/A | #N/A | #N/A | #N/A | #N/A | #N/A | #N/A | #N/A | #N/A | #N/A | #N/A | #N/A
[34 empty] | 191 | #N/A | #N/A | #N/A | #N/A | #N/A | #N/A | #N/A | #N/A | #N/A | #N/A | #N/A | #N/A | #N/A | #N/A | #N/A | [7 empty] | 191 | #N/A | #N/A | #N/A | #N/A | #N/A | #N/A | #N/A | #N/A | #N/A | #N/A | #N/A | #N/A | #N/A | #N/A | #N/A
[34 empty] | 192 | #N/A | #N/A | #N/A | #N/A | #N/A | #N/A | #N/A | #N/A | #N/A | #N/A | #N/A | #N/A | #N/A | #N/A | #N/A | [7 empty] | 192 | #N/A | #N/A | #N/A | #N/A | #N/A | #N/A | #N/A | #N/A | #N/A | #N/A | #N/A | #N/A | #N/A | #N/A | #N/A
[34 empty] | 192 | #N/A | #N/A | #N/A | #N/A | #N/A | #N/A | #N/A | #N/A | #N/A | #N/A | #N/A | #N/A | #N/A | #N/A | #N/A | [7 empty] | 192 | #N/A | #N/A | #N/A | #N/A | #N/A | #N/A | #N/A | #N/A | #N/A | #N/A | #N/A | #N/A | #N/A | #N/A | #N/A
[34 empty] | 193 | #N/A | #N/A | #N/A | #N/A | #N/A | #N/A | #N/A | #N/A | #N/A | #N/A | #N/A | #N/A | #N/A | #N/A | #N/A | [7 empty] | 193 | #N/A | #N/A | #N/A | #N/A | #N/A | #N/A | #N/A | #N/A | #N/A | #N/A | #N/A | #N/A | #N/A | #N/A | #N/A
[34 empty] | 193 | #N/A | #N/A | #N/A | #N/A | #N/A | #N/A | #N/A | #N/A | #N/A | #N/A | #N/A | #N/A | #N/A | #N/A | #N/A | [7 empty] | 193 | #N/A | #N/A | #N/A | #N/A | #N/A | #N/A | #N/A | #N/A | #N/A | #N/A | #N/A | #N/A | #N/A | #N/A | #N/A
[34 empty] | 194 | #N/A | #N/A | #N/A | #N/A | #N/A | #N/A | #N/A | #N/A | #N/A | #N/A | #N/A | #N/A | #N/A | #N/A | #N/A | [7 empty] | 194 | #N/A | #N/A | #N/A | #N/A | #N/A | #N/A | #N/A | #N/A | #N/A | #N/A | #N/A | #N/A | #N/A | #N/A | #N/A
[34 empty] | 194 | #N/A | #N/A | #N/A | #N/A | #N/A | #N/A | #N/A | #N/A | #N/A | #N/A | #N/A | #N/A | #N/A | #N/A | #N/A | [7 empty] | 194 | #N/A | #N/A | #N/A | #N/A | #N/A | #N/A | #N/A | #N/A | #N/A | #N/A | #N/A | #N/A | #N/A | #N/A | #N/A
[34 empty] | 195 | #N/A | #N/A | #N/A | #N/A | #N/A | #N/A | #N/A | #N/A | #N/A | #N/A | #N/A | #N/A | #N/A | #N/A | #N/A | [7 empty] | 195 | #N/A | #N/A | #N/A | #N/A | #N/A | #N/A | #N/A | #N/A | #N/A | #N/A | #N/A | #N/A | #N/A | #N/A | #N/A
[34 empty] | 195 | #N/A | #N/A | #N/A | #N/A | #N/A | #N/A | #N/A | #N/A | #N/A | #N/A | #N/A | #N/A | #N/A | #N/A | #N/A | [7 empty] | 195 | #N/A | #N/A | #N/A | #N/A | #N/A | #N/A | #N/A | #N/A | #N/A | #N/A | #N/A | #N/A | #N/A | #N/A | #N/A
[34 empty] | 196 | #N/A | #N/A | #N/A | #N/A | #N/A | #N/A | #N/A | #N/A | #N/A | #N/A | #N/A | #N/A | #N/A | #N/A | #N/A | [7 empty] | 196 | #N/A | #N/A | #N/A | #N/A | #N/A | #N/A | #N/A | #N/A | #N/A | #N/A | #N/A | #N/A | #N/A | #N/A | #N/A
[34 empty] | 196 | #N/A | #N/A | #N/A | #N/A | #N/A | #N/A | #N/A | #N/A | #N/A | #N/A | #N/A | #N/A | #N/A | #N/A | #N/A | [7 empty] | 196 | #N/A | #N/A | #N/A | #N/A | #N/A | #N/A | #N/A | #N/A | #N/A | #N/A | #N/A | #N/A | #N/A | #N/A | #N/A
[34 empty] | 197 | #N/A | #N/A | #N/A | #N/A | #N/A | #N/A | #N/A | #N/A | #N/A | #N/A | #N/A | #N/A | #N/A | #N/A | #N/A | [7 empty] | 197 | #N/A | #N/A | #N/A | #N/A | #N/A | #N/A | #N/A | #N/A | #N/A | #N/A | #N/A | #N/A | #N/A | #N/A | #N/A
[34 empty] | 197 | #N/A | #N/A | #N/A | #N/A | #N/A | #N/A | #N/A | #N/A | #N/A | #N/A | #N/A | #N/A | #N/A | #N/A | #N/A | [7 empty] | 197 | #N/A | #N/A | #N/A | #N/A | #N/A | #N/A | #N/A | #N/A | #N/A | #N/A | #N/A | #N/A | #N/A | #N/A | #N/A
[34 empty] | 198 | #N/A | #N/A | #N/A | #N/A | #N/A | #N/A | #N/A | #N/A | #N/A | #N/A | #N/A | #N/A | #N/A | #N/A | #N/A | [7 empty] | 198 | #N/A | #N/A | #N/A | #N/A | #N/A | #N/A | #N/A | #N/A | #N/A | #N/A | #N/A | #N/A | #N/A | #N/A | #N/A
[34 empty] | 198 | #N/A | #N/A | #N/A | #N/A | #N/A | #N/A | #N/A | #N/A | #N/A | #N/A | #N/A | #N/A | #N/A | #N/A | #N/A | [7 empty] | 198 | #N/A | #N/A | #N/A | #N/A | #N/A | #N/A | #N/A | #N/A | #N/A | #N/A | #N/A | #N/A | #N/A | #N/A | #N/A
[34 empty] | 199 | #N/A | #N/A | #N/A | #N/A | #N/A | #N/A | #N/A | #N/A | #N/A | #N/A | #N/A | #N/A | #N/A | #N/A | #N/A | [7 empty] | 199 | #N/A | #N/A | #N/A | #N/A | #N/A | #N/A | #N/A | #N/A | #N/A | #N/A | #N/A | #N/A | #N/A | #N/A | #N/A
[34 empty] | 199 | #N/A | #N/A | #N/A | #N/A | #N/A | #N/A | #N/A | #N/A | #N/A | #N/A | #N/A | #N/A | #N/A | #N/A | #N/A | [7 empty] | 199 | #N/A | #N/A | #N/A | #N/A | #N/A | #N/A | #N/A | #N/A | #N/A | #N/A | #N/A | #N/A | #N/A | #N/A | #N/A
[34 empty] | 200 | #N/A | #N/A | #N/A | #N/A | #N/A | #N/A | #N/A | #N/A | #N/A | #N/A | #N/A | #N/A | #N/A | #N/A | #N/A | [7 empty] | 200 | #N/A | #N/A | #N/A | #N/A | #N/A | #N/A | #N/A | #N/A | #N/A | #N/A | #N/A | #N/A | #N/A | #N/A | #N/A
[34 empty] | 200 | #N/A | #N/A | #N/A | #N/A | #N/A | #N/A | #N/A | #N/A | #N/A | #N/A | #N/A | #N/A | #N/A | #N/A | #N/A | [7 empty] | 200 | #N/A | #N/A | #N/A | #N/A | #N/A | #N/A | #N/A | #N/A | #N/A | #N/A | #N/A | #N/A | #N/A | #N/A | #N/A
[34 empty] | 201 | #N/A | #N/A | #N/A | #N/A | #N/A | #N/A | #N/A | #N/A | #N/A | #N/A | #N/A | #N/A | #N/A | #N/A | #N/A | [7 empty] | 201 | #N/A | #N/A | #N/A | #N/A | #N/A | #N/A | #N/A | #N/A | #N/A | #N/A | #N/A | #N/A | #N/A | #N/A | #N/A
[34 empty] | 201 | #N/A | #N/A | #N/A | #N/A | #N/A | #N/A | #N/A | #N/A | #N/A | #N/A | #N/A | #N/A | #N/A | #N/A | #N/A | [7 empty] | 201 | #N/A | #N/A | #N/A | #N/A | #N/A | #N/A | #N/A | #N/A | #N/A | #N/A | #N/A | #N/A | #N/A | #N/A | #N/A
[34 empty] | 202 | #N/A | #N/A | #N/A | #N/A | #N/A | #N/A | #N/A | #N/A | #N/A | #N/A | #N/A | #N/A | #N/A | #N/A | #N/A | [7 empty] | 202 | #N/A | #N/A | #N/A | #N/A | #N/A | #N/A | #N/A | #N/A | #N/A | #N/A | #N/A | #N/A | #N/A | #N/A | #N/A
[34 empty] | 202 | #N/A | #N/A | #N/A | #N/A | #N/A | #N/A | #N/A | #N/A | #N/A | #N/A | #N/A | #N/A | #N/A | #N/A | #N/A | [7 empty] | 202 | #N/A | #N/A | #N/A | #N/A | #N/A | #N/A | #N/A | #N/A | #N/A | #N/A | #N/A | #N/A | #N/A | #N/A | #N/A
[34 empty] | 203 | #N/A | #N/A | #N/A | #N/A | #N/A | #N/A | #N/A | #N/A | #N/A | #N/A | #N/A | #N/A | #N/A | #N/A | #N/A | [7 empty] | 203 | #N/A | #N/A | #N/A | #N/A | #N/A | #N/A | #N/A | #N/A | #N/A | #N/A | #N/A | #N/A | #N/A | #N/A | #N/A
[34 empty] | 203 | #N/A | #N/A | #N/A | #N/A | #N/A | #N/A | #N/A | #N/A | #N/A | #N/A | #N/A | #N/A | #N/A | #N/A | #N/A | [7 empty] | 203 | #N/A | #N/A | #N/A | #N/A | #N/A | #N/A | #N/A | #N/A | #N/A | #N/A | #N/A | #N/A | #N/A | #N/A | #N/A
[34 empty] | 204 | #N/A | #N/A | #N/A | #N/A | #N/A | #N/A | #N/A | #N/A | #N/A | #N/A | #N/A | #N/A | #N/A | #N/A | #N/A | [7 empty] | 204 | #N/A | #N/A | #N/A | #N/A | #N/A | #N/A | #N/A | #N/A | #N/A | #N/A | #N/A | #N/A | #N/A | #N/A | #N/A
[34 empty] | 204 | #N/A | #N/A | #N/A | #N/A | #N/A | #N/A | #N/A | #N/A | #N/A | #N/A | #N/A | #N/A | #N/A | #N/A | #N/A | [7 empty] | 204 | #N/A | #N/A | #N/A | #N/A | #N/A | #N/A | #N/A | #N/A | #N/A | #N/A | #N/A | #N/A | #N/A | #N/A | #N/A
[34 empty] | 205 | #N/A | #N/A | #N/A | #N/A | #N/A | #N/A | #N/A | #N/A | #N/A | #N/A | #N/A | #N/A | #N/A | #N/A | #N/A | [7 empty] | 205 | #N/A | #N/A | #N/A | #N/A | #N/A | #N/A | #N/A | #N/A | #N/A | #N/A | #N/A | #N/A | #N/A | #N/A | #N/A
[34 empty] | 205 | #N/A | #N/A | #N/A | #N/A | #N/A | #N/A | #N/A | #N/A | #N/A | #N/A | #N/A | #N/A | #N/A | #N/A | #N/A | [7 empty] | 205 | #N/A | #N/A | #N/A | #N/A | #N/A | #N/A | #N/A | #N/A | #N/A | #N/A | #N/A | #N/A | #N/A | #N/A | #N/A
[34 empty] | 206 | #N/A | #N/A | #N/A | #N/A | #N/A | #N/A | #N/A | #N/A | #N/A | #N/A | #N/A | #N/A | #N/A | #N/A | #N/A | [7 empty] | 206 | #N/A | #N/A | #N/A | #N/A | #N/A | #N/A | #N/A | #N/A | #N/A | #N/A | #N/A | #N/A | #N/A | #N/A | #N/A
[34 empty] | 206 | #N/A | #N/A | #N/A | #N/A | #N/A | #N/A | #N/A | #N/A | #N/A | #N/A | #N/A | #N/A | #N/A | #N/A | #N/A | [7 empty] | 206 | #N/A | #N/A | #N/A | #N/A | #N/A | #N/A | #N/A | #N/A | #N/A | #N/A | #N/A | #N/A | #N/A | #N/A | #N/A
[34 empty] | 207 | #N/A | #N/A | #N/A | #N/A | #N/A | #N/A | #N/A | #N/A | #N/A | #N/A | #N/A | #N/A | #N/A | #N/A | #N/A | [7 empty] | 207 | #N/A | #N/A | #N/A | #N/A | #N/A | #N/A | #N/A | #N/A | #N/A | #N/A | #N/A | #N/A | #N/A | #N/A | #N/A
[34 empty] | 207 | #N/A | #N/A | #N/A | #N/A | #N/A | #N/A | #N/A | #N/A | #N/A | #N/A | #N/A | #N/A | #N/A | #N/A | #N/A | [7 empty] | 207 | #N/A | #N/A | #N/A | #N/A | #N/A | #N/A | #N/A | #N/A | #N/A | #N/A | #N/A | #N/A | #N/A | #N/A | #N/A
[34 empty] | 208 | #N/A | #N/A | #N/A | #N/A | #N/A | #N/A | #N/A | #N/A | #N/A | #N/A | #N/A | #N/A | #N/A | #N/A | #N/A | [7 empty] | 208 | #N/A | #N/A | #N/A | #N/A | #N/A | #N/A | #N/A | #N/A | #N/A | #N/A | #N/A | #N/A | #N/A | #N/A | #N/A
[34 empty] | 208 | #N/A | #N/A | #N/A | #N/A | #N/A | #N/A | #N/A | #N/A | #N/A | #N/A | #N/A | #N/A | #N/A | #N/A | #N/A | [7 empty] | 208 | #N/A | #N/A | #N/A | #N/A | #N/A | #N/A | #N/A | #N/A | #N/A | #N/A | #N/A | #N/A | #N/A | #N/A | #N/A
[34 empty] | 209 | #N/A | #N/A | #N/A | #N/A | #N/A | #N/A | #N/A | #N/A | #N/A | #N/A | #N/A | #N/A | #N/A | #N/A | #N/A | [7 empty] | 209 | #N/A | #N/A | #N/A | #N/A | #N/A | #N/A | #N/A | #N/A | #N/A | #N/A | #N/A | #N/A | #N/A | #N/A | #N/A
[34 empty] | 209 | #N/A | #N/A | #N/A | #N/A | #N/A | #N/A | #N/A | #N/A | #N/A | #N/A | #N/A | #N/A | #N/A | #N/A | #N/A | [7 empty] | 209 | #N/A | #N/A | #N/A | #N/A | #N/A | #N/A | #N/A | #N/A | #N/A | #N/A | #N/A | #N/A | #N/A | #N/A | #N/A
[34 empty] | 210 | #N/A | #N/A | #N/A | #N/A | #N/A | #N/A | #N/A | #N/A | #N/A | #N/A | #N/A | #N/A | #N/A | #N/A | #N/A | [7 empty] | 210 | #N/A | #N/A | #N/A | #N/A | #N/A | #N/A | #N/A | #N/A | #N/A | #N/A | #N/A | #N/A | #N/A | #N/A | #N/A
[34 empty] | 210 | #N/A | #N/A | #N/A | #N/A | #N/A | #N/A | #N/A | #N/A | #N/A | #N/A | #N/A | #N/A | #N/A | #N/A | #N/A | [7 empty] | 210 | #N/A | #N/A | #N/A | #N/A | #N/A | #N/A | #N/A | #N/A | #N/A | #N/A | #N/A | #N/A | #N/A | #N/A | #N/A
[34 empty] | 211 | #N/A | #N/A | #N/A | #N/A | #N/A | #N/A | #N/A | #N/A | #N/A | #N/A | #N/A | #N/A | #N/A | #N/A | #N/A | [7 empty] | 211 | #N/A | #N/A | #N/A | #N/A | #N/A | #N/A | #N/A | #N/A | #N/A | #N/A | #N/A | #N/A | #N/A | #N/A | #N/A
[34 empty] | 211 | #N/A | #N/A | #N/A | #N/A | #N/A | #N/A | #N/A | #N/A | #N/A | #N/A | #N/A | #N/A | #N/A | #N/A | #N/A | [7 empty] | 211 | #N/A | #N/A | #N/A | #N/A | #N/A | #N/A | #N/A | #N/A | #N/A | #N/A | #N/A | #N/A | #N/A | #N/A | #N/A
[34 empty] | 212 | #N/A | #N/A | #N/A | #N/A | #N/A | #N/A | #N/A | #N/A | #N/A | #N/A | #N/A | #N/A | #N/A | #N/A | #N/A | [7 empty] | 212 | #N/A | #N/A | #N/A | #N/A | #N/A | #N/A | #N/A | #N/A | #N/A | #N/A | #N/A | #N/A | #N/A | #N/A | #N/A
[34 empty] | 212 | #N/A | #N/A | #N/A | #N/A | #N/A | #N/A | #N/A | #N/A | #N/A | #N/A | #N/A | #N/A | #N/A | #N/A | #N/A | [7 empty] | 212 | #N/A | #N/A | #N/A | #N/A | #N/A | #N/A | #N/A | #N/A | #N/A | #N/A | #N/A | #N/A | #N/A | #N/A | #N/A
[34 empty] | 213 | #N/A | #N/A | #N/A | #N/A | #N/A | #N/A | #N/A | #N/A | #N/A | #N/A | #N/A | #N/A | #N/A | #N/A | #N/A | [7 empty] | 213 | #N/A | #N/A | #N/A | #N/A | #N/A | #N/A | #N/A | #N/A | #N/A | #N/A | #N/A | #N/A | #N/A | #N/A | #N/A
[34 empty] | 213 | #N/A | #N/A | #N/A | #N/A | #N/A | #N/A | #N/A | #N/A | #N/A | #N/A | #N/A | #N/A | #N/A | #N/A | #N/A | [7 empty] | 213 | #N/A | #N/A | #N/A | #N/A | #N/A | #N/A | #N/A | #N/A | #N/A | #N/A | #N/A | #N/A | #N/A | #N/A | #N/A
[34 empty] | 214 | #N/A | #N/A | #N/A | #N/A | #N/A | #N/A | #N/A | #N/A | #N/A | #N/A | #N/A | #N/A | #N/A | #N/A | #N/A | [7 empty] | 214 | #N/A | #N/A | #N/A | #N/A | #N/A | #N/A | #N/A | #N/A | #N/A | #N/A | #N/A | #N/A | #N/A | #N/A | #N/A
[34 empty] | 214 | #N/A | #N/A | #N/A | #N/A | #N/A | #N/A | #N/A | #N/A | #N/A | #N/A | #N/A | #N/A | #N/A | #N/A | #N/A | [7 empty] | 214 | #N/A | #N/A | #N/A | #N/A | #N/A | #N/A | #N/A | #N/A | #N/A | #N/A | #N/A | #N/A | #N/A | #N/A | #N/A
[34 empty] | 215 | #N/A | #N/A | #N/A | #N/A | #N/A | #N/A | #N/A | #N/A | #N/A | #N/A | #N/A | #N/A | #N/A | #N/A | #N/A | [7 empty] | 215 | #N/A | #N/A | #N/A | #N/A | #N/A | #N/A | #N/A | #N/A | #N/A | #N/A | #N/A | #N/A | #N/A | #N/A | #N/A
[34 empty] | 215 | #N/A | #N/A | #N/A | #N/A | #N/A | #N/A | #N/A | #N/A | #N/A | #N/A | #N/A | #N/A | #N/A | #N/A | #N/A | [7 empty] | 215 | #N/A | #N/A | #N/A | #N/A | #N/A | #N/A | #N/A | #N/A | #N/A | #N/A | #N/A | #N/A | #N/A | #N/A | #N/A
[34 empty] | 216 | #N/A | #N/A | #N/A | #N/A | #N/A | #N/A | #N/A | #N/A | #N/A | #N/A | #N/A | #N/A | #N/A | #N/A | #N/A | [7 empty] | 216 | #N/A | #N/A | #N/A | #N/A | #N/A | #N/A | #N/A | #N/A | #N/A | #N/A | #N/A | #N/A | #N/A | #N/A | #N/A
[34 empty] | 216 | #N/A | #N/A | #N/A | #N/A | #N/A | #N/A | #N/A | #N/A | #N/A | #N/A | #N/A | #N/A | #N/A | #N/A | #N/A | [7 empty] | 216 | #N/A | #N/A | #N/A | #N/A | #N/A | #N/A | #N/A | #N/A | #N/A | #N/A | #N/A | #N/A | #N/A | #N/A | #N/A
[34 empty] | 217 | #N/A | #N/A | #N/A | #N/A | #N/A | #N/A | #N/A | #N/A | #N/A | #N/A | #N/A | #N/A | #N/A | #N/A | #N/A | [7 empty] | 217 | #N/A | #N/A | #N/A | #N/A | #N/A | #N/A | #N/A | #N/A | #N/A | #N/A | #N/A | #N/A | #N/A | #N/A | #N/A
[34 empty] | 217 | #N/A | #N/A | #N/A | #N/A | #N/A | #N/A | #N/A | #N/A | #N/A | #N/A | #N/A | #N/A | #N/A | #N/A | #N/A | [7 empty] | 217 | #N/A | #N/A | #N/A | #N/A | #N/A | #N/A | #N/A | #N/A | #N/A | #N/A | #N/A | #N/A | #N/A | #N/A | #N/A
[34 empty] | 218 | #N/A | #N/A | #N/A | #N/A | #N/A | #N/A | #N/A | #N/A | #N/A | #N/A | #N/A | #N/A | #N/A | #N/A | #N/A | [7 empty] | 218 | #N/A | #N/A | #N/A | #N/A | #N/A | #N/A | #N/A | #N/A | #N/A | #N/A | #N/A | #N/A | #N/A | #N/A | #N/A
[34 empty] | 218 | #N/A | #N/A | #N/A | #N/A | #N/A | #N/A | #N/A | #N/A | #N/A | #N/A | #N/A | #N/A | #N/A | #N/A | #N/A | [7 empty] | 218 | #N/A | #N/A | #N/A | #N/A | #N/A | #N/A | #N/A | #N/A | #N/A | #N/A | #N/A | #N/A | #N/A | #N/A | #N/A
[34 empty] | 219 | #N/A | #N/A | #N/A | #N/A | #N/A | #N/A | #N/A | #N/A | #N/A | #N/A | #N/A | #N/A | #N/A | #N/A | #N/A | [7 empty] | 219 | #N/A | #N/A | #N/A | #N/A | #N/A | #N/A | #N/A | #N/A | #N/A | #N/A | #N/A | #N/A | #N/A | #N/A | #N/A
[34 empty] | 219 | #N/A | #N/A | #N/A | #N/A | #N/A | #N/A | #N/A | #N/A | #N/A | #N/A | #N/A | #N/A | #N/A | #N/A | #N/A | [7 empty] | 219 | #N/A | #N/A | #N/A | #N/A | #N/A | #N/A | #N/A | #N/A | #N/A | #N/A | #N/A | #N/A | #N/A | #N/A | #N/A
[34 empty] | 220 | #N/A | #N/A | #N/A | #N/A | #N/A | #N/A | #N/A | #N/A | #N/A | #N/A | #N/A | #N/A | #N/A | #N/A | #N/A | [7 empty] | 220 | #N/A | #N/A | #N/A | #N/A | #N/A | #N/A | #N/A | #N/A | #N/A | #N/A | #N/A | #N/A | #N/A | #N/A | #N/A
[34 empty] | 220 | #N/A | #N/A | #N/A | #N/A | #N/A | #N/A | #N/A | #N/A | #N/A | #N/A | #N/A | #N/A | #N/A | #N/A | #N/A | [7 empty] | 220 | #N/A | #N/A | #N/A | #N/A | #N/A | #N/A | #N/A | #N/A | #N/A | #N/A | #N/A | #N/A | #N/A | #N/A | #N/A
[34 empty] | 221 | #N/A | #N/A | #N/A | #N/A | #N/A | #N/A | #N/A | #N/A | #N/A | #N/A | #N/A | #N/A | #N/A | #N/A | #N/A | [7 empty] | 221 | #N/A | #N/A | #N/A | #N/A | #N/A | #N/A | #N/A | #N/A | #N/A | #N/A | #N/A | #N/A | #N/A | #N/A | #N/A
[34 empty] | 221 | #N/A | #N/A | #N/A | #N/A | #N/A | #N/A | #N/A | #N/A | #N/A | #N/A | #N/A | #N/A | #N/A | #N/A | #N/A | [7 empty] | 221 | #N/A | #N/A | #N/A | #N/A | #N/A | #N/A | #N/A | #N/A | #N/A | #N/A | #N/A | #N/A | #N/A | #N/A | #N/A
[34 empty] | 222 | #N/A | #N/A | #N/A | #N/A | #N/A | #N/A | #N/A | #N/A | #N/A | #N/A | #N/A | #N/A | #N/A | #N/A | #N/A | [7 empty] | 222 | #N/A | #N/A | #N/A | #N/A | #N/A | #N/A | #N/A | #N/A | #N/A | #N/A | #N/A | #N/A | #N/A | #N/A | #N/A
[34 empty] | 222 | #N/A | #N/A | #N/A | #N/A | #N/A | #N/A | #N/A | #N/A | #N/A | #N/A | #N/A | #N/A | #N/A | #N/A | #N/A | [7 empty] | 222 | #N/A | #N/A | #N/A | #N/A | #N/A | #N/A | #N/A | #N/A | #N/A | #N/A | #N/A | #N/A | #N/A | #N/A | #N/A
[34 empty] | 223 | #N/A | #N/A | #N/A | #N/A | #N/A | #N/A | #N/A | #N/A | #N/A | #N/A | #N/A | #N/A | #N/A | #N/A | #N/A | [7 empty] | 223 | #N/A | #N/A | #N/A | #N/A | #N/A | #N/A | #N/A | #N/A | #N/A | #N/A | #N/A | #N/A | #N/A | #N/A | #N/A
[34 empty] | 223 | #N/A | #N/A | #N/A | #N/A | #N/A | #N/A | #N/A | #N/A | #N/A | #N/A | #N/A | #N/A | #N/A | #N/A | #N/A | [7 empty] | 223 | #N/A | #N/A | #N/A | #N/A | #N/A | #N/A | #N/A | #N/A | #N/A | #N/A | #N/A | #N/A | #N/A | #N/A | #N/A
[34 empty] | 224 | #N/A | #N/A | #N/A | #N/A | #N/A | #N/A | #N/A | #N/A | #N/A | #N/A | #N/A | #N/A | #N/A | #N/A | #N/A | [7 empty] | 224 | #N/A | #N/A | #N/A | #N/A | #N/A | #N/A | #N/A | #N/A | #N/A | #N/A | #N/A | #N/A | #N/A | #N/A | #N/A
[34 empty] | 224 | #N/A | #N/A | #N/A | #N/A | #N/A | #N/A | #N/A | #N/A | #N/A | #N/A | #N/A | #N/A | #N/A | #N/A | #N/A | [7 empty] | 224 | #N/A | #N/A | #N/A | #N/A | #N/A | #N/A | #N/A | #N/A | #N/A | #N/A | #N/A | #N/A | #N/A | #N/A | #N/A
[34 empty] | 225 | #N/A | #N/A | #N/A | #N/A | #N/A | #N/A | #N/A | #N/A | #N/A | #N/A | #N/A | #N/A | #N/A | #N/A | #N/A | [7 empty] | 225 | #N/A | #N/A | #N/A | #N/A | #N/A | #N/A | #N/A | #N/A | #N/A | #N/A | #N/A | #N/A | #N/A | #N/A | #N/A
[34 empty] | 225 | #N/A | #N/A | #N/A | #N/A | #N/A | #N/A | #N/A | #N/A | #N/A | #N/A | #N/A | #N/A | #N/A | #N/A | #N/A | [7 empty] | 225 | #N/A | #N/A | #N/A | #N/A | #N/A | #N/A | #N/A | #N/A | #N/A | #N/A | #N/A | #N/A | #N/A | #N/A | #N/A
[34 empty] | 226 | #N/A | #N/A | #N/A | #N/A | #N/A | #N/A | #N/A | #N/A | #N/A | #N/A | #N/A | #N/A | #N/A | #N/A | #N/A | [7 empty] | 226 | #N/A | #N/A | #N/A | #N/A | #N/A | #N/A | #N/A | #N/A | #N/A | #N/A | #N/A | #N/A | #N/A | #N/A | #N/A
[34 empty] | 226 | #N/A | #N/A | #N/A | #N/A | #N/A | #N/A | #N/A | #N/A | #N/A | #N/A | #N/A | #N/A | #N/A | #N/A | #N/A | [7 empty] | 226 | #N/A | #N/A | #N/A | #N/A | #N/A | #N/A | #N/A | #N/A | #N/A | #N/A | #N/A | #N/A | #N/A | #N/A | #N/A
[34 empty] | 227 | #N/A | #N/A | #N/A | #N/A | #N/A | #N/A | #N/A | #N/A | #N/A | #N/A | #N/A | #N/A | #N/A | #N/A | #N/A | [7 empty] | 227 | #N/A | #N/A | #N/A | #N/A | #N/A | #N/A | #N/A | #N/A | #N/A | #N/A | #N/A | #N/A | #N/A | #N/A | #N/A
[34 empty] | 227 | #N/A | #N/A | #N/A | #N/A | #N/A | #N/A | #N/A | #N/A | #N/A | #N/A | #N/A | #N/A | #N/A | #N/A | #N/A | [7 empty] | 227 | #N/A | #N/A | #N/A | #N/A | #N/A | #N/A | #N/A | #N/A | #N/A | #N/A | #N/A | #N/A | #N/A | #N/A | #N/A
[34 empty] | 228 | #N/A | #N/A | #N/A | #N/A | #N/A | #N/A | #N/A | #N/A | #N/A | #N/A | #N/A | #N/A | #N/A | #N/A | #N/A | [7 empty] | 228 | #N/A | #N/A | #N/A | #N/A | #N/A | #N/A | #N/A | #N/A | #N/A | #N/A | #N/A | #N/A | #N/A | #N/A | #N/A
[34 empty] | 228 | #N/A | #N/A | #N/A | #N/A | #N/A | #N/A | #N/A | #N/A | #N/A | #N/A | #N/A | #N/A | #N/A | #N/A | #N/A | [7 empty] | 228 | #N/A | #N/A | #N/A | #N/A | #N/A | #N/A | #N/A | #N/A | #N/A | #N/A | #N/A | #N/A | #N/A | #N/A | #N/A
[34 empty] | 229 | #N/A | #N/A | #N/A | #N/A | #N/A | #N/A | #N/A | #N/A | #N/A | #N/A | #N/A | #N/A | #N/A | #N/A | #N/A | [7 empty] | 229 | #N/A | #N/A | #N/A | #N/A | #N/A | #N/A | #N/A | #N/A | #N/A | #N/A | #N/A | #N/A | #N/A | #N/A | #N/A
[34 empty] | 229 | #N/A | #N/A | #N/A | #N/A | #N/A | #N/A | #N/A | #N/A | #N/A | #N/A | #N/A | #N/A | #N/A | #N/A | #N/A | [7 empty] | 229 | #N/A | #N/A | #N/A | #N/A | #N/A | #N/A | #N/A | #N/A | #N/A | #N/A | #N/A | #N/A | #N/A | #N/A | #N/A
[34 empty] | 230 | #N/A | #N/A | #N/A | #N/A | #N/A | #N/A | #N/A | #N/A | #N/A | #N/A | #N/A | #N/A | #N/A | #N/A | #N/A | [7 empty] | 230 | #N/A | #N/A | #N/A | #N/A | #N/A | #N/A | #N/A | #N/A | #N/A | #N/A | #N/A | #N/A | #N/A | #N/A | #N/A
[34 empty] | 230 | #N/A | #N/A | #N/A | #N/A | #N/A | #N/A | #N/A | #N/A | #N/A | #N/A | #N/A | #N/A | #N/A | #N/A | #N/A | [7 empty] | 230 | #N/A | #N/A | #N/A | #N/A | #N/A | #N/A | #N/A | #N/A | #N/A | #N/A | #N/A | #N/A | #N/A | #N/A | #N/A
[34 empty] | 231 | #N/A | #N/A | #N/A | #N/A | #N/A | #N/A | #N/A | #N/A | #N/A | #N/A | #N/A | #N/A | #N/A | #N/A | #N/A | [7 empty] | 231 | #N/A | #N/A | #N/A | #N/A | #N/A | #N/A | #N/A | #N/A | #N/A | #N/A | #N/A | #N/A | #N/A | #N/A | #N/A
[34 empty] | 231 | #N/A | #N/A | #N/A | #N/A | #N/A | #N/A | #N/A | #N/A | #N/A | #N/A | #N/A | #N/A | #N/A | #N/A | #N/A | [7 empty] | 231 | #N/A | #N/A | #N/A | #N/A | #N/A | #N/A | #N/A | #N/A | #N/A | #N/A | #N/A | #N/A | #N/A | #N/A | #N/A
[34 empty] | 232 | #N/A | #N/A | #N/A | #N/A | #N/A | #N/A | #N/A | #N/A | #N/A | #N/A | #N/A | #N/A | #N/A | #N/A | #N/A | [7 empty] | 232 | #N/A | #N/A | #N/A | #N/A | #N/A | #N/A | #N/A | #N/A | #N/A | #N/A | #N/A | #N/A | #N/A | #N/A | #N/A
[34 empty] | 232 | #N/A | #N/A | #N/A | #N/A | #N/A | #N/A | #N/A | #N/A | #N/A | #N/A | #N/A | #N/A | #N/A | #N/A | #N/A | [7 empty] | 232 | #N/A | #N/A | #N/A | #N/A | #N/A | #N/A | #N/A | #N/A | #N/A | #N/A | #N/A | #N/A | #N/A | #N/A | #N/A
[34 empty] | 233 | #N/A | #N/A | #N/A | #N/A | #N/A | #N/A | #N/A | #N/A | #N/A | #N/A | #N/A | #N/A | #N/A | #N/A | #N/A | [7 empty] | 233 | #N/A | #N/A | #N/A | #N/A | #N/A | #N/A | #N/A | #N/A | #N/A | #N/A | #N/A | #N/A | #N/A | #N/A | #N/A
[34 empty] | 233 | #N/A | #N/A | #N/A | #N/A | #N/A | #N/A | #N/A | #N/A | #N/A | #N/A | #N/A | #N/A | #N/A | #N/A | #N/A | [7 empty] | 233 | #N/A | #N/A | #N/A | #N/A | #N/A | #N/A | #N/A | #N/A | #N/A | #N/A | #N/A | #N/A | #N/A | #N/A | #N/A
[34 empty] | 234 | #N/A | #N/A | #N/A | #N/A | #N/A | #N/A | #N/A | #N/A | #N/A | #N/A | #N/A | #N/A | #N/A | #N/A | #N/A | [7 empty] | 234 | #N/A | #N/A | #N/A | #N/A | #N/A | #N/A | #N/A | #N/A | #N/A | #N/A | #N/A | #N/A | #N/A | #N/A | #N/A
[34 empty] | 234 | #N/A | #N/A | #N/A | #N/A | #N/A | #N/A | #N/A | #N/A | #N/A | #N/A | #N/A | #N/A | #N/A | #N/A | #N/A | [7 empty] | 234 | #N/A | #N/A | #N/A | #N/A | #N/A | #N/A | #N/A | #N/A | #N/A | #N/A | #N/A | #N/A | #N/A | #N/A | #N/A
[34 empty] | 235 | #N/A | #N/A | #N/A | #N/A | #N/A | #N/A | #N/A | #N/A | #N/A | #N/A | #N/A | #N/A | #N/A | #N/A | #N/A | [7 empty] | 235 | #N/A | #N/A | #N/A | #N/A | #N/A | #N/A | #N/A | #N/A | #N/A | #N/A | #N/A | #N/A | #N/A | #N/A | #N/A
[34 empty] | 235 | #N/A | #N/A | #N/A | #N/A | #N/A | #N/A | #N/A | #N/A | #N/A | #N/A | #N/A | #N/A | #N/A | #N/A | #N/A | [7 empty] | 235 | #N/A | #N/A | #N/A | #N/A | #N/A | #N/A | #N/A | #N/A | #N/A | #N/A | #N/A | #N/A | #N/A | #N/A | #N/A
[34 empty] | 236 | #N/A | #N/A | #N/A | #N/A | #N/A | #N/A | #N/A | #N/A | #N/A | #N/A | #N/A | #N/A | #N/A | #N/A | #N/A | [7 empty] | 236 | #N/A | #N/A | #N/A | #N/A | #N/A | #N/A | #N/A | #N/A | #N/A | #N/A | #N/A | #N/A | #N/A | #N/A | #N/A
[34 empty] | 236 | #N/A | #N/A | #N/A | #N/A | #N/A | #N/A | #N/A | #N/A | #N/A | #N/A | #N/A | #N/A | #N/A | #N/A | #N/A | [7 empty] | 236 | #N/A | #N/A | #N/A | #N/A | #N/A | #N/A | #N/A | #N/A | #N/A | #N/A | #N/A | #N/A | #N/A | #N/A | #N/A
[34 empty] | 237 | #N/A | #N/A | #N/A | #N/A | #N/A | #N/A | #N/A | #N/A | #N/A | #N/A | #N/A | #N/A | #N/A | #N/A | #N/A | [7 empty] | 237 | #N/A | #N/A | #N/A | #N/A | #N/A | #N/A | #N/A | #N/A | #N/A | #N/A | #N/A | #N/A | #N/A | #N/A | #N/A
[34 empty] | 237 | #N/A | #N/A | #N/A | #N/A | #N/A | #N/A | #N/A | #N/A | #N/A | #N/A | #N/A | #N/A | #N/A | #N/A | #N/A | [7 empty] | 237 | #N/A | #N/A | #N/A | #N/A | #N/A | #N/A | #N/A | #N/A | #N/A | #N/A | #N/A | #N/A | #N/A | #N/A | #N/A
[34 empty] | 238 | #N/A | #N/A | #N/A | #N/A | #N/A | #N/A | #N/A | #N/A | #N/A | #N/A | #N/A | #N/A | #N/A | #N/A | #N/A | [7 empty] | 238 | #N/A | #N/A | #N/A | #N/A | #N/A | #N/A | #N/A | #N/A | #N/A | #N/A | #N/A | #N/A | #N/A | #N/A | #N/A
[34 empty] | 238 | #N/A | #N/A | #N/A | #N/A | #N/A | #N/A | #N/A | #N/A | #N/A | #N/A | #N/A | #N/A | #N/A | #N/A | #N/A | [7 empty] | 238 | #N/A | #N/A | #N/A | #N/A | #N/A | #N/A | #N/A | #N/A | #N/A | #N/A | #N/A | #N/A | #N/A | #N/A | #N/A
[34 empty] | 239 | #N/A | #N/A | #N/A | #N/A | #N/A | #N/A | #N/A | #N/A | #N/A | #N/A | #N/A | #N/A | #N/A | #N/A | #N/A | [7 empty] | 239 | #N/A | #N/A | #N/A | #N/A | #N/A | #N/A | #N/A | #N/A | #N/A | #N/A | #N/A | #N/A | #N/A | #N/A | #N/A
[34 empty] | 239 | #N/A | #N/A | #N/A | #N/A | #N/A | #N/A | #N/A | #N/A | #N/A | #N/A | #N/A | #N/A | #N/A | #N/A | #N/A | [7 empty] | 239 | #N/A | #N/A | #N/A | #N/A | #N/A | #N/A | #N/A | #N/A | #N/A | #N/A | #N/A | #N/A | #N/A | #N/A | #N/A
[34 empty] | 240 | #N/A | #N/A | #N/A | #N/A | #N/A | #N/A | #N/A | #N/A | #N/A | #N/A | #N/A | #N/A | #N/A | #N/A | #N/A | [7 empty] | 240 | #N/A | #N/A | #N/A | #N/A | #N/A | #N/A | #N/A | #N/A | #N/A | #N/A | #N/A | #N/A | #N/A | #N/A | #N/A
[34 empty] | 240 | #N/A | #N/A | #N/A | #N/A | #N/A | #N/A | #N/A | #N/A | #N/A | #N/A | #N/A | #N/A | #N/A | #N/A | #N/A | [7 empty] | 240 | #N/A | #N/A | #N/A | #N/A | #N/A | #N/A | #N/A | #N/A | #N/A | #N/A | #N/A | #N/A | #N/A | #N/A | #N/A
[34 empty] | 241 | #N/A | #N/A | #N/A | #N/A | #N/A | #N/A | #N/A | #N/A | #N/A | #N/A | #N/A | #N/A | #N/A | #N/A | #N/A | [7 empty] | 241 | #N/A | #N/A | #N/A | #N/A | #N/A | #N/A | #N/A | #N/A | #N/A | #N/A | #N/A | #N/A | #N/A | #N/A | #N/A
[34 empty] | 241 | #N/A | #N/A | #N/A | #N/A | #N/A | #N/A | #N/A | #N/A | #N/A | #N/A | #N/A | #N/A | #N/A | #N/A | #N/A | [7 empty] | 241 | #N/A | #N/A | #N/A | #N/A | #N/A | #N/A | #N/A | #N/A | #N/A | #N/A | #N/A | #N/A | #N/A | #N/A | #N/A
[34 empty] | 242 | #N/A | #N/A | #N/A | #N/A | #N/A | #N/A | #N/A | #N/A | #N/A | #N/A | #N/A | #N/A | #N/A | #N/A | #N/A | [7 empty] | 242 | #N/A | #N/A | #N/A | #N/A | #N/A | #N/A | #N/A | #N/A | #N/A | #N/A | #N/A | #N/A | #N/A | #N/A | #N/A
[34 empty] | 242 | #N/A | #N/A | #N/A | #N/A | #N/A | #N/A | #N/A | #N/A | #N/A | #N/A | #N/A | #N/A | #N/A | #N/A | #N/A | [7 empty] | 242 | #N/A | #N/A | #N/A | #N/A | #N/A | #N/A | #N/A | #N/A | #N/A | #N/A | #N/A | #N/A | #N/A | #N/A | #N/A
[34 empty] | 243 | #N/A | #N/A | #N/A | #N/A | #N/A | #N/A | #N/A | #N/A | #N/A | #N/A | #N/A | #N/A | #N/A | #N/A | #N/A | [7 empty] | 243 | #N/A | #N/A | #N/A | #N/A | #N/A | #N/A | #N/A | #N/A | #N/A | #N/A | #N/A | #N/A | #N/A | #N/A | #N/A
[34 empty] | 243 | #N/A | #N/A | #N/A | #N/A | #N/A | #N/A | #N/A | #N/A | #N/A | #N/A | #N/A | #N/A | #N/A | #N/A | #N/A | [7 empty] | 243 | #N/A | #N/A | #N/A | #N/A | #N/A | #N/A | #N/A | #N/A | #N/A | #N/A | #N/A | #N/A | #N/A | #N/A | #N/A
[34 empty] | 244 | #N/A | #N/A | #N/A | #N/A | #N/A | #N/A | #N/A | #N/A | #N/A | #N/A | #N/A | #N/A | #N/A | #N/A | #N/A | [7 empty] | 244 | #N/A | #N/A | #N/A | #N/A | #N/A | #N/A | #N/A | #N/A | #N/A | #N/A | #N/A | #N/A | #N/A | #N/A | #N/A
[34 empty] | 244 | #N/A | #N/A | #N/A | #N/A | #N/A | #N/A | #N/A | #N/A | #N/A | #N/A | #N/A | #N/A | #N/A | #N/A | #N/A | [7 empty] | 244 | #N/A | #N/A | #N/A | #N/A | #N/A | #N/A | #N/A | #N/A | #N/A | #N/A | #N/A | #N/A | #N/A | #N/A | #N/A
[34 empty] | 245 | #N/A | #N/A | #N/A | #N/A | #N/A | #N/A | #N/A | #N/A | #N/A | #N/A | #N/A | #N/A | #N/A | #N/A | #N/A | [7 empty] | 245 | #N/A | #N/A | #N/A | #N/A | #N/A | #N/A | #N/A | #N/A | #N/A | #N/A | #N/A | #N/A | #N/A | #N/A | #N/A
[34 empty] | 245 | #N/A | #N/A | #N/A | #N/A | #N/A | #N/A | #N/A | #N/A | #N/A | #N/A | #N/A | #N/A | #N/A | #N/A | #N/A | [7 empty] | 245 | #N/A | #N/A | #N/A | #N/A | #N/A | #N/A | #N/A | #N/A | #N/A | #N/A | #N/A | #N/A | #N/A | #N/A | #N/A
[34 empty] | 246 | #N/A | #N/A | #N/A | #N/A | #N/A | #N/A | #N/A | #N/A | #N/A | #N/A | #N/A | #N/A | #N/A | #N/A | #N/A | [7 empty] | 246 | #N/A | #N/A | #N/A | #N/A | #N/A | #N/A | #N/A | #N/A | #N/A | #N/A | #N/A | #N/A | #N/A | #N/A | #N/A
[34 empty] | 246 | #N/A | #N/A | #N/A | #N/A | #N/A | #N/A | #N/A | #N/A | #N/A | #N/A | #N/A | #N/A | #N/A | #N/A | #N/A | [7 empty] | 246 | #N/A | #N/A | #N/A | #N/A | #N/A | #N/A | #N/A | #N/A | #N/A | #N/A | #N/A | #N/A | #N/A | #N/A | #N/A
[34 empty] | 247 | #N/A | #N/A | #N/A | #N/A | #N/A | #N/A | #N/A | #N/A | #N/A | #N/A | #N/A | #N/A | #N/A | #N/A | #N/A | [7 empty] | 247 | #N/A | #N/A | #N/A | #N/A | #N/A | #N/A | #N/A | #N/A | #N/A | #N/A | #N/A | #N/A | #N/A | #N/A | #N/A
[34 empty] | 247 | #N/A | #N/A | #N/A | #N/A | #N/A | #N/A | #N/A | #N/A | #N/A | #N/A | #N/A | #N/A | #N/A | #N/A | #N/A | [7 empty] | 247 | #N/A | #N/A | #N/A | #N/A | #N/A | #N/A | #N/A | #N/A | #N/A | #N/A | #N/A | #N/A | #N/A | #N/A | #N/A
[34 empty] | 248 | #N/A | #N/A | #N/A | #N/A | #N/A | #N/A | #N/A | #N/A | #N/A | #N/A | #N/A | #N/A | #N/A | #N/A | #N/A | [7 empty] | 248 | #N/A | #N/A | #N/A | #N/A | #N/A | #N/A | #N/A | #N/A | #N/A | #N/A | #N/A | #N/A | #N/A | #N/A | #N/A
[34 empty] | 248 | #N/A | #N/A | #N/A | #N/A | #N/A | #N/A | #N/A | #N/A | #N/A | #N/A | #N/A | #N/A | #N/A | #N/A | #N/A | [7 empty] | 248 | #N/A | #N/A | #N/A | #N/A | #N/A | #N/A | #N/A | #N/A | #N/A | #N/A | #N/A | #N/A | #N/A | #N/A | #N/A
[34 empty] | 249 | #N/A | #N/A | #N/A | #N/A | #N/A | #N/A | #N/A | #N/A | #N/A | #N/A | #N/A | #N/A | #N/A | #N/A | #N/A | [7 empty] | 249 | #N/A | #N/A | #N/A | #N/A | #N/A | #N/A | #N/A | #N/A | #N/A | #N/A | #N/A | #N/A | #N/A | #N/A | #N/A
[34 empty] | 249 | #N/A | #N/A | #N/A | #N/A | #N/A | #N/A | #N/A | #N/A | #N/A | #N/A | #N/A | #N/A | #N/A | #N/A | #N/A | [7 empty] | 249 | #N/A | #N/A | #N/A | #N/A | #N/A | #N/A | #N/A | #N/A | #N/A | #N/A | #N/A | #N/A | #N/A | #N/A | #N/A
[34 empty] | 250 | #N/A | #N/A | #N/A | #N/A | #N/A | #N/A | #N/A | #N/A | #N/A | #N/A | #N/A | #N/A | #N/A | #N/A | #N/A | [7 empty] | 250 | #N/A | #N/A | #N/A | #N/A | #N/A | #N/A | #N/A | #N/A | #N/A | #N/A | #N/A | #N/A | #N/A | #N/A | #N/A
[34 empty] | 250 | #N/A | #N/A | #N/A | #N/A | #N/A | #N/A | #N/A | #N/A | #N/A | #N/A | #N/A | #N/A | #N/A | #N/A | #N/A | [7 empty] | 250 | #N/A | #N/A | #N/A | #N/A | #N/A | #N/A | #N/A | #N/A | #N/A | #N/A | #N/A | #N/A | #N/A | #N/A | #N/A
[34 empty] | 251 | #N/A | #N/A | #N/A | #N/A | #N/A | #N/A | #N/A | #N/A | #N/A | #N/A | #N/A | #N/A | #N/A | #N/A | #N/A | [7 empty] | 251 | #N/A | #N/A | #N/A | #N/A | #N/A | #N/A | #N/A | #N/A | #N/A | #N/A | #N/A | #N/A | #N/A | #N/A | #N/A
[34 empty] | 251 | #N/A | #N/A | #N/A | #N/A | #N/A | #N/A | #N/A | #N/A | #N/A | #N/A | #N/A | #N/A | #N/A | #N/A | #N/A | [7 empty] | 251 | #N/A | #N/A | #N/A | #N/A | #N/A | #N/A | #N/A | #N/A | #N/A | #N/A | #N/A | #N/A | #N/A | #N/A | #N/A
[34 empty] | 252 | #N/A | #N/A | #N/A | #N/A | #N/A | #N/A | #N/A | #N/A | #N/A | #N/A | #N/A | #N/A | #N/A | #N/A | #N/A | [7 empty] | 252 | #N/A | #N/A | #N/A | #N/A | #N/A | #N/A | #N/A | #N/A | #N/A | #N/A | #N/A | #N/A | #N/A | #N/A | #N/A
[34 empty] | 252 | #N/A | #N/A | #N/A | #N/A | #N/A | #N/A | #N/A | #N/A | #N/A | #N/A | #N/A | #N/A | #N/A | #N/A | #N/A | [7 empty] | 252 | #N/A | #N/A | #N/A | #N/A | #N/A | #N/A | #N/A | #N/A | #N/A | #N/A | #N/A | #N/A | #N/A | #N/A | #N/A
[34 empty] | 253 | #N/A | #N/A | #N/A | #N/A | #N/A | #N/A | #N/A | #N/A | #N/A | #N/A | #N/A | #N/A | #N/A | #N/A | #N/A | [7 empty] | 253 | #N/A | #N/A | #N/A | #N/A | #N/A | #N/A | #N/A | #N/A | #N/A | #N/A | #N/A | #N/A | #N/A | #N/A | #N/A
[34 empty] | 253 | #N/A | #N/A | #N/A | #N/A | #N/A | #N/A | #N/A | #N/A | #N/A | #N/A | #N/A | #N/A | #N/A | #N/A | #N/A | [7 empty] | 253 | #N/A | #N/A | #N/A | #N/A | #N/A | #N/A | #N/A | #N/A | #N/A | #N/A | #N/A | #N/A | #N/A | #N/A | #N/A
[34 empty] | 254 | #N/A | #N/A | #N/A | #N/A | #N/A | #N/A | #N/A | #N/A | #N/A | #N/A | #N/A | #N/A | #N/A | #N/A | #N/A | [7 empty] | 254 | #N/A | #N/A | #N/A | #N/A | #N/A | #N/A | #N/A | #N/A | #N/A | #N/A | #N/A | #N/A | #N/A | #N/A | #N/A
[34 empty] | 254 | #N/A | #N/A | #N/A | #N/A | #N/A | #N/A | #N/A | #N/A | #N/A | #N/A | #N/A | #N/A | #N/A | #N/A | #N/A | [7 empty] | 254 | #N/A | #N/A | #N/A | #N/A | #N/A | #N/A | #N/A | #N/A | #N/A | #N/A | #N/A | #N/A | #N/A | #N/A | #N/A
[34 empty] | 255 | #N/A | #N/A | #N/A | #N/A | #N/A | #N/A | #N/A | #N/A | #N/A | #N/A | #N/A | #N/A | #N/A | #N/A | #N/A | [7 empty] | 255 | #N/A | #N/A | #N/A | #N/A | #N/A | #N/A | #N/A | #N/A | #N/A | #N/A | #N/A | #N/A | #N/A | #N/A | #N/A
[34 empty] | 255 | #N/A | #N/A | #N/A | #N/A | #N/A | #N/A | #N/A | #N/A | #N/A | #N/A | #N/A | #N/A | #N/A | #N/A | #N/A | [7 empty] | 255 | #N/A | #N/A | #N/A | #N/A | #N/A | #N/A | #N/A | #N/A | #N/A | #N/A | #N/A | #N/A | #N/A | #N/A | #N/A
[34 empty] | 256 | #N/A | #N/A | #N/A | #N/A | #N/A | #N/A | #N/A | #N/A | #N/A | #N/A | #N/A | #N/A | #N/A | #N/A | #N/A | [7 empty] | 256 | #N/A | #N/A | #N/A | #N/A | #N/A | #N/A | #N/A | #N/A | #N/A | #N/A | #N/A | #N/A | #N/A | #N/A | #N/A
[34 empty] | 256 | #N/A | #N/A | #N/A | #N/A | #N/A | #N/A | #N/A | #N/A | #N/A | #N/A | #N/A | #N/A | #N/A | #N/A | #N/A | [7 empty] | 256 | #N/A | #N/A | #N/A | #N/A | #N/A | #N/A | #N/A | #N/A | #N/A | #N/A | #N/A | #N/A | #N/A | #N/A | #N/A
[34 empty] | 257 | #N/A | #N/A | #N/A | #N/A | #N/A | #N/A | #N/A | #N/A | #N/A | #N/A | #N/A | #N/A | #N/A | #N/A | #N/A | [7 empty] | 257 | #N/A | #N/A | #N/A | #N/A | #N/A | #N/A | #N/A | #N/A | #N/A | #N/A | #N/A | #N/A | #N/A | #N/A | #N/A
[34 empty] | 257 | #N/A | #N/A | #N/A | #N/A | #N/A | #N/A | #N/A | #N/A | #N/A | #N/A | #N/A | #N/A | #N/A | #N/A | #N/A | [7 empty] | 257 | #N/A | #N/A | #N/A | #N/A | #N/A | #N/A | #N/A | #N/A | #N/A | #N/A | #N/A | #N/A | #N/A | #N/A | #N/A
[34 empty] | 258 | #N/A | #N/A | #N/A | #N/A | #N/A | #N/A | #N/A | #N/A | #N/A | #N/A | #N/A | #N/A | #N/A | #N/A | #N/A | [7 empty] | 258 | #N/A | #N/A | #N/A | #N/A | #N/A | #N/A | #N/A | #N/A | #N/A | #N/A | #N/A | #N/A | #N/A | #N/A | #N/A
[34 empty] | 258 | #N/A | #N/A | #N/A | #N/A | #N/A | #N/A | #N/A | #N/A | #N/A | #N/A | #N/A | #N/A | #N/A | #N/A | #N/A | [7 empty] | 258 | #N/A | #N/A | #N/A | #N/A | #N/A | #N/A | #N/A | #N/A | #N/A | #N/A | #N/A | #N/A | #N/A | #N/A | #N/A
[34 empty] | 259 | #N/A | #N/A | #N/A | #N/A | #N/A | #N/A | #N/A | #N/A | #N/A | #N/A | #N/A | #N/A | #N/A | #N/A | #N/A | [7 empty] | 259 | #N/A | #N/A | #N/A | #N/A | #N/A | #N/A | #N/A | #N/A | #N/A | #N/A | #N/A | #N/A | #N/A | #N/A | #N/A
[34 empty] | 259 | #N/A | #N/A | #N/A | #N/A | #N/A | #N/A | #N/A | #N/A | #N/A | #N/A | #N/A | #N/A | #N/A | #N/A | #N/A | [7 empty] | 259 | #N/A | #N/A | #N/A | #N/A | #N/A | #N/A | #N/A | #N/A | #N/A | #N/A | #N/A | #N/A | #N/A | #N/A | #N/A
[34 empty] | 260 | #N/A | #N/A | #N/A | #N/A | #N/A | #N/A | #N/A | #N/A | #N/A | #N/A | #N/A | #N/A | #N/A | #N/A | #N/A | [7 empty] | 260 | #N/A | #N/A | #N/A | #N/A | #N/A | #N/A | #N/A | #N/A | #N/A | #N/A | #N/A | #N/A | #N/A | #N/A | #N/A
[34 empty] | 260 | #N/A | #N/A | #N/A | #N/A | #N/A | #N/A | #N/A | #N/A | #N/A | #N/A | #N/A | #N/A | #N/A | #N/A | #N/A | [7 empty] | 260 | #N/A | #N/A | #N/A | #N/A | #N/A | #N/A | #N/A | #N/A | #N/A | #N/A | #N/A | #N/A | #N/A | #N/A | #N/A
[34 empty] | 261 | #N/A | #N/A | #N/A | #N/A | #N/A | #N/A | #N/A | #N/A | #N/A | #N/A | #N/A | #N/A | #N/A | #N/A | #N/A | [7 empty] | 261 | #N/A | #N/A | #N/A | #N/A | #N/A | #N/A | #N/A | #N/A | #N/A | #N/A | #N/A | #N/A | #N/A | #N/A | #N/A
[34 empty] | 261 | #N/A | #N/A | #N/A | #N/A | #N/A | #N/A | #N/A | #N/A | #N/A | #N/A | #N/A | #N/A | #N/A | #N/A | #N/A | [7 empty] | 261 | #N/A | #N/A | #N/A | #N/A | #N/A | #N/A | #N/A | #N/A | #N/A | #N/A | #N/A | #N/A | #N/A | #N/A | #N/A
[34 empty] | 262 | #N/A | #N/A | #N/A | #N/A | #N/A | #N/A | #N/A | #N/A | #N/A | #N/A | #N/A | #N/A | #N/A | #N/A | #N/A | [7 empty] | 262 | #N/A | #N/A | #N/A | #N/A | #N/A | #N/A | #N/A | #N/A | #N/A | #N/A | #N/A | #N/A | #N/A | #N/A | #N/A
[34 empty] | 262 | #N/A | #N/A | #N/A | #N/A | #N/A | #N/A | #N/A | #N/A | #N/A | #N/A | #N/A | #N/A | #N/A | #N/A | #N/A | [7 empty] | 262 | #N/A | #N/A | #N/A | #N/A | #N/A | #N/A | #N/A | #N/A | #N/A | #N/A | #N/A | #N/A | #N/A | #N/A | #N/A
[34 empty] | 263 | #N/A | #N/A | #N/A | #N/A | #N/A | #N/A | #N/A | #N/A | #N/A | #N/A | #N/A | #N/A | #N/A | #N/A | #N/A | [7 empty] | 263 | #N/A | #N/A | #N/A | #N/A | #N/A | #N/A | #N/A | #N/A | #N/A | #N/A | #N/A | #N/A | #N/A | #N/A | #N/A
[34 empty] | 263 | #N/A | #N/A | #N/A | #N/A | #N/A | #N/A | #N/A | #N/A | #N/A | #N/A | #N/A | #N/A | #N/A | #N/A | #N/A | [7 empty] | 263 | #N/A | #N/A | #N/A | #N/A | #N/A | #N/A | #N/A | #N/A | #N/A | #N/A | #N/A | #N/A | #N/A | #N/A | #N/A
[34 empty] | 264 | #N/A | #N/A | #N/A | #N/A | #N/A | #N/A | #N/A | #N/A | #N/A | #N/A | #N/A | #N/A | #N/A | #N/A | #N/A | [7 empty] | 264 | #N/A | #N/A | #N/A | #N/A | #N/A | #N/A | #N/A | #N/A | #N/A | #N/A | #N/A | #N/A | #N/A | #N/A | #N/A
[34 empty] | 264 | #N/A | #N/A | #N/A | #N/A | #N/A | #N/A | #N/A | #N/A | #N/A | #N/A | #N/A | #N/A | #N/A | #N/A | #N/A | [7 empty] | 264 | #N/A | #N/A | #N/A | #N/A | #N/A | #N/A | #N/A | #N/A | #N/A | #N/A | #N/A | #N/A | #N/A | #N/A | #N/A
[34 empty] | 265 | #N/A | #N/A | #N/A | #N/A | #N/A | #N/A | #N/A | #N/A | #N/A | #N/A | #N/A | #N/A | #N/A | #N/A | #N/A | [7 empty] | 265 | #N/A | #N/A | #N/A | #N/A | #N/A | #N/A | #N/A | #N/A | #N/A | #N/A | #N/A | #N/A | #N/A | #N/A | #N/A
[34 empty] | 265 | #N/A | #N/A | #N/A | #N/A | #N/A | #N/A | #N/A | #N/A | #N/A | #N/A | #N/A | #N/A | #N/A | #N/A | #N/A | [7 empty] | 265 | #N/A | #N/A | #N/A | #N/A | #N/A | #N/A | #N/A | #N/A | #N/A | #N/A | #N/A | #N/A | #N/A | #N/A | #N/A
[34 empty] | 266 | #N/A | #N/A | #N/A | #N/A | #N/A | #N/A | #N/A | #N/A | #N/A | #N/A | #N/A | #N/A | #N/A | #N/A | #N/A | [7 empty] | 266 | #N/A | #N/A | #N/A | #N/A | #N/A | #N/A | #N/A | #N/A | #N/A | #N/A | #N/A | #N/A | #N/A | #N/A | #N/A
[34 empty] | 266 | #N/A | #N/A | #N/A | #N/A | #N/A | #N/A | #N/A | #N/A | #N/A | #N/A | #N/A | #N/A | #N/A | #N/A | #N/A | [7 empty] | 266 | #N/A | #N/A | #N/A | #N/A | #N/A | #N/A | #N/A | #N/A | #N/A | #N/A | #N/A | #N/A | #N/A | #N/A | #N/A
[34 empty] | 267 | #N/A | #N/A | #N/A | #N/A | #N/A | #N/A | #N/A | #N/A | #N/A | #N/A | #N/A | #N/A | #N/A | #N/A | #N/A | [7 empty] | 267 | #N/A | #N/A | #N/A | #N/A | #N/A | #N/A | #N/A | #N/A | #N/A | #N/A | #N/A | #N/A | #N/A | #N/A | #N/A
[34 empty] | 267 | #N/A | #N/A | #N/A | #N/A | #N/A | #N/A | #N/A | #N/A | #N/A | #N/A | #N/A | #N/A | #N/A | #N/A | #N/A | [7 empty] | 267 | #N/A | #N/A | #N/A | #N/A | #N/A | #N/A | #N/A | #N/A | #N/A | #N/A | #N/A | #N/A | #N/A | #N/A | #N/A
[34 empty] | 268 | #N/A | #N/A | #N/A | #N/A | #N/A | #N/A | #N/A | #N/A | #N/A | #N/A | #N/A | #N/A | #N/A | #N/A | #N/A | [7 empty] | 268 | #N/A | #N/A | #N/A | #N/A | #N/A | #N/A | #N/A | #N/A | #N/A | #N/A | #N/A | #N/A | #N/A | #N/A | #N/A
[34 empty] | 268 | #N/A | #N/A | #N/A | #N/A | #N/A | #N/A | #N/A | #N/A | #N/A | #N/A | #N/A | #N/A | #N/A | #N/A | #N/A | [7 empty] | 268 | #N/A | #N/A | #N/A | #N/A | #N/A | #N/A | #N/A | #N/A | #N/A | #N/A | #N/A | #N/A | #N/A | #N/A | #N/A
[34 empty] | 269 | #N/A | #N/A | #N/A | #N/A | #N/A | #N/A | #N/A | #N/A | #N/A | #N/A | #N/A | #N/A | #N/A | #N/A | #N/A | [7 empty] | 269 | #N/A | #N/A | #N/A | #N/A | #N/A | #N/A | #N/A | #N/A | #N/A | #N/A | #N/A | #N/A | #N/A | #N/A | #N/A
[34 empty] | 269 | #N/A | #N/A | #N/A | #N/A | #N/A | #N/A | #N/A | #N/A | #N/A | #N/A | #N/A | #N/A | #N/A | #N/A | #N/A | [7 empty] | 269 | #N/A | #N/A | #N/A | #N/A | #N/A | #N/A | #N/A | #N/A | #N/A | #N/A | #N/A | #N/A | #N/A | #N/A | #N/A
[34 empty] | 270 | #N/A | #N/A | #N/A | #N/A | #N/A | #N/A | #N/A | #N/A | #N/A | #N/A | #N/A | #N/A | #N/A | #N/A | #N/A | [7 empty] | 270 | #N/A | #N/A | #N/A | #N/A | #N/A | #N/A | #N/A | #N/A | #N/A | #N/A | #N/A | #N/A | #N/A | #N/A | #N/A
[34 empty] | 270 | #N/A | #N/A | #N/A | #N/A | #N/A | #N/A | #N/A | #N/A | #N/A | #N/A | #N/A | #N/A | #N/A | #N/A | #N/A | [7 empty] | 270 | #N/A | #N/A | #N/A | #N/A | #N/A | #N/A | #N/A | #N/A | #N/A | #N/A | #N/A | #N/A | #N/A | #N/A | #N/A
[34 empty] | 271 | #N/A | #N/A | #N/A | #N/A | #N/A | #N/A | #N/A | #N/A | #N/A | #N/A | #N/A | #N/A | #N/A | #N/A | #N/A | [7 empty] | 271 | #N/A | #N/A | #N/A | #N/A | #N/A | #N/A | #N/A | #N/A | #N/A | #N/A | #N/A | #N/A | #N/A | #N/A | #N/A
[34 empty] | 271 | #N/A | #N/A | #N/A | #N/A | #N/A | #N/A | #N/A | #N/A | #N/A | #N/A | #N/A | #N/A | #N/A | #N/A | #N/A | [7 empty] | 271 | #N/A | #N/A | #N/A | #N/A | #N/A | #N/A | #N/A | #N/A | #N/A | #N/A | #N/A | #N/A | #N/A | #N/A | #N/A
[34 empty] | 272 | #N/A | #N/A | #N/A | #N/A | #N/A | #N/A | #N/A | #N/A | #N/A | #N/A | #N/A | #N/A | #N/A | #N/A | #N/A | [7 empty] | 272 | #N/A | #N/A | #N/A | #N/A | #N/A | #N/A | #N/A | #N/A | #N/A | #N/A | #N/A | #N/A | #N/A | #N/A | #N/A
[34 empty] | 272 | #N/A | #N/A | #N/A | #N/A | #N/A | #N/A | #N/A | #N/A | #N/A | #N/A | #N/A | #N/A | #N/A | #N/A | #N/A | [7 empty] | 272 | #N/A | #N/A | #N/A | #N/A | #N/A | #N/A | #N/A | #N/A | #N/A | #N/A | #N/A | #N/A | #N/A | #N/A | #N/A
[34 empty] | 273 | #N/A | #N/A | #N/A | #N/A | #N/A | #N/A | #N/A | #N/A | #N/A | #N/A | #N/A | #N/A | #N/A | #N/A | #N/A | [7 empty] | 273 | #N/A | #N/A | #N/A | #N/A | #N/A | #N/A | #N/A | #N/A | #N/A | #N/A | #N/A | #N/A | #N/A | #N/A | #N/A
[34 empty] | 273 | #N/A | #N/A | #N/A | #N/A | #N/A | #N/A | #N/A | #N/A | #N/A | #N/A | #N/A | #N/A | #N/A | #N/A | #N/A | [7 empty] | 273 | #N/A | #N/A | #N/A | #N/A | #N/A | #N/A | #N/A | #N/A | #N/A | #N/A | #N/A | #N/A | #N/A | #N/A | #N/A
[34 empty] | 274 | #N/A | #N/A | #N/A | #N/A | #N/A | #N/A | #N/A | #N/A | #N/A | #N/A | #N/A | #N/A | #N/A | #N/A | #N/A | [7 empty] | 274 | #N/A | #N/A | #N/A | #N/A | #N/A | #N/A | #N/A | #N/A | #N/A | #N/A | #N/A | #N/A | #N/A | #N/A | #N/A
[34 empty] | 274 | #N/A | #N/A | #N/A | #N/A | #N/A | #N/A | #N/A | #N/A | #N/A | #N/A | #N/A | #N/A | #N/A | #N/A | #N/A | [7 empty] | 274 | #N/A | #N/A | #N/A | #N/A | #N/A | #N/A | #N/A | #N/A | #N/A | #N/A | #N/A | #N/A | #N/A | #N/A | #N/A
[34 empty] | 275 | #N/A | #N/A | #N/A | #N/A | #N/A | #N/A | #N/A | #N/A | #N/A | #N/A | #N/A | #N/A | #N/A | #N/A | #N/A | [7 empty] | 275 | #N/A | #N/A | #N/A | #N/A | #N/A | #N/A | #N/A | #N/A | #N/A | #N/A | #N/A | #N/A | #N/A | #N/A | #N/A
[34 empty] | 275 | #N/A | #N/A | #N/A | #N/A | #N/A | #N/A | #N/A | #N/A | #N/A | #N/A | #N/A | #N/A | #N/A | #N/A | #N/A | [7 empty] | 275 | #N/A | #N/A | #N/A | #N/A | #N/A | #N/A | #N/A | #N/A | #N/A | #N/A | #N/A | #N/A | #N/A | #N/A | #N/A
[34 empty] | 276 | #N/A | #N/A | #N/A | #N/A | #N/A | #N/A | #N/A | #N/A | #N/A | #N/A | #N/A | #N/A | #N/A | #N/A | #N/A | [7 empty] | 276 | #N/A | #N/A | #N/A | #N/A | #N/A | #N/A | #N/A | #N/A | #N/A | #N/A | #N/A | #N/A | #N/A | #N/A | #N/A
[34 empty] | 276 | #N/A | #N/A | #N/A | #N/A | #N/A | #N/A | #N/A | #N/A | #N/A | #N/A | #N/A | #N/A | #N/A | #N/A | #N/A | [7 empty] | 276 | #N/A | #N/A | #N/A | #N/A | #N/A | #N/A | #N/A | #N/A | #N/A | #N/A | #N/A | #N/A | #N/A | #N/A | #N/A
[34 empty] | 277 | #N/A | #N/A | #N/A | #N/A | #N/A | #N/A | #N/A | #N/A | #N/A | #N/A | #N/A | #N/A | #N/A | #N/A | #N/A | [7 empty] | 277 | #N/A | #N/A | #N/A | #N/A | #N/A | #N/A | #N/A | #N/A | #N/A | #N/A | #N/A | #N/A | #N/A | #N/A | #N/A
[34 empty] | 277 | #N/A | #N/A | #N/A | #N/A | #N/A | #N/A | #N/A | #N/A | #N/A | #N/A | #N/A | #N/A | #N/A | #N/A | #N/A | [7 empty] | 277 | #N/A | #N/A | #N/A | #N/A | #N/A | #N/A | #N/A | #N/A | #N/A | #N/A | #N/A | #N/A | #N/A | #N/A | #N/A
[34 empty] | 278 | #N/A | #N/A | #N/A | #N/A | #N/A | #N/A | #N/A | #N/A | #N/A | #N/A | #N/A | #N/A | #N/A | #N/A | #N/A | [7 empty] | 278 | #N/A | #N/A | #N/A | #N/A | #N/A | #N/A | #N/A | #N/A | #N/A | #N/A | #N/A | #N/A | #N/A | #N/A | #N/A
[34 empty] | 278 | #N/A | #N/A | #N/A | #N/A | #N/A | #N/A | #N/A | #N/A | #N/A | #N/A | #N/A | #N/A | #N/A | #N/A | #N/A | [7 empty] | 278 | #N/A | #N/A | #N/A | #N/A | #N/A | #N/A | #N/A | #N/A | #N/A | #N/A | #N/A | #N/A | #N/A | #N/A | #N/A
[34 empty] | 279 | #N/A | #N/A | #N/A | #N/A | #N/A | #N/A | #N/A | #N/A | #N/A | #N/A | #N/A | #N/A | #N/A | #N/A | #N/A | [7 empty] | 279 | #N/A | #N/A | #N/A | #N/A | #N/A | #N/A | #N/A | #N/A | #N/A | #N/A | #N/A | #N/A | #N/A | #N/A | #N/A
[34 empty] | 279 | #N/A | #N/A | #N/A | #N/A | #N/A | #N/A | #N/A | #N/A | #N/A | #N/A | #N/A | #N/A | #N/A | #N/A | #N/A | [7 empty] | 279 | #N/A | #N/A | #N/A | #N/A | #N/A | #N/A | #N/A | #N/A | #N/A | #N/A | #N/A | #N/A | #N/A | #N/A | #N/A
[34 empty] | 280 | #N/A | #N/A | #N/A | #N/A | #N/A | #N/A | #N/A | #N/A | #N/A | #N/A | #N/A | #N/A | #N/A | #N/A | #N/A | [7 empty] | 280 | #N/A | #N/A | #N/A | #N/A | #N/A | #N/A | #N/A | #N/A | #N/A | #N/A | #N/A | #N/A | #N/A | #N/A | #N/A
[34 empty] | 280 | #N/A | #N/A | #N/A | #N/A | #N/A | #N/A | #N/A | #N/A | #N/A | #N/A | #N/A | #N/A | #N/A | #N/A | #N/A | [7 empty] | 280 | #N/A | #N/A | #N/A | #N/A | #N/A | #N/A | #N/A | #N/A | #N/A | #N/A | #N/A | #N/A | #N/A | #N/A | #N/A
[34 empty] | 281 | #N/A | #N/A | #N/A | #N/A | #N/A | #N/A | #N/A | #N/A | #N/A | #N/A | #N/A | #N/A | #N/A | #N/A | #N/A | [7 empty] | 281 | #N/A | #N/A | #N/A | #N/A | #N/A | #N/A | #N/A | #N/A | #N/A | #N/A | #N/A | #N/A | #N/A | #N/A | #N/A
[34 empty] | 281 | #N/A | #N/A | #N/A | #N/A | #N/A | #N/A | #N/A | #N/A | #N/A | #N/A | #N/A | #N/A | #N/A | #N/A | #N/A | [7 empty] | 281 | #N/A | #N/A | #N/A | #N/A | #N/A | #N/A | #N/A | #N/A | #N/A | #N/A | #N/A | #N/A | #N/A | #N/A | #N/A
[34 empty] | 282 | #N/A | #N/A | #N/A | #N/A | #N/A | #N/A | #N/A | #N/A | #N/A | #N/A | #N/A | #N/A | #N/A | #N/A | #N/A | [7 empty] | 282 | #N/A | #N/A | #N/A | #N/A | #N/A | #N/A | #N/A | #N/A | #N/A | #N/A | #N/A | #N/A | #N/A | #N/A | #N/A
[34 empty] | 282 | #N/A | #N/A | #N/A | #N/A | #N/A | #N/A | #N/A | #N/A | #N/A | #N/A | #N/A | #N/A | #N/A | #N/A | #N/A | [7 empty] | 282 | #N/A | #N/A | #N/A | #N/A | #N/A | #N/A | #N/A | #N/A | #N/A | #N/A | #N/A | #N/A | #N/A | #N/A | #N/A
[34 empty] | 283 | #N/A | #N/A | #N/A | #N/A | #N/A | #N/A | #N/A | #N/A | #N/A | #N/A | #N/A | #N/A | #N/A | #N/A | #N/A | [7 empty] | 283 | #N/A | #N/A | #N/A | #N/A | #N/A | #N/A | #N/A | #N/A | #N/A | #N/A | #N/A | #N/A | #N/A | #N/A | #N/A
[34 empty] | 283 | #N/A | #N/A | #N/A | #N/A | #N/A | #N/A | #N/A | #N/A | #N/A | #N/A | #N/A | #N/A | #N/A | #N/A | #N/A | [7 empty] | 283 | #N/A | #N/A | #N/A | #N/A | #N/A | #N/A | #N/A | #N/A | #N/A | #N/A | #N/A | #N/A | #N/A | #N/A | #N/A
[34 empty] | 284 | #N/A | #N/A | #N/A | #N/A | #N/A | #N/A | #N/A | #N/A | #N/A | #N/A | #N/A | #N/A | #N/A | #N/A | #N/A | [7 empty] | 284 | #N/A | #N/A | #N/A | #N/A | #N/A | #N/A | #N/A | #N/A | #N/A | #N/A | #N/A | #N/A | #N/A | #N/A | #N/A
[34 empty] | 284 | #N/A | #N/A | #N/A | #N/A | #N/A | #N/A | #N/A | #N/A | #N/A | #N/A | #N/A | #N/A | #N/A | #N/A | #N/A | [7 empty] | 284 | #N/A | #N/A | #N/A | #N/A | #N/A | #N/A | #N/A | #N/A | #N/A | #N/A | #N/A | #N/A | #N/A | #N/A | #N/A
[34 empty] | 285 | #N/A | #N/A | #N/A | #N/A | #N/A | #N/A | #N/A | #N/A | #N/A | #N/A | #N/A | #N/A | #N/A | #N/A | #N/A | [7 empty] | 285 | #N/A | #N/A | #N/A | #N/A | #N/A | #N/A | #N/A | #N/A | #N/A | #N/A | #N/A | #N/A | #N/A | #N/A | #N/A
[34 empty] | 285 | #N/A | #N/A | #N/A | #N/A | #N/A | #N/A | #N/A | #N/A | #N/A | #N/A | #N/A | #N/A | #N/A | #N/A | #N/A | [7 empty] | 285 | #N/A | #N/A | #N/A | #N/A | #N/A | #N/A | #N/A | #N/A | #N/A | #N/A | #N/A | #N/A | #N/A | #N/A | #N/A
[34 empty] | 286 | #N/A | #N/A | #N/A | #N/A | #N/A | #N/A | #N/A | #N/A | #N/A | #N/A | #N/A | #N/A | #N/A | #N/A | #N/A | [7 empty] | 286 | #N/A | #N/A | #N/A | #N/A | #N/A | #N/A | #N/A | #N/A | #N/A | #N/A | #N/A | #N/A | #N/A | #N/A | #N/A
[34 empty] | 286 | #N/A | #N/A | #N/A | #N/A | #N/A | #N/A | #N/A | #N/A | #N/A | #N/A | #N/A | #N/A | #N/A | #N/A | #N/A | [7 empty] | 286 | #N/A | #N/A | #N/A | #N/A | #N/A | #N/A | #N/A | #N/A | #N/A | #N/A | #N/A | #N/A | #N/A | #N/A | #N/A
[34 empty] | 287 | #N/A | #N/A | #N/A | #N/A | #N/A | #N/A | #N/A | #N/A | #N/A | #N/A | #N/A | #N/A | #N/A | #N/A | #N/A | [7 empty] | 287 | #N/A | #N/A | #N/A | #N/A | #N/A | #N/A | #N/A | #N/A | #N/A | #N/A | #N/A | #N/A | #N/A | #N/A | #N/A
[34 empty] | 287 | #N/A | #N/A | #N/A | #N/A | #N/A | #N/A | #N/A | #N/A | #N/A | #N/A | #N/A | #N/A | #N/A | #N/A | #N/A | [7 empty] | 287 | #N/A | #N/A | #N/A | #N/A | #N/A | #N/A | #N/A | #N/A | #N/A | #N/A | #N/A | #N/A | #N/A | #N/A | #N/A
[34 empty] | 288 | #N/A | #N/A | #N/A | #N/A | #N/A | #N/A | #N/A | #N/A | #N/A | #N/A | #N/A | #N/A | #N/A | #N/A | #N/A | [7 empty] | 288 | #N/A | #N/A | #N/A | #N/A | #N/A | #N/A | #N/A | #N/A | #N/A | #N/A | #N/A | #N/A | #N/A | #N/A | #N/A
[34 empty] | 288 | #N/A | #N/A | #N/A | #N/A | #N/A | #N/A | #N/A | #N/A | #N/A | #N/A | #N/A | #N/A | #N/A | #N/A | #N/A | [7 empty] | 288 | #N/A | #N/A | #N/A | #N/A | #N/A | #N/A | #N/A | #N/A | #N/A | #N/A | #N/A | #N/A | #N/A | #N/A | #N/A
[34 empty] | 289 | #N/A | #N/A | #N/A | #N/A | #N/A | #N/A | #N/A | #N/A | #N/A | #N/A | #N/A | #N/A | #N/A | #N/A | #N/A | [7 empty] | 289 | #N/A | #N/A | #N/A | #N/A | #N/A | #N/A | #N/A | #N/A | #N/A | #N/A | #N/A | #N/A | #N/A | #N/A | #N/A
[34 empty] | 289 | #N/A | #N/A | #N/A | #N/A | #N/A | #N/A | #N/A | #N/A | #N/A | #N/A | #N/A | #N/A | #N/A | #N/A | #N/A | [7 empty] | 289 | #N/A | #N/A | #N/A | #N/A | #N/A | #N/A | #N/A | #N/A | #N/A | #N/A | #N/A | #N/A | #N/A | #N/A | #N/A
[34 empty] | 290 | #N/A | #N/A | #N/A | #N/A | #N/A | #N/A | #N/A | #N/A | #N/A | #N/A | #N/A | #N/A | #N/A | #N/A | #N/A | [7 empty] | 290 | #N/A | #N/A | #N/A | #N/A | #N/A | #N/A | #N/A | #N/A | #N/A | #N/A | #N/A | #N/A | #N/A | #N/A | #N/A
[34 empty] | 290 | #N/A | #N/A | #N/A | #N/A | #N/A | #N/A | #N/A | #N/A | #N/A | #N/A | #N/A | #N/A | #N/A | #N/A | #N/A | [7 empty] | 290 | #N/A | #N/A | #N/A | #N/A | #N/A | #N/A | #N/A | #N/A | #N/A | #N/A | #N/A | #N/A | #N/A | #N/A | #N/A
[34 empty] | 291 | #N/A | #N/A | #N/A | #N/A | #N/A | #N/A | #N/A | #N/A | #N/A | #N/A | #N/A | #N/A | #N/A | #N/A | #N/A | [7 empty] | 291 | #N/A | #N/A | #N/A | #N/A | #N/A | #N/A | #N/A | #N/A | #N/A | #N/A | #N/A | #N/A | #N/A | #N/A | #N/A
[34 empty] | 291 | #N/A | #N/A | #N/A | #N/A | #N/A | #N/A | #N/A | #N/A | #N/A | #N/A | #N/A | #N/A | #N/A | #N/A | #N/A | [7 empty] | 291 | #N/A | #N/A | #N/A | #N/A | #N/A | #N/A | #N/A | #N/A | #N/A | #N/A | #N/A | #N/A | #N/A | #N/A | #N/A
[34 empty] | 292 | #N/A | #N/A | #N/A | #N/A | #N/A | #N/A | #N/A | #N/A | #N/A | #N/A | #N/A | #N/A | #N/A | #N/A | #N/A | [7 empty] | 292 | #N/A | #N/A | #N/A | #N/A | #N/A | #N/A | #N/A | #N/A | #N/A | #N/A | #N/A | #N/A | #N/A | #N/A | #N/A
[34 empty] | 292 | #N/A | #N/A | #N/A | #N/A | #N/A | #N/A | #N/A | #N/A | #N/A | #N/A | #N/A | #N/A | #N/A | #N/A | #N/A | [7 empty] | 292 | #N/A | #N/A | #N/A | #N/A | #N/A | #N/A | #N/A | #N/A | #N/A | #N/A | #N/A | #N/A | #N/A | #N/A | #N/A
[34 empty] | 293 | #N/A | #N/A | #N/A | #N/A | #N/A | #N/A | #N/A | #N/A | #N/A | #N/A | #N/A | #N/A | #N/A | #N/A | #N/A | [7 empty] | 293 | #N/A | #N/A | #N/A | #N/A | #N/A | #N/A | #N/A | #N/A | #N/A | #N/A | #N/A | #N/A | #N/A | #N/A | #N/A
[34 empty] | 293 | #N/A | #N/A | #N/A | #N/A | #N/A | #N/A | #N/A | #N/A | #N/A | #N/A | #N/A | #N/A | #N/A | #N/A | #N/A | [7 empty] | 293 | #N/A | #N/A | #N/A | #N/A | #N/A | #N/A | #N/A | #N/A | #N/A | #N/A | #N/A | #N/A | #N/A | #N/A | #N/A
[34 empty] | 294 | #N/A | #N/A | #N/A | #N/A | #N/A | #N/A | #N/A | #N/A | #N/A | #N/A | #N/A | #N/A | #N/A | #N/A | #N/A | [7 empty] | 294 | #N/A | #N/A | #N/A | #N/A | #N/A | #N/A | #N/A | #N/A | #N/A | #N/A | #N/A | #N/A | #N/A | #N/A | #N/A
[34 empty] | 294 | #N/A | #N/A | #N/A | #N/A | #N/A | #N/A | #N/A | #N/A | #N/A | #N/A | #N/A | #N/A | #N/A | #N/A | #N/A | [7 empty] | 294 | #N/A | #N/A | #N/A | #N/A | #N/A | #N/A | #N/A | #N/A | #N/A | #N/A | #N/A | #N/A | #N/A | #N/A | #N/A
[34 empty] | 295 | #N/A | #N/A | #N/A | #N/A | #N/A | #N/A | #N/A | #N/A | #N/A | #N/A | #N/A | #N/A | #N/A | #N/A | #N/A | [7 empty] | 295 | #N/A | #N/A | #N/A | #N/A | #N/A | #N/A | #N/A | #N/A | #N/A | #N/A | #N/A | #N/A | #N/A | #N/A | #N/A
[34 empty] | 295 | #N/A | #N/A | #N/A | #N/A | #N/A | #N/A | #N/A | #N/A | #N/A | #N/A | #N/A | #N/A | #N/A | #N/A | #N/A | [7 empty] | 295 | #N/A | #N/A | #N/A | #N/A | #N/A | #N/A | #N/A | #N/A | #N/A | #N/A | #N/A | #N/A | #N/A | #N/A | #N/A
[34 empty] | 296 | #N/A | #N/A | #N/A | #N/A | #N/A | #N/A | #N/A | #N/A | #N/A | #N/A | #N/A | #N/A | #N/A | #N/A | #N/A | [7 empty] | 296 | #N/A | #N/A | #N/A | #N/A | #N/A | #N/A | #N/A | #N/A | #N/A | #N/A | #N/A | #N/A | #N/A | #N/A | #N/A
[34 empty] | 296 | #N/A | #N/A | #N/A | #N/A | #N/A | #N/A | #N/A | #N/A | #N/A | #N/A | #N/A | #N/A | #N/A | #N/A | #N/A | [7 empty] | 296 | #N/A | #N/A | #N/A | #N/A | #N/A | #N/A | #N/A | #N/A | #N/A | #N/A | #N/A | #N/A | #N/A | #N/A | #N/A
[34 empty] | 297 | #N/A | #N/A | #N/A | #N/A | #N/A | #N/A | #N/A | #N/A | #N/A | #N/A | #N/A | #N/A | #N/A | #N/A | #N/A | [7 empty] | 297 | #N/A | #N/A | #N/A | #N/A | #N/A | #N/A | #N/A | #N/A | #N/A | #N/A | #N/A | #N/A | #N/A | #N/A | #N/A
[34 empty] | 297 | #N/A | #N/A | #N/A | #N/A | #N/A | #N/A | #N/A | #N/A | #N/A | #N/A | #N/A | #N/A | #N/A | #N/A | #N/A | [7 empty] | 297 | #N/A | #N/A | #N/A | #N/A | #N/A | #N/A | #N/A | #N/A | #N/A | #N/A | #N/A | #N/A | #N/A | #N/A | #N/A
[34 empty] | 298 | #N/A | #N/A | #N/A | #N/A | #N/A | #N/A | #N/A | #N/A | #N/A | #N/A | #N/A | #N/A | #N/A | #N/A | #N/A | [7 empty] | 298 | #N/A | #N/A | #N/A | #N/A | #N/A | #N/A | #N/A | #N/A | #N/A | #N/A | #N/A | #N/A | #N/A | #N/A | #N/A
[34 empty] | 298 | #N/A | #N/A | #N/A | #N/A | #N/A | #N/A | #N/A | #N/A | #N/A | #N/A | #N/A | #N/A | #N/A | #N/A | #N/A | [7 empty] | 298 | #N/A | #N/A | #N/A | #N/A | #N/A | #N/A | #N/A | #N/A | #N/A | #N/A | #N/A | #N/A | #N/A | #N/A | #N/A
[34 empty] | 299 | #N/A | #N/A | #N/A | #N/A | #N/A | #N/A | #N/A | #N/A | #N/A | #N/A | #N/A | #N/A | #N/A | #N/A | #N/A | [7 empty] | 299 | #N/A | #N/A | #N/A | #N/A | #N/A | #N/A | #N/A | #N/A | #N/A | #N/A | #N/A | #N/A | #N/A | #N/A | #N/A
[34 empty] | 299 | #N/A | #N/A | #N/A | #N/A | #N/A | #N/A | #N/A | #N/A | #N/A | #N/A | #N/A | #N/A | #N/A | #N/A | #N/A | [7 empty] | 299 | #N/A | #N/A | #N/A | #N/A | #N/A | #N/A | #N/A | #N/A | #N/A | #N/A | #N/A | #N/A | #N/A | #N/A | #N/A
[34 empty] | 300 | #N/A | #N/A | #N/A | #N/A | #N/A | #N/A | #N/A | #N/A | #N/A | #N/A | #N/A | #N/A | #N/A | #N/A | #N/A | [7 empty] | 300 | #N/A | #N/A | #N/A | #N/A | #N/A | #N/A | #N/A | #N/A | #N/A | #N/A | #N/A | #N/A | #N/A | #N/A | #N/A
[34 empty] | 300 | #N/A | #N/A | #N/A | #N/A | #N/A | #N/A | #N/A | #N/A | #N/A | #N/A | #N/A | #N/A | #N/A | #N/A | #N/A | [7 empty] | 300 | #N/A | #N/A | #N/A | #N/A | #N/A | #N/A | #N/A | #N/A | #N/A | #N/A | #N/A | #N/A | #N/A | #N/A | #N/A
[34 empty] | 301 | #N/A | #N/A | #N/A | #N/A | #N/A | #N/A | #N/A | #N/A | #N/A | #N/A | #N/A | #N/A | #N/A | #N/A | #N/A | [7 empty] | 301 | #N/A | #N/A | #N/A | #N/A | #N/A | #N/A | #N/A | #N/A | #N/A | #N/A | #N/A | #N/A | #N/A | #N/A | #N/A
[34 empty] | 301 | #N/A | #N/A | #N/A | #N/A | #N/A | #N/A | #N/A | #N/A | #N/A | #N/A | #N/A | #N/A | #N/A | #N/A | #N/A | [7 empty] | 301 | #N/A | #N/A | #N/A | #N/A | #N/A | #N/A | #N/A | #N/A | #N/A | #N/A | #N/A | #N/A | #N/A | #N/A | #N/A
[34 empty] | 302 | #N/A | #N/A | #N/A | #N/A | #N/A | #N/A | #N/A | #N/A | #N/A | #N/A | #N/A | #N/A | #N/A | #N/A | #N/A | [7 empty] | 302 | #N/A | #N/A | #N/A | #N/A | #N/A | #N/A | #N/A | #N/A | #N/A | #N/A | #N/A | #N/A | #N/A | #N/A | #N/A
[34 empty] | 302 | #N/A | #N/A | #N/A | #N/A | #N/A | #N/A | #N/A | #N/A | #N/A | #N/A | #N/A | #N/A | #N/A | #N/A | #N/A | [7 empty] | 302 | #N/A | #N/A | #N/A | #N/A | #N/A | #N/A | #N/A | #N/A | #N/A | #N/A | #N/A | #N/A | #N/A | #N/A | #N/A
[34 empty] | 303 | #N/A | #N/A | #N/A | #N/A | #N/A | #N/A | #N/A | #N/A | #N/A | #N/A | #N/A | #N/A | #N/A | #N/A | #N/A | [7 empty] | 303 | #N/A | #N/A | #N/A | #N/A | #N/A | #N/A | #N/A | #N/A | #N/A | #N/A | #N/A | #N/A | #N/A | #N/A | #N/A
[34 empty] | 303 | #N/A | #N/A | #N/A | #N/A | #N/A | #N/A | #N/A | #N/A | #N/A | #N/A | #N/A | #N/A | #N/A | #N/A | #N/A | [7 empty] | 303 | #N/A | #N/A | #N/A | #N/A | #N/A | #N/A | #N/A | #N/A | #N/A | #N/A | #N/A | #N/A | #N/A | #N/A | #N/A
[34 empty] | 304 | #N/A | #N/A | #N/A | #N/A | #N/A | #N/A | #N/A | #N/A | #N/A | #N/A | #N/A | #N/A | #N/A | #N/A | #N/A | [7 empty] | 304 | #N/A | #N/A | #N/A | #N/A | #N/A | #N/A | #N/A | #N/A | #N/A | #N/A | #N/A | #N/A | #N/A | #N/A | #N/A
[34 empty] | 304 | #N/A | #N/A | #N/A | #N/A | #N/A | #N/A | #N/A | #N/A | #N/A | #N/A | #N/A | #N/A | #N/A | #N/A | #N/A | [7 empty] | 304 | #N/A | #N/A | #N/A | #N/A | #N/A | #N/A | #N/A | #N/A | #N/A | #N/A | #N/A | #N/A | #N/A | #N/A | #N/A
[34 empty] | 305 | #N/A | #N/A | #N/A | #N/A | #N/A | #N/A | #N/A | #N/A | #N/A | #N/A | #N/A | #N/A | #N/A | #N/A | #N/A | [7 empty] | 305 | #N/A | #N/A | #N/A | #N/A | #N/A | #N/A | #N/A | #N/A | #N/A | #N/A | #N/A | #N/A | #N/A | #N/A | #N/A
[34 empty] | 305 | #N/A | #N/A | #N/A | #N/A | #N/A | #N/A | #N/A | #N/A | #N/A | #N/A | #N/A | #N/A | #N/A | #N/A | #N/A | [7 empty] | 305 | #N/A | #N/A | #N/A | #N/A | #N/A | #N/A | #N/A | #N/A | #N/A | #N/A | #N/A | #N/A | #N/A | #N/A | #N/A
[34 empty] | 306 | #N/A | #N/A | #N/A | #N/A | #N/A | #N/A | #N/A | #N/A | #N/A | #N/A | #N/A | #N/A | #N/A | #N/A | #N/A | [7 empty] | 306 | #N/A | #N/A | #N/A | #N/A | #N/A | #N/A | #N/A | #N/A | #N/A | #N/A | #N/A | #N/A | #N/A | #N/A | #N/A
[34 empty] | 306 | #N/A | #N/A | #N/A | #N/A | #N/A | #N/A | #N/A | #N/A | #N/A | #N/A | #N/A | #N/A | #N/A | #N/A | #N/A | [7 empty] | 306 | #N/A | #N/A | #N/A | #N/A | #N/A | #N/A | #N/A | #N/A | #N/A | #N/A | #N/A | #N/A | #N/A | #N/A | #N/A
[34 empty] | 307 | #N/A | #N/A | #N/A | #N/A | #N/A | #N/A | #N/A | #N/A | #N/A | #N/A | #N/A | #N/A | #N/A | #N/A | #N/A | [7 empty] | 307 | #N/A | #N/A | #N/A | #N/A | #N/A | #N/A | #N/A | #N/A | #N/A | #N/A | #N/A | #N/A | #N/A | #N/A | #N/A
[34 empty] | 307 | #N/A | #N/A | #N/A | #N/A | #N/A | #N/A | #N/A | #N/A | #N/A | #N/A | #N/A | #N/A | #N/A | #N/A | #N/A | [7 empty] | 307 | #N/A | #N/A | #N/A | #N/A | #N/A | #N/A | #N/A | #N/A | #N/A | #N/A | #N/A | #N/A | #N/A | #N/A | #N/A
[34 empty] | 308 | #N/A | #N/A | #N/A | #N/A | #N/A | #N/A | #N/A | #N/A | #N/A | #N/A | #N/A | #N/A | #N/A | #N/A | #N/A | [7 empty] | 308 | #N/A | #N/A | #N/A | #N/A | #N/A | #N/A | #N/A | #N/A | #N/A | #N/A | #N/A | #N/A | #N/A | #N/A | #N/A
[34 empty] | 308 | #N/A | #N/A | #N/A | #N/A | #N/A | #N/A | #N/A | #N/A | #N/A | #N/A | #N/A | #N/A | #N/A | #N/A | #N/A | [7 empty] | 308 | #N/A | #N/A | #N/A | #N/A | #N/A | #N/A | #N/A | #N/A | #N/A | #N/A | #N/A | #N/A | #N/A | #N/A | #N/A
[34 empty] | 309 | #N/A | #N/A | #N/A | #N/A | #N/A | #N/A | #N/A | #N/A | #N/A | #N/A | #N/A | #N/A | #N/A | #N/A | #N/A | [7 empty] | 309 | #N/A | #N/A | #N/A | #N/A | #N/A | #N/A | #N/A | #N/A | #N/A | #N/A | #N/A | #N/A | #N/A | #N/A | #N/A
[34 empty] | 309 | #N/A | #N/A | #N/A | #N/A | #N/A | #N/A | #N/A | #N/A | #N/A | #N/A | #N/A | #N/A | #N/A | #N/A | #N/A | [7 empty] | 309 | #N/A | #N/A | #N/A | #N/A | #N/A | #N/A | #N/A | #N/A | #N/A | #N/A | #N/A | #N/A | #N/A | #N/A | #N/A
[34 empty] | 310 | #N/A | #N/A | #N/A | #N/A | #N/A | #N/A | #N/A | #N/A | #N/A | #N/A | #N/A | #N/A | #N/A | #N/A | #N/A | [7 empty] | 310 | #N/A | #N/A | #N/A | #N/A | #N/A | #N/A | #N/A | #N/A | #N/A | #N/A | #N/A | #N/A | #N/A | #N/A | #N/A
[34 empty] | 310 | #N/A | #N/A | #N/A | #N/A | #N/A | #N/A | #N/A | #N/A | #N/A | #N/A | #N/A | #N/A | #N/A | #N/A | #N/A | [7 empty] | 310 | #N/A | #N/A | #N/A | #N/A | #N/A | #N/A | #N/A | #N/A | #N/A | #N/A | #N/A | #N/A | #N/A | #N/A | #N/A
[34 empty] | 311 | #N/A | #N/A | #N/A | #N/A | #N/A | #N/A | #N/A | #N/A | #N/A | #N/A | #N/A | #N/A | #N/A | #N/A | #N/A | [7 empty] | 311 | #N/A | #N/A | #N/A | #N/A | #N/A | #N/A | #N/A | #N/A | #N/A | #N/A | #N/A | #N/A | #N/A | #N/A | #N/A
[34 empty] | 311 | #N/A | #N/A | #N/A | #N/A | #N/A | #N/A | #N/A | #N/A | #N/A | #N/A | #N/A | #N/A | #N/A | #N/A | #N/A | [7 empty] | 311 | #N/A | #N/A | #N/A | #N/A | #N/A | #N/A | #N/A | #N/A | #N/A | #N/A | #N/A | #N/A | #N/A | #N/A | #N/A
[34 empty] | 312 | #N/A | #N/A | #N/A | #N/A | #N/A | #N/A | #N/A | #N/A | #N/A | #N/A | #N/A | #N/A | #N/A | #N/A | #N/A | [7 empty] | 312 | #N/A | #N/A | #N/A | #N/A | #N/A | #N/A | #N/A | #N/A | #N/A | #N/A | #N/A | #N/A | #N/A | #N/A | #N/A
[34 empty] | 312 | #N/A | #N/A | #N/A | #N/A | #N/A | #N/A | #N/A | #N/A | #N/A | #N/A | #N/A | #N/A | #N/A | #N/A | #N/A | [7 empty] | 312 | #N/A | #N/A | #N/A | #N/A | #N/A | #N/A | #N/A | #N/A | #N/A | #N/A | #N/A | #N/A | #N/A | #N/A | #N/A
[34 empty] | 313 | #N/A | #N/A | #N/A | #N/A | #N/A | #N/A | #N/A | #N/A | #N/A | #N/A | #N/A | #N/A | #N/A | #N/A | #N/A | [7 empty] | 313 | #N/A | #N/A | #N/A | #N/A | #N/A | #N/A | #N/A | #N/A | #N/A | #N/A | #N/A | #N/A | #N/A | #N/A | #N/A
[34 empty] | 313 | #N/A | #N/A | #N/A | #N/A | #N/A | #N/A | #N/A | #N/A | #N/A | #N/A | #N/A | #N/A | #N/A | #N/A | #N/A | [7 empty] | 313 | #N/A | #N/A | #N/A | #N/A | #N/A | #N/A | #N/A | #N/A | #N/A | #N/A | #N/A | #N/A | #N/A | #N/A | #N/A
[34 empty] | 314 | #N/A | #N/A | #N/A | #N/A | #N/A | #N/A | #N/A | #N/A | #N/A | #N/A | #N/A | #N/A | #N/A | #N/A | #N/A | [7 empty] | 314 | #N/A | #N/A | #N/A | #N/A | #N/A | #N/A | #N/A | #N/A | #N/A | #N/A | #N/A | #N/A | #N/A | #N/A | #N/A
[34 empty] | 314 | #N/A | #N/A | #N/A | #N/A | #N/A | #N/A | #N/A | #N/A | #N/A | #N/A | #N/A | #N/A | #N/A | #N/A | #N/A | [7 empty] | 314 | #N/A | #N/A | #N/A | #N/A | #N/A | #N/A | #N/A | #N/A | #N/A | #N/A | #N/A | #N/A | #N/A | #N/A | #N/A
[34 empty] | 315 | #N/A | #N/A | #N/A | #N/A | #N/A | #N/A | #N/A | #N/A | #N/A | #N/A | #N/A | #N/A | #N/A | #N/A | #N/A | [7 empty] | 315 | #N/A | #N/A | #N/A | #N/A | #N/A | #N/A | #N/A | #N/A | #N/A | #N/A | #N/A | #N/A | #N/A | #N/A | #N/A
[34 empty] | 315 | #N/A | #N/A | #N/A | #N/A | #N/A | #N/A | #N/A | #N/A | #N/A | #N/A | #N/A | #N/A | #N/A | #N/A | #N/A | [7 empty] | 315 | #N/A | #N/A | #N/A | #N/A | #N/A | #N/A | #N/A | #N/A | #N/A | #N/A | #N/A | #N/A | #N/A | #N/A | #N/A
[34 empty] | 316 | #N/A | #N/A | #N/A | #N/A | #N/A | #N/A | #N/A | #N/A | #N/A | #N/A | #N/A | #N/A | #N/A | #N/A | #N/A | [7 empty] | 316 | #N/A | #N/A | #N/A | #N/A | #N/A | #N/A | #N/A | #N/A | #N/A | #N/A | #N/A | #N/A | #N/A | #N/A | #N/A
[34 empty] | 316 | #N/A | #N/A | #N/A | #N/A | #N/A | #N/A | #N/A | #N/A | #N/A | #N/A | #N/A | #N/A | #N/A | #N/A | #N/A | [7 empty] | 316 | #N/A | #N/A | #N/A | #N/A | #N/A | #N/A | #N/A | #N/A | #N/A | #N/A | #N/A | #N/A | #N/A | #N/A | #N/A
[34 empty] | 317 | #N/A | #N/A | #N/A | #N/A | #N/A | #N/A | #N/A | #N/A | #N/A | #N/A | #N/A | #N/A | #N/A | #N/A | #N/A | [7 empty] | 317 | #N/A | #N/A | #N/A | #N/A | #N/A | #N/A | #N/A | #N/A | #N/A | #N/A | #N/A | #N/A | #N/A | #N/A | #N/A
[34 empty] | 317 | #N/A | #N/A | #N/A | #N/A | #N/A | #N/A | #N/A | #N/A | #N/A | #N/A | #N/A | #N/A | #N/A | #N/A | #N/A | [7 empty] | 317 | #N/A | #N/A | #N/A | #N/A | #N/A | #N/A | #N/A | #N/A | #N/A | #N/A | #N/A | #N/A | #N/A | #N/A | #N/A
[34 empty] | 318 | #N/A | #N/A | #N/A | #N/A | #N/A | #N/A | #N/A | #N/A | #N/A | #N/A | #N/A | #N/A | #N/A | #N/A | #N/A | [7 empty] | 318 | #N/A | #N/A | #N/A | #N/A | #N/A | #N/A | #N/A | #N/A | #N/A | #N/A | #N/A | #N/A | #N/A | #N/A | #N/A
[34 empty] | 318 | #N/A | #N/A | #N/A | #N/A | #N/A | #N/A | #N/A | #N/A | #N/A | #N/A | #N/A | #N/A | #N/A | #N/A | #N/A | [7 empty] | 318 | #N/A | #N/A | #N/A | #N/A | #N/A | #N/A | #N/A | #N/A | #N/A | #N/A | #N/A | #N/A | #N/A | #N/A | #N/A
[34 empty] | 319 | #N/A | #N/A | #N/A | #N/A | #N/A | #N/A | #N/A | #N/A | #N/A | #N/A | #N/A | #N/A | #N/A | #N/A | #N/A | [7 empty] | 319 | #N/A | #N/A | #N/A | #N/A | #N/A | #N/A | #N/A | #N/A | #N/A | #N/A | #N/A | #N/A | #N/A | #N/A | #N/A
[34 empty] | 319 | #N/A | #N/A | #N/A | #N/A | #N/A | #N/A | #N/A | #N/A | #N/A | #N/A | #N/A | #N/A | #N/A | #N/A | #N/A | [7 empty] | 319 | #N/A | #N/A | #N/A | #N/A | #N/A | #N/A | #N/A | #N/A | #N/A | #N/A | #N/A | #N/A | #N/A | #N/A | #N/A
[34 empty] | 320 | #N/A | #N/A | #N/A | #N/A | #N/A | #N/A | #N/A | #N/A | #N/A | #N/A | #N/A | #N/A | #N/A | #N/A | #N/A | [7 empty] | 320 | #N/A | #N/A | #N/A | #N/A | #N/A | #N/A | #N/A | #N/A | #N/A | #N/A | #N/A | #N/A | #N/A | #N/A | #N/A
[34 empty] | 320 | #N/A | #N/A | #N/A | #N/A | #N/A | #N/A | #N/A | #N/A | #N/A | #N/A | #N/A | #N/A | #N/A | #N/A | #N/A | [7 empty] | 320 | #N/A | #N/A | #N/A | #N/A | #N/A | #N/A | #N/A | #N/A | #N/A | #N/A | #N/A | #N/A | #N/A | #N/A | #N/A
[34 empty] | 321 | #N/A | #N/A | #N/A | #N/A | #N/A | #N/A | #N/A | #N/A | #N/A | #N/A | #N/A | #N/A | #N/A | #N/A | #N/A | [7 empty] | 321 | #N/A | #N/A | #N/A | #N/A | #N/A | #N/A | #N/A | #N/A | #N/A | #N/A | #N/A | #N/A | #N/A | #N/A | #N/A
[34 empty] | 321 | #N/A | #N/A | #N/A | #N/A | #N/A | #N/A | #N/A | #N/A | #N/A | #N/A | #N/A | #N/A | #N/A | #N/A | #N/A | [7 empty] | 321 | #N/A | #N/A | #N/A | #N/A | #N/A | #N/A | #N/A | #N/A | #N/A | #N/A | #N/A | #N/A | #N/A | #N/A | #N/A
[34 empty] | 322 | #N/A | #N/A | #N/A | #N/A | #N/A | #N/A | #N/A | #N/A | #N/A | #N/A | #N/A | #N/A | #N/A | #N/A | #N/A | [7 empty] | 322 | #N/A | #N/A | #N/A | #N/A | #N/A | #N/A | #N/A | #N/A | #N/A | #N/A | #N/A | #N/A | #N/A | #N/A | #N/A
[34 empty] | 322 | #N/A | #N/A | #N/A | #N/A | #N/A | #N/A | #N/A | #N/A | #N/A | #N/A | #N/A | #N/A | #N/A | #N/A | #N/A | [7 empty] | 322 | #N/A | #N/A | #N/A | #N/A | #N/A | #N/A | #N/A | #N/A | #N/A | #N/A | #N/A | #N/A | #N/A | #N/A | #N/A
[34 empty] | 323 | #N/A | #N/A | #N/A | #N/A | #N/A | #N/A | #N/A | #N/A | #N/A | #N/A | #N/A | #N/A | #N/A | #N/A | #N/A | [7 empty] | 323 | #N/A | #N/A | #N/A | #N/A | #N/A | #N/A | #N/A | #N/A | #N/A | #N/A | #N/A | #N/A | #N/A | #N/A | #N/A
[34 empty] | 323 | #N/A | #N/A | #N/A | #N/A | #N/A | #N/A | #N/A | #N/A | #N/A | #N/A | #N/A | #N/A | #N/A | #N/A | #N/A | [7 empty] | 323 | #N/A | #N/A | #N/A | #N/A | #N/A | #N/A | #N/A | #N/A | #N/A | #N/A | #N/A | #N/A | #N/A | #N/A | #N/A
[34 empty] | 324 | #N/A | #N/A | #N/A | #N/A | #N/A | #N/A | #N/A | #N/A | #N/A | #N/A | #N/A | #N/A | #N/A | #N/A | #N/A | [7 empty] | 324 | #N/A | #N/A | #N/A | #N/A | #N/A | #N/A | #N/A | #N/A | #N/A | #N/A | #N/A | #N/A | #N/A | #N/A | #N/A
[34 empty] | 324 | #N/A | #N/A | #N/A | #N/A | #N/A | #N/A | #N/A | #N/A | #N/A | #N/A | #N/A | #N/A | #N/A | #N/A | #N/A | [7 empty] | 324 | #N/A | #N/A | #N/A | #N/A | #N/A | #N/A | #N/A | #N/A | #N/A | #N/A | #N/A | #N/A | #N/A | #N/A | #N/A
[34 empty] | 325 | #N/A | #N/A | #N/A | #N/A | #N/A | #N/A | #N/A | #N/A | #N/A | #N/A | #N/A | #N/A | #N/A | #N/A | #N/A | [7 empty] | 325 | #N/A | #N/A | #N/A | #N/A | #N/A | #N/A | #N/A | #N/A | #N/A | #N/A | #N/A | #N/A | #N/A | #N/A | #N/A
[34 empty] | 325 | #N/A | #N/A | #N/A | #N/A | #N/A | #N/A | #N/A | #N/A | #N/A | #N/A | #N/A | #N/A | #N/A | #N/A | #N/A | [7 empty] | 325 | #N/A | #N/A | #N/A | #N/A | #N/A | #N/A | #N/A | #N/A | #N/A | #N/A | #N/A | #N/A | #N/A | #N/A | #N/A
[34 empty] | 326 | #N/A | #N/A | #N/A | #N/A | #N/A | #N/A | #N/A | #N/A | #N/A | #N/A | #N/A | #N/A | #N/A | #N/A | #N/A | [7 empty] | 326 | #N/A | #N/A | #N/A | #N/A | #N/A | #N/A | #N/A | #N/A | #N/A | #N/A | #N/A | #N/A | #N/A | #N/A | #N/A
[34 empty] | 326 | #N/A | #N/A | #N/A | #N/A | #N/A | #N/A | #N/A | #N/A | #N/A | #N/A | #N/A | #N/A | #N/A | #N/A | #N/A | [7 empty] | 326 | #N/A | #N/A | #N/A | #N/A | #N/A | #N/A | #N/A | #N/A | #N/A | #N/A | #N/A | #N/A | #N/A | #N/A | #N/A
[34 empty] | 327 | #N/A | #N/A | #N/A | #N/A | #N/A | #N/A | #N/A | #N/A | #N/A | #N/A | #N/A | #N/A | #N/A | #N/A | #N/A | [7 empty] | 327 | #N/A | #N/A | #N/A | #N/A | #N/A | #N/A | #N/A | #N/A | #N/A | #N/A | #N/A | #N/A | #N/A | #N/A | #N/A
[34 empty] | 327 | #N/A | #N/A | #N/A | #N/A | #N/A | #N/A | #N/A | #N/A | #N/A | #N/A | #N/A | #N/A | #N/A | #N/A | #N/A | [7 empty] | 327 | #N/A | #N/A | #N/A | #N/A | #N/A | #N/A | #N/A | #N/A | #N/A | #N/A | #N/A | #N/A | #N/A | #N/A | #N/A
[34 empty] | 328 | #N/A | #N/A | #N/A | #N/A | #N/A | #N/A | #N/A | #N/A | #N/A | #N/A | #N/A | #N/A | #N/A | #N/A | #N/A | [7 empty] | 328 | #N/A | #N/A | #N/A | #N/A | #N/A | #N/A | #N/A | #N/A | #N/A | #N/A | #N/A | #N/A | #N/A | #N/A | #N/A
[34 empty] | 328 | #N/A | #N/A | #N/A | #N/A | #N/A | #N/A | #N/A | #N/A | #N/A | #N/A | #N/A | #N/A | #N/A | #N/A | #N/A | [7 empty] | 328 | #N/A | #N/A | #N/A | #N/A | #N/A | #N/A | #N/A | #N/A | #N/A | #N/A | #N/A | #N/A | #N/A | #N/A | #N/A
[34 empty] | 329 | #N/A | #N/A | #N/A | #N/A | #N/A | #N/A | #N/A | #N/A | #N/A | #N/A | #N/A | #N/A | #N/A | #N/A | #N/A | [7 empty] | 329 | #N/A | #N/A | #N/A | #N/A | #N/A | #N/A | #N/A | #N/A | #N/A | #N/A | #N/A | #N/A | #N/A | #N/A | #N/A
[34 empty] | 329 | #N/A | #N/A | #N/A | #N/A | #N/A | #N/A | #N/A | #N/A | #N/A | #N/A | #N/A | #N/A | #N/A | #N/A | #N/A | [7 empty] | 329 | #N/A | #N/A | #N/A | #N/A | #N/A | #N/A | #N/A | #N/A | #N/A | #N/A | #N/A | #N/A | #N/A | #N/A | #N/A
[34 empty] | 330 | #N/A | #N/A | #N/A | #N/A | #N/A | #N/A | #N/A | #N/A | #N/A | #N/A | #N/A | #N/A | #N/A | #N/A | #N/A | [7 empty] | 330 | #N/A | #N/A | #N/A | #N/A | #N/A | #N/A | #N/A | #N/A | #N/A | #N/A | #N/A | #N/A | #N/A | #N/A | #N/A
[34 empty] | 330 | #N/A | #N/A | #N/A | #N/A | #N/A | #N/A | #N/A | #N/A | #N/A | #N/A | #N/A | #N/A | #N/A | #N/A | #N/A | [7 empty] | 330 | #N/A | #N/A | #N/A | #N/A | #N/A | #N/A | #N/A | #N/A | #N/A | #N/A | #N/A | #N/A | #N/A | #N/A | #N/A
[34 empty] | 331 | #N/A | #N/A | #N/A | #N/A | #N/A | #N/A | #N/A | #N/A | #N/A | #N/A | #N/A | #N/A | #N/A | #N/A | #N/A | [7 empty] | 331 | #N/A | #N/A | #N/A | #N/A | #N/A | #N/A | #N/A | #N/A | #N/A | #N/A | #N/A | #N/A | #N/A | #N/A | #N/A
Note on C45: Display only those zones that have greater than or equal to this number of project opportunity areas within 10 km of surface freshwater. If set to 0, then all zones will be displayed.

## PV_Zone_Ranking
RENEWABLE ENERGY ZONES SUPPLY CURVE TOOL
DROP-DOWN ENTRY
COUNTRY | kenya
TECHNOLOGY | PV
Approximate projected demand in 2030 | 20646 | GWh
PV generation target | 4000 | GWh
Reference to be displayed on supply curve | PV generation target
Supply curve display cut-off | 80000 | GWh
Resource quality threshold used for analysis
Annual Average GHI | 250 | W/m2
Annual Average GHI | 6 | kWh/m2/day | [24 empty] | COMPUTATIONS FOR THE PLOT: DO NOT ALTER | [22 empty] | COMPUTATIONS FOR THE PLOT: DO NOT ALTER
Substation OR transmission line data for computing transmission costs | transmission line | [25 empty] | Worksheet | TX/SS | kenya_PV | 2030 Demand | PV generation target | PV generation target
Scoring scale for LCOE | country-specific | [25 empty] | kenya_PV | TX | 0 | 1956-07-10 | 1910-12-13 | 1910-12-13
Scoring weights for Levelized Cost of Energy (LCOE) (see Cost Criteria) | LCOE total | [27 empty] | 150 | 1956-07-10 | 1910-12-13 | 1910-12-13
[27 empty] | Supply curve sorted by Total LCOE |  |  |  | Label heuristics | 8000 | 20 | [7 empty] | 1 | 0.9 | 0.8 | 0.7 | 0.6 | 0.5 | 0.4 | 0.3 | 0.2 | Supply curve sorted by Total Score |  |  |  | Label heuristics | 8000 | 20 | [7 empty] | 1 | 0.9 | 0.8 | 0.7 | 0.6 | 0.5 | 0.4 | 0.3 | 0.2
[15 empty] | Zone Rank | Zone ID | Total Score with weights | Total LCOE | Annual Electricity Generation MWh (discounted) | Cumulative Generation Potential (GWh) | Zone Rank | Zone ID | Total Score with weights | Total LCOE | Annual Electricity Generation MWh (discounted) | Cumulative Generation Potential (GWh) | [7 empty] | Zone Rank | Zone ID | Total Score with weights | Total LCOE | Annual Electricity Generation MWh (discounted) | Cumulative Generation Potential (GWh) |  | 1-0.9 | 0.9-0.8 | 0.8-0.7 | 0.7-0.6 | 0.6-0.5 | 0.5-0.4 | 0.4-0.3 | 0.3-0.2 | 0.2> | [7 empty] | Zone Rank | Zone ID | Total Score with weights | Total LCOE | Annual Electricity Generation MWh (discounted) | Cumulative Generation Potential (GWh) |  | 1-0.9 | 0.9-0.8 | 0.8-0.7 | 0.7-0.6 | 0.6-0.5 | 0.5-0.4 | 0.4-0.3 | 0.3-0.2 | 0.2>
USER-SPECIFIED VALUE ENTRY | [6 empty] | country-specific |  | ACEC-specific | [5 empty] | 1 | FH | 0.58211 | 116.5382 | 1593316.3846 | 1593.3164 | 1 | FB | 0.62681 | 117.3519 | 230923.7488 | 230.9237 | FH | 796.6582 | 1902-03-06 15:48 | 116.5382 | 1 | 1 | 136.5382 | 1 | FH | 0.58211 | 116.5382 | 1593316.3846 | 0 | 0 | 0 | 0 | 0 | 0 | 116.5382 | 0 | 0 | 0 | 0 | FB | 115.4619 | 1900-04-24 11:05 | 117.3519 | 1 | 1 | 137.3519 | 1 | FB | 0.62681 | 117.3519 | 230923.7488 | 0 | 0 | 0 | 0 | 0 | 117.3519 | 0 | 0 | 0 | 0 | 0
CRITERIA | User defined weights | Default weights | Weights used in analysis | Best critieria value (score = 1) | Worst criteria value (score = 0) | Units | Range (1) | Range (0) | Range (1) | Range (0) |  |  |  |  | 2 | ES | 0.56526 | 117.1763 | 647682.1211 | 2240.9985 | 2 | FE | 0.60951 | 118.3844 | 329684.5484 | 560.6083 | ES | 1917.1574 | 1905-03-31 03:47 | 117.1763 | 1 | 2 | 117.1763 | 1 | FH | 0.58211 | 116.5382 | 1593316.3846 | 1593.3164 | 1904-05-11 07:36 | 0 | 0 | 0 | 0 | 116.5382 | 0 | 0 | 0 | 0 | FE | 395.766 | 1901-01-29 18:23 | 118.3844 | 1 | 2 | 118.3844 | 1 | FB | 0.62681 | 117.3519 | 230923.7488 | 230.9237 | 1900-08-17 22:10 | 0 | 0 | 0 | 117.3519 | 0 | 0 | 0 | 0 | 0
Cost criteria | [14 empty] | 3 | FB | 0.62681 | 117.3519 | 230923.7488 | 2471.9223 | 3 | FH | 0.58211 | 116.5382 | 1593316.3846 | 2153.9247 | FB | 2356.4604 | 1906-06-13 11:03 | 117.3519 | 1 | 3 | 137.3519 | 2 | ES | 0.56526 | 117.1763 | 647682.1211 | 1593.3164 | 1904-05-11 07:36 | 0 | 0 | 0 | 0 | 117.1763 | 0 | 0 | 0 | 0 | FH | 1357.2665 | 1903-09-18 06:24 | 116.5382 | 1 | 3 | 136.5382 | 2 | FE | 0.60951 | 118.3844 | 329684.5484 | 230.9237 | 1900-08-17 22:10 | 0 | 0 | 0 | 118.3844 | 0 | 0 | 0 | 0 | 0
Total LCOE (using transmission line) | 40% | 40% | 40% | 116.5382 | 162.8842 | $/MWh | 116.5382 | 162.8842 | 117 | 174 |  |  |  |  | 4 | ET | 0.56956 | 117.3664 | 648537.825 | 3120.4601 | 4 | ET | 0.56956 | 117.3664 | 648537.825 | 2802.4625 | ET | 2796.1912 | 1907-08-27 04:35 | 117.3664 | 1 | 4 | 117.3664 | 2 | ES | 0.56526 | 117.1763 | 647682.1211 | 2240.9985 | 1906-02-17 23:58 | 0 | 0 | 0 | 0 | 117.1763 | 0 | 0 | 0 | 0 | ET | 2478.1936 | 1906-10-13 04:39 | 117.3664 | 1 | 4 | 117.3664 | 2 | FE | 0.60951 | 118.3844 | 329684.5484 | 560.6083 | 1901-07-13 14:36 | 0 | 0 | 0 | 118.3844 | 0 | 0 | 0 | 0 | 0
OR | OR | [13 empty] | 5 | FE | 0.60951 | 118.3844 | 329684.5484 | 3450.1446 | 5 | AS | 0.56678 | 121.3523 | 1703800.3212 | 4506.2628 | FE | 3285.3024 | 1908-12-28 07:15 | 118.3844 | 1 | 5 | 138.3844 | 3 | FB | 0.62681 | 117.3519 | 230923.7488 | 2240.9985 | 1906-02-17 23:58 | 0 | 0 | 0 | 117.3519 | 0 | 0 | 0 | 0 | 0 | AS | 3654.3627 | 1910-01-01 08:42 | 121.3523 | 1 | 5 | 141.3523 | 3 | FH | 0.58211 | 116.5382 | 1593316.3846 | 560.6083 | 1901-07-13 14:36 | 0 | 0 | 0 | 0 | 116.5382 | 0 | 0 | 0 | 0
Generation LCOE | 25% | 34% | 0% | 112.1101 | 133.6824 | $/MWh | 112.1101 | 133.6824 | 112 | 155 |  |  |  |  | 6 | FC | 0.55486 | 119.8357 | 248260.3739 | 3698.405 | 6 | ES | 0.56526 | 117.1763 | 647682.1211 | 5153.9449 | FC | 3574.2748 | 1909-10-13 06:36 | 119.8357 | 1 | 6 | 119.8357 | 3 | FB | 0.62681 | 117.3519 | 230923.7488 | 2471.9223 | 1906-10-06 22:08 | 0 | 0 | 0 | 117.3519 | 0 | 0 | 0 | 0 | 0 | ES | 4830.1039 | 1913-03-22 02:30 | 117.1763 | 1 | 6 | 117.1763 | 3 | FH | 0.58211 | 116.5382 | 1593316.3846 | 2153.9247 | 1905-11-22 22:12 | 0 | 0 | 0 | 0 | 116.5382 | 0 | 0 | 0 | 0
Transmission LCOE (using transmission line) | 10% | 4% | 0% | 3.4453 | 23.2924 | $/MWh | 3.4453 | 23.2924 | 3 | 39 |  |  |  |  | 7 | FD | 0.54961 | 119.9441 | 223518.3077 | 3921.9233 | 7 | CF | 0.55546 | 121.2617 | 2856235.5986 | 8010.1805 | FD | 3810.1642 | 1910-06-06 03:56 | 119.9441 | 1 | 7 | 139.9441 | 4 | ET | 0.56956 | 117.3664 | 648537.825 | 2471.9223 | 1906-10-06 22:08 | 0 | 0 | 0 | 0 | 117.3664 | 0 | 0 | 0 | 0 | CF | 6582.0627 | 1918-01-07 01:30 | 121.2617 | 1 | 7 | 141.2617 | 4 | ET | 0.56956 | 117.3664 | 648537.825 | 2153.9247 | 1905-11-22 22:12 | 0 | 0 | 0 | 0 | 117.3664 | 0 | 0 | 0 | 0
Road LCOE | 5% | 2% | 0% | 0.23126 | 20.1077 | $/MWh | 0.23126 | 20.1077 | 0 | 24 |  |  |  |  | 8 | CF | 0.55546 | 121.2617 | 2856235.5986 | 6778.1589 | 8 | FC | 0.55486 | 119.8357 | 248260.3739 | 8258.4409 | CF | 5350.0411 | 1914-08-24 00:59 | 121.2617 | 1 | 8 | 121.2617 | 4 | ET | 0.56956 | 117.3664 | 648537.825 | 3120.4601 | 1908-07-16 11:03 | 0 | 0 | 0 | 0 | 117.3664 | 0 | 0 | 0 | 0 | FC | 8134.3107 | 1922-04-08 07:27 | 119.8357 | 1 | 8 | 119.8357 | 4 | ET | 0.56956 | 117.3664 | 648537.825 | 2802.4625 | 1907-09-02 11:06 | 0 | 0 | 0 | 0 | 117.3664 | 0 | 0 | 0 | 0
Other criteria | [14 empty] | 9 | AS | 0.56678 | 121.3523 | 1703800.3212 | 8481.9592 | 9 | BA | 0.54977 | 124.9276 | 1736056.9396 | 9994.4979 | AS | 7630.0591 | 1920-11-20 01:25 | 121.3523 | 1 | 9 | 141.3523 | 5 | FE | 0.60951 | 118.3844 | 329684.5484 | 3120.4601 | 1908-07-16 11:03 | 0 | 0 | 0 | 118.3844 | 0 | 0 | 0 | 0 | 0 | BA | 9126.4694 | 1924-12-25 11:16 | 124.9276 | 1 | 9 | 144.9276 | 5 | AS | 0.56678 | 121.3523 | 1703800.3212 | 2802.4625 | 1907-09-02 11:06 | 0 | 0 | 0 | 0 | 121.3523 | 0 | 0 | 0 | 0
[7 empty] | 0 | 0 | [6 empty] | 10 | FI | 0.51398 | 124.7331 | 956588.5468 | 9438.5478 | 10 | FD | 0.54961 | 119.9441 | 223518.3077 | 10218.0162 | FI | 8960.2535 | 1924-07-12 06:05 | 124.7331 | 1 | 10 | 124.7331 | 5 | FE | 0.60951 | 118.3844 | 329684.5484 | 3450.1446 | 1909-06-11 03:28 | 0 | 0 | 0 | 118.3844 | 0 | 0 | 0 | 0 | 0 | FD | 10106.257 | 1927-09-01 06:10 | 119.9441 | 1 | 10 | 119.9441 | 5 | AS | 0.56678 | 121.3523 | 1703800.3212 | 4506.2628 | 1912-05-02 06:18 | 0 | 0 | 0 | 0 | 121.3523 | 0 | 0 | 0 | 0
Distance to Load Centers | 15% | 15% | 15% | 0 | 100+ | km | [8 empty] | 11 | G | 0.49883 | 124.8512 | 450588.8677 | 9889.1366 | 11 | EU | 0.54279 | 127.9597 | 1508630.7226 | 11726.6469 | G | 9663.8422 | 1926-06-15 20:13 | 124.8512 | 1 | 11 | 144.8512 | 6 | FC | 0.55486 | 119.8357 | 248260.3739 | 3450.1446 | 1909-06-11 03:28 | 0 | 0 | 0 | 0 | 119.8357 | 0 | 0 | 0 | 0 | EU | 10972.3315 | 1930-01-14 07:57 | 127.9597 | 1 | 11 | 147.9597 | 6 | ES | 0.56526 | 117.1763 | 647682.1211 | 4506.2628 | 1912-05-02 06:18 | 0 | 0 | 0 | 0 | 117.1763 | 0 | 0 | 0 | 0
Distance to existing or proposed PV plant | 10% | 10% | 10% | 0 | 25+ | km | [8 empty] | 12 | DQ | 0.52997 | 124.8691 | 7833260.5753 | 17722.3972 | 12 | AW | 0.53841 | 131.895 | 3951793.5251 | 15678.4404 | DQ | 13805.7669 | 1937-10-17 18:24 | 124.8691 | 1 | 12 | 124.8691 | 6 | FC | 0.55486 | 119.8357 | 248260.3739 | 3698.405 | 1910-02-14 09:43 | 0 | 0 | 0 | 0 | 119.8357 | 0 | 0 | 0 | 0 | AW | 13702.5437 | 1937-07-06 13:03 | 131.895 | 1 | 12 | 131.895 | 6 | ES | 0.56526 | 117.1763 | 647682.1211 | 5153.9449 | 1914-02-08 22:41 | 0 | 0 | 0 | 0 | 117.1763 | 0 | 0 | 0 | 0
Distance to existing or proposed geothermal plant | 5% | 5% | 5% | 0 | 25+ | km | [8 empty] | 13 | BA | 0.54977 | 124.9276 | 1736056.9396 | 19458.4542 | 13 | CJ | 0.53731 | 130.2156 | 7884563.4707 | 23563.0039 | BA | 18590.4257 | 1950-11-23 10:13 | 124.9276 | 1 | 13 | 144.9276 | 7 | FD | 0.54961 | 119.9441 | 223518.3077 | 3698.405 | 1910-02-14 09:43 | 0 | 0 | 0 | 0 | 119.9441 | 0 | 0 | 0 | 0 | CJ | 19620.7222 | 1953-09-18 17:20 | 130.2156 | 1 | 13 | 150.2156 | 7 | CF | 0.55546 | 121.2617 | 2856235.5986 | 5153.9449 | 1914-02-08 22:41 | 0 | 0 | 0 | 0 | 121.2617 | 0 | 0 | 0 | 0
Distance to any existing or proposed RE technology plant (solar, wind, geothermal) | 0% | 0% | 0% | 0 | 25+ | km | [8 empty] | 14 | CG | 0.52139 | 125.1624 | 2330688.134 | 21789.1423 | 14 | FF | 0.53394 | 126.8191 | 1080465.2872 | 24643.4692 | CG | 20623.7982 | 1956-06-17 19:09 | 125.1624 | 1 | 14 | 125.1624 | 7 | FD | 0.54961 | 119.9441 | 223518.3077 | 3921.9233 | 1910-09-25 22:10 | 0 | 0 | 0 | 0 | 119.9441 | 0 | 0 | 0 | 0 | FF | 24103.2365 | 1965-12-27 05:41 | 126.8191 | 1 | 14 | 126.8191 | 7 | CF | 0.55546 | 121.2617 | 2856235.5986 | 8010.1805 | 1921-12-05 04:20 | 0 | 0 | 0 | 0 | 121.2617 | 0 | 0 | 0 | 0
Co-location Potential with CSP | 5% | 5% | 5% | 1 | 0 | binary | [8 empty] | 15 | DR | 0.4955 | 126.2952 | 3437030.6788 | 25226.173 | 15 | DQ | 0.52997 | 124.8691 | 7833260.5753 | 32476.7297 | DR | 23507.6576 | 1964-05-10 15:47 | 126.2952 | 1 | 15 | 146.2952 | 8 | CF | 0.55546 | 121.2617 | 2856235.5986 | 3921.9233 | 1910-09-25 22:10 | 0 | 0 | 0 | 0 | 121.2617 | 0 | 0 | 0 | 0 | DQ | 28560.0995 | 1978-03-11 02:23 | 124.8691 | 1 | 15 | 144.8691 | 8 | FC | 0.55486 | 119.8357 | 248260.3739 | 8010.1805 | 1921-12-05 04:20 | 0 | 0 | 0 | 0 | 119.8357 | 0 | 0 | 0 | 0
Co-location Potential with wind | 5% | 5% | 5% | 1 | 0 | binary | [8 empty] | 16 | FF | 0.53394 | 126.8191 | 1080465.2872 | 26306.6383 | 16 | BN | 0.52894 | 135.7647 | 3297069.0946 | 35773.7988 | FF | 25766.4056 | 1970-07-17 09:44 | 126.8191 | 1 | 16 | 126.8191 | 8 | CF | 0.55546 | 121.2617 | 2856235.5986 | 6778.1589 | 1918-07-22 03:49 | 0 | 0 | 0 | 0 | 121.2617 | 0 | 0 | 0 | 0 | BN | 34125.2643 | 1993-06-05 06:21 | 135.7647 | 1 | 16 | 135.7647 | 8 | FC | 0.55486 | 119.8357 | 248260.3739 | 8258.4409 | 1922-08-10 10:35 | 0 | 0 | 0 | 0 | 119.8357 | 0 | 0 | 0 | 0
Land use land cover score | 5% | 5% | 5% | 5 | 1 | binary | [8 empty] | 17 | BJ | 0.52175 | 127.0411 | 4307877.5534 | 30614.5158 | 17 | AN | 0.52724 | 127.4895 | 2527912.5738 | 38301.7114 | BJ | 28460.577 | 1977-12-01 13:51 | 127.0411 | 1 | 17 | 147.0411 | 9 | AS | 0.56678 | 121.3523 | 1703800.3212 | 6778.1589 | 1918-07-22 03:49 | 0 | 0 | 0 | 0 | 121.3523 | 0 | 0 | 0 | 0 | AN | 37037.7551 | 2001-05-26 18:07 | 127.4895 | 1 | 17 | 147.4895 | 9 | BA | 0.54977 | 124.9276 | 1736056.9396 | 8258.4409 | 1922-08-10 10:35 | 0 | 0 | 0 | 0 | 124.9276 | 0 | 0 | 0 | 0
Population density | 5% | 5% | 5% | 0 | 100+ | ppl/km2 | [8 empty] | 18 | DV | 0.50137 | 127.0577 | 1444230.2475 | 32058.7461 | 18 | BM | 0.5249 | 132.4378 | 2096507.3338 | 40398.2188 | DV | 31336.6309 | 1985-10-16 15:09 | 127.0577 | 1 | 18 | 127.0577 | 9 | AS | 0.56678 | 121.3523 | 1703800.3212 | 8481.9592 | 1923-03-21 23:01 | 0 | 0 | 0 | 0 | 121.3523 | 0 | 0 | 0 | 0 | BM | 39349.9651 | 2007-09-24 23:10 | 132.4378 | 1 | 18 | 132.4378 | 9 | BA | 0.54977 | 124.9276 | 1736056.9396 | 9994.4979 | 1927-05-12 11:57 | 0 | 0 | 0 | 0 | 124.9276 | 0 | 0 | 0 | 0
Human footprint | 5% | 5% | 5% | 100 | 0 | [9 empty] | 19 | CI | 0.51919 | 127.3917 | 7219980.0713 | 39278.7261 | 19 | BJ | 0.52175 | 127.0411 | 4307877.5534 | 44706.0963 | CI | 35668.7361 | 1997-08-26 17:40 | 127.3917 | 1 | 19 | 147.3917 | 10 | FI | 0.51398 | 124.7331 | 956588.5468 | 8481.9592 | 1923-03-21 23:01 | 0 | 0 | 0 | 0 | 124.7331 | 0 | 0 | 0 | 0 | BJ | 42552.1575 | 2016-07-01 03:47 | 127.0411 | 1 | 19 | 147.0411 | 10 | FD | 0.54961 | 119.9441 | 223518.3077 | 9994.4979 | 1927-05-12 11:57 | 0 | 0 | 0 | 0 | 119.9441 | 0 | 0 | 0 | 0
Slope | 5% | 5% | 5% | 0% | 5% | % | [8 empty] | 20 | DS | 0.49994 | 127.4537 | 3421118.8919 | 42699.845 | 20 | CG | 0.52139 | 125.1624 | 2330688.134 | 47036.7844 | DS | 40989.2856 | 2012-03-21 06:51 | 127.4537 | 1 | 20 | 127.4537 | 10 | FI | 0.51398 | 124.7331 | 956588.5468 | 9438.5478 | 1925-11-02 13:09 | 0 | 0 | 0 | 0 | 124.7331 | 0 | 0 | 0 | 0 | CG | 45871.4404 | 2025-08-02 10:34 | 125.1624 | 1 | 20 | 125.1624 | 10 | FD | 0.54961 | 119.9441 | 223518.3077 | 10218.0162 | 1927-12-22 00:23 | 0 | 0 | 0 | 0 | 119.9441 | 0 | 0 | 0 | 0
Total weight (should equal 100%) | 100% |  | 100% | [11 empty] | 21 | AN | 0.52724 | 127.4895 | 2527912.5738 | 45227.7576 | 21 | CI | 0.51919 | 127.3917 | 7219980.0713 | 54256.7645 | AN | 43963.8013 | 2020-05-12 19:14 | 127.4895 | 1 | 21 | 147.4895 | 11 | G | 0.49883 | 124.8512 | 450588.8677 | 9438.5478 | 1925-11-02 13:09 | 0 | 0 | 0 | 0 | 0 | 124.8512 | 0 | 0 | 0 | CI | 50646.7745 | 2038-08-29 18:35 | 127.3917 | 1 | 21 | 147.3917 | 11 | EU | 0.54279 | 127.9597 | 1508630.7226 | 10218.0162 | 1927-12-22 00:23 | 0 | 0 | 0 | 0 | 127.9597 | 0 | 0 | 0 | 0
Filters | [14 empty] | 22 | CC | 0.48846 | 127.5095 | 1279907.8403 | 46507.6654 | 22 | FI | 0.51398 | 124.7331 | 956588.5468 | 55213.3531 | CC | 45867.7115 | 2025-07-29 17:05 | 127.5095 | 1 | 22 | 127.5095 | 11 | G | 0.49883 | 124.8512 | 450588.8677 | 9889.1366 | 1927-01-27 03:17 | 0 | 0 | 0 | 0 | 0 | 124.8512 | 0 | 0 | 0 | FI | 54735.0588 | 2049-11-08 01:25 | 124.7331 | 1 | 22 | 124.7331 | 11 | EU | 0.54279 | 127.9597 | 1508630.7226 | 11726.6469 | 1932-02-07 15:32 | 0 | 0 | 0 | 0 | 127.9597 | 0 | 0 | 0 | 0
Number of projects per zone that are within 10km of a freshwater surface water body (greater than or equal to) | 0 | [13 empty] | 23 | EH | 0.48767 | 127.7622 | 3783436.0826 | 50291.1015 | 23 | EA | 0.51332 | 127.8941 | 9167041.4167 | 64380.3945 | EH | 48399.3835 | 2032-07-04 09:12 | 127.7622 | 1 | 23 | 147.7622 | 12 | DQ | 0.52997 | 124.8691 | 7833260.5753 | 9889.1366 | 1927-01-27 03:17 | 0 | 0 | 0 | 0 | 124.8691 | 0 | 0 | 0 | 0 | EA | 59796.8738 | 2063-09-17 20:58 | 127.8941 | 1 | 23 | 147.8941 | 12 | AW | 0.53841 | 131.895 | 3951793.5251 | 11726.6469 | 1932-02-07 15:32 | 0 | 0 | 0 | 0 | 131.895 | 0 | 0 | 0 | 0
[15 empty] | 24 | EA | 0.51332 | 127.8941 | 9167041.4167 | 59458.1429 | 24 | ER | 0.51157 | 128.8025 | 201890.0114 | 64582.2845 | EA | 54874.6222 | 2050-03-27 14:56 | 127.8941 | 1 | 24 | 127.8941 | 12 | DQ | 0.52997 | 124.8691 | 7833260.5753 | 17722.3972 | 1948-07-08 09:32 | 0 | 0 | 0 | 0 | 124.8691 | 0 | 0 | 0 | 0 | ER | 64481.3395 | 2076-07-15 08:09 | 128.8025 | 1 | 24 | 128.8025 | 12 | AW | 0.53841 | 131.895 | 3951793.5251 | 15678.4404 | 1942-12-03 10:34 | 0 | 0 | 0 | 0 | 131.895 | 0 | 0 | 0 | 0
SUPPLY CURVE OUTPUT | [7 empty] | ZONE RANKINGS | [6 empty] | 25 | EU | 0.54279 | 127.9597 | 1508630.7226 | 60966.7737 | 25 | DV | 0.50137 | 127.0577 | 1444230.2475 | 66026.5147 | EU | 60212.4583 | 2064-11-06 11:00 | 127.9597 | 1 | 25 | 147.9597 | 13 | BA | 0.54977 | 124.9276 | 1736056.9396 | 17722.3972 | 1948-07-08 09:32 | 0 | 0 | 0 | 0 | 124.9276 | 0 | 0 | 0 | 0 | DV | 65304.3996 | 2078-10-16 09:35 | 127.0577 | 1 | 25 | 147.0577 | 13 | CJ | 0.53731 | 130.2156 | 7884563.4707 | 15678.4404 | 1942-12-03 10:34 | 0 | 0 | 0 | 0 | 130.2156 | 0 | 0 | 0 | 0
[8 empty] | Rank | By total LCOE |  |  | By cumulative score |  |  | 26 | ER | 0.51157 | 128.8025 | 201890.0114 | 61168.6637 | 26 | EB | 0.50081 | 129.2693 | 2685999.4208 | 68712.5142 | ER | 61067.7187 | 2067-03-11 17:15 | 128.8025 | 1 | 26 | 128.8025 | 13 | BA | 0.54977 | 124.9276 | 1736056.9396 | 19458.4542 | 1953-04-09 10:54 | 0 | 0 | 0 | 0 | 124.9276 | 0 | 0 | 0 | 0 | EB | 67369.5144 | 2084-06-11 12:21 | 129.2693 | 1 | 26 | 129.2693 | 13 | CJ | 0.53731 | 130.2156 | 7884563.4707 | 23563.0039 | 1964-07-05 00:06 | 0 | 0 | 0 | 0 | 130.2156 | 0 | 0 | 0 | 0
[9 empty] | Zone ID | Total LCOE ($/MWh) | Discounted Generation Potential (GWh) | Zone ID | Cumulative zone score | Discounted Generation Potential (GWh) | 27 | EF | 0.48096 | 128.8347 | 2560869.8453 | 63729.5335 | 27 | DS | 0.49994 | 127.4537 | 3421118.8919 | 72133.633 | EF | 62449.0986 | 2070-12-22 02:22 | 128.8347 | 1 | 27 | 148.8347 | 14 | CG | 0.52139 | 125.1624 | 2330688.134 | 19458.4542 | 1953-04-09 10:54 | 0 | 0 | 0 | 0 | 125.1624 | 0 | 0 | 0 | 0 | DS | 70423.0736 | 2092-10-21 01:46 | 127.4537 | 1 | 27 | 147.4537 | 14 | FF | 0.53394 | 126.8191 | 1080465.2872 | 23563.0039 | 1964-07-05 00:06 | 0 | 0 | 0 | 0 | 126.8191 | 0 | 0 | 0 | 0
[8 empty] | 1 | FH | 116.5382 | 1593.3164 | FB | 0.62681 | 230.9237 | 28 | EB | 0.50081 | 129.2693 | 2685999.4208 | 66415.5329 | 28 | G | 0.49883 | 124.8512 | 450588.8677 | 72584.2219 | EB | 65072.5332 | 2078-02-26 12:48 | 129.2693 | 1 | 28 | 129.2693 | 14 | CG | 0.52139 | 125.1624 | 2330688.134 | 21789.1423 | 1959-08-27 03:25 | 0 | 0 | 0 | 0 | 125.1624 | 0 | 0 | 0 | 0 | G | 72358.9275 | 2098-02-07 22:16 | 124.8512 | 1 | 28 | 124.8512 | 14 | FF | 0.53394 | 126.8191 | 1080465.2872 | 24643.4692 | 1967-06-20 11:16 | 0 | 0 | 0 | 0 | 126.8191 | 0 | 0 | 0 | 0
[8 empty] | 2 | ES | 117.1763 | 647.6821 | FE | 0.60951 | 329.6845 | 29 | CA | 0.47124 | 129.9962 | 5990901.9977 | 72406.4349 | 29 | DR | 0.4955 | 126.2952 | 3437030.6788 | 76021.2526 | CA | 69410.9839 | 2090-01-12 23:37 | 129.9962 | 1 | 29 | 149.9962 | 15 | DR | 0.4955 | 126.2952 | 3437030.6788 | 21789.1423 | 1959-08-27 03:25 | 0 | 0 | 0 | 0 | 0 | 126.2952 | 0 | 0 | 0 | DR | 74302.7373 | 2103-06-06 17:42 | 126.2952 | 1 | 29 | 146.2952 | 15 | DQ | 0.52997 | 124.8691 | 7833260.5753 | 24643.4692 | 1967-06-20 11:16 | 0 | 0 | 0 | 0 | 124.8691 | 0 | 0 | 0 | 0
[8 empty] | 3 | FB | 117.3519 | 230.9237 | FH | 0.58211 | 1593.3164 | 30 | BI | 0.48622 | 130.0449 | 1903173.8924 | 74309.6088 | 30 | CL | 0.49375 | 134.946 | 5338480.2581 | 81359.7329 | BI | 73358.0219 | 2100-11-04 00:32 | 130.0449 | 1 | 30 | 130.0449 | 15 | DR | 0.4955 | 126.2952 | 3437030.6788 | 25226.173 | 1969-01-23 04:09 | 0 | 0 | 0 | 0 | 0 | 126.2952 | 0 | 0 | 0 | CL | 78690.4927 | 2115-06-11 11:50 | 134.946 | 1 | 30 | 134.946 | 15 | DQ | 0.52997 | 124.8691 | 7833260.5753 | 32476.7297 | 1988-11-29 17:31 | 0 | 0 | 0 | 0 | 124.8691 | 0 | 0 | 0 | 0
[8 empty] | 4 | ET | 117.3664 | 648.5378 | ET | 0.56956 | 648.5378 | 31 | CJ | 0.53731 | 130.2156 | 7884563.4707 | 82194.1723 | 31 | EX | 0.49212 | 131.9864 | 1231224.7903 | 82590.9576 | CJ | 78251.8906 | 2114-03-29 21:22 | 130.2156 | 1 | 31 | 150.2156 | 16 | FF | 0.53394 | 126.8191 | 1080465.2872 | 25226.173 | 1969-01-23 04:09 | 0 | 0 | 0 | 0 | 126.8191 | 0 | 0 | 0 | 0 | #N/A | 81975.3452 | #N/A | 131.9864 | 1 | 31 | 151.9864 | 16 | BN | 0.52894 | 135.7647 | 3297069.0946 | 32476.7297 | 1988-11-29 17:31 | 0 | 0 | 0 | 0 | 135.7647 | 0 | 0 | 0 | 0
[8 empty] | 5 | FE | 118.3844 | 329.6845 | AS | 0.56678 | 1703.8003 | 32 | EE | 0.45567 | 130.2323 | 8737621.5566 | 90931.7939 | 32 | CC | 0.48846 | 127.5095 | 1279907.8403 | 83870.8655 | #N/A | 86562.9831 | #N/A | 130.2323 | 0 | 0 | 130.2323 | 16 | FF | 0.53394 | 126.8191 | 1080465.2872 | 26306.6383 | 1972-01-08 15:19 | 0 | 0 | 0 | 0 | 126.8191 | 0 | 0 | 0 | 0 | #N/A | 83230.9116 | #N/A | 127.5095 | 1 | 32 | 127.5095 | 16 | BN | 0.52894 | 135.7647 | 3297069.0946 | 35773.7988 | 1997-12-09 19:10 | 0 | 0 | 0 | 0 | 135.7647 | 0 | 0 | 0 | 0
[8 empty] | 6 | FC | 119.8357 | 248.2604 | ES | 0.56526 | 647.6821 | 33 | EO | 0.46014 | 130.665 | 1647126.0569 | 92578.9199 | 33 | EH | 0.48767 | 127.7622 | 3783436.0826 | 87654.3016 | #N/A | 91755.3569 | #N/A | 130.665 | 1 | 1 | 150.665 | 17 | BJ | 0.52175 | 127.0411 | 4307877.5534 | 26306.6383 | 1972-01-08 15:19 | 0 | 0 | 0 | 0 | 127.0411 | 0 | 0 | 0 | 0 | #N/A | 85762.5835 | #N/A | 127.7622 | 1 | 33 | 147.7622 | 17 | AN | 0.52724 | 127.4895 | 2527912.5738 | 35773.7988 | 1997-12-09 19:10 | 0 | 0 | 0 | 0 | 127.4895 | 0 | 0 | 0 | 0
[8 empty] | 7 | FD | 119.9441 | 223.5183 | CF | 0.55546 | 2856.2356 | 34 | BB | 0.47554 | 130.6671 | 5064403.9736 | 97643.3239 | 34 | BI | 0.48622 | 130.0449 | 1903173.8924 | 89557.4755 | #N/A | 95111.1219 | #N/A | 130.6671 | 1 | 2 | 130.6671 | 17 | BJ | 0.52175 | 127.0411 | 4307877.5534 | 30614.5158 | 1983-10-25 12:23 | 0 | 0 | 0 | 0 | 127.0411 | 0 | 0 | 0 | 0 | #N/A | 88605.8885 | #N/A | 130.0449 | 1 | 34 | 130.0449 | 17 | AN | 0.52724 | 127.4895 | 2527912.5738 | 38301.7114 | 2004-11-10 17:04 | 0 | 0 | 0 | 0 | 127.4895 | 0 | 0 | 0 | 0
[8 empty] | 8 | CF | 121.2617 | 2856.2356 | FC | 0.55486 | 248.2604 | 35 | DK | 0.4676 | 130.8142 | 3791118.8268 | 101434.4427 | 35 | EW | 0.48599 | 131.3705 | 2734809.2823 | 92292.2847 | #N/A | 99538.8833 | #N/A | 130.8142 | 1 | 3 | 150.8142 | 18 | DV | 0.50137 | 127.0577 | 1444230.2475 | 30614.5158 | 1983-10-25 12:23 | 0 | 0 | 0 | 0 | 127.0577 | 0 | 0 | 0 | 0 | #N/A | 90924.8801 | #N/A | 131.3705 | 1 | 35 | 151.3705 | 18 | BM | 0.5249 | 132.4378 | 2096507.3338 | 38301.7114 | 2004-11-10 17:04 | 0 | 0 | 0 | 0 | 132.4378 | 0 | 0 | 0 | 0
[8 empty] | 9 | AS | 121.3523 | 1703.8003 | BA | 0.54977 | 1736.0569 | 36 | EW | 0.48599 | 131.3705 | 2734809.2823 | 104169.252 | 36 | EF | 0.48096 | 128.8347 | 2560869.8453 | 94853.1546 | #N/A | 102801.8474 | #N/A | 131.3705 | 1 | 4 | 131.3705 | 18 | DV | 0.50137 | 127.0577 | 1444230.2475 | 32058.7461 | 1987-10-08 17:54 | 0 | 0 | 0 | 0 | 127.0577 | 0 | 0 | 0 | 0 | #N/A | 93572.7197 | #N/A | 128.8347 | 1 | 36 | 128.8347 | 18 | BM | 0.5249 | 132.4378 | 2096507.3338 | 40398.2188 | 2010-08-08 05:15 | 0 | 0 | 0 | 0 | 132.4378 | 0 | 0 | 0 | 0
[8 empty] | 10 | FI | 124.7331 | 956.5885 | FD | 0.54961 | 223.5183 | 37 | DN | 0.44419 | 131.4459 | 6752861.4165 | 110922.1134 | 37 | BB | 0.47554 | 130.6671 | 5064403.9736 | 99917.5586 | #N/A | 107545.6827 | #N/A | 131.4459 | 1 | 5 | 151.4459 | 19 | CI | 0.51919 | 127.3917 | 7219980.0713 | 32058.7461 | 1987-10-08 17:54 | 0 | 0 | 0 | 0 | 127.3917 | 0 | 0 | 0 | 0 | #N/A | 97385.3566 | #N/A | 130.6671 | 1 | 37 | 150.6671 | 19 | BJ | 0.52175 | 127.0411 | 4307877.5534 | 40398.2188 | 2010-08-08 05:15 | 0 | 0 | 0 | 0 | 127.0411 | 0 | 0 | 0 | 0
[8 empty] | 11 | G | 124.8512 | 450.5889 | EU | 0.54279 | 1508.6307 | 38 | DY | 0.44115 | 131.4941 | 2354827.6639 | 113276.9411 | 38 | AX | 0.47499 | 137.658 | 1361871.753 | 101279.4303 | #N/A | 112099.5272 | #N/A | 131.4941 | 1 | 6 | 131.4941 | 19 | CI | 0.51919 | 127.3917 | 7219980.0713 | 39278.7261 | 2007-07-15 17:26 | 0 | 0 | 0 | 0 | 127.3917 | 0 | 0 | 0 | 0 | #N/A | 100598.4944 | #N/A | 137.658 | 1 | 38 | 137.658 | 19 | BJ | 0.52175 | 127.0411 | 4307877.5534 | 44706.0963 | 2022-05-25 02:19 | 0 | 0 | 0 | 0 | 127.0411 | 0 | 0 | 0 | 0
[8 empty] | 12 | DQ | 124.8691 | 7833.2606 | AW | 0.53841 | 3951.7935 | 39 | DZ | 0.45076 | 131.6757 | 5171059.1602 | 118448.0002 | 39 | CA | 0.47124 | 129.9962 | 5990901.9977 | 107270.3323 | #N/A | 115862.4707 | #N/A | 131.6757 | 1 | 7 | 151.6757 | 20 | DS | 0.49994 | 127.4537 | 3421118.8919 | 39278.7261 | 2007-07-15 17:26 | 0 | 0 | 0 | 0 | 0 | 127.4537 | 0 | 0 | 0 | #N/A | 104274.8813 | #N/A | 129.9962 | 1 | 39 | 149.9962 | 20 | CG | 0.52139 | 125.1624 | 2330688.134 | 44706.0963 | 2022-05-25 02:19 | 0 | 0 | 0 | 0 | 125.1624 | 0 | 0 | 0 | 0
[8 empty] | 13 | BA | 124.9276 | 1736.0569 | CJ | 0.53731 | 7884.5635 | 40 | DH | 0.42961 | 131.7348 | 6211900.6892 | 124659.9009 | 40 | BE | 0.46958 | 133.7032 | 3313962.4174 | 110584.2947 | #N/A | 121553.9506 | #N/A | 131.7348 | 1 | 8 | 131.7348 | 20 | DS | 0.49994 | 127.4537 | 3421118.8919 | 42699.845 | 2016-11-25 20:17 | 0 | 0 | 0 | 0 | 0 | 127.4537 | 0 | 0 | 0 | #N/A | 108927.3135 | #N/A | 133.7032 | 1 | 40 | 133.7032 | 20 | CG | 0.52139 | 125.1624 | 2330688.134 | 47036.7844 | 2028-10-10 18:50 | 0 | 0 | 0 | 0 | 125.1624 | 0 | 0 | 0 | 0
[8 empty] | 14 | CG | 125.1624 | 2330.6881 | FF | 0.53394 | 1080.4653 | 41 | CB | 0.46283 | 131.8716 | 4032056.4627 | 128691.9574 | 41 | CZ | 0.46792 | 133.0385 | 2466700.8083 | 113050.9955 | #N/A | 126675.9292 | #N/A | 131.8716 | 1 | 9 | 151.8716 | 21 | AN | 0.52724 | 127.4895 | 2527912.5738 | 42699.845 | 2016-11-25 20:17 | 0 | 0 | 0 | 0 | 127.4895 | 0 | 0 | 0 | 0 | #N/A | 111817.6451 | #N/A | 133.0385 | 1 | 41 | 153.0385 | 21 | CI | 0.51919 | 127.3917 | 7219980.0713 | 47036.7844 | 2028-10-10 18:50 | 0 | 0 | 0 | 0 | 127.3917 | 0 | 0 | 0 | 0
[8 empty] | 15 | DR | 126.2952 | 3437.0307 | DQ | 0.52997 | 7833.2606 | 42 | AW | 0.53841 | 131.895 | 3951793.5251 | 132643.7509 | 42 | DA | 0.46765 | 137.6583 | 6592330.636 | 119643.3262 | #N/A | 130667.8541 | #N/A | 131.895 | 1 | 10 | 131.895 | 21 | AN | 0.52724 | 127.4895 | 2527912.5738 | 45227.7576 | 2023-10-28 18:11 | 0 | 0 | 0 | 0 | 127.4895 | 0 | 0 | 0 | 0 | #N/A | 116347.1609 | #N/A | 137.6583 | 1 | 42 | 137.6583 | 21 | CI | 0.51919 | 127.3917 | 7219980.0713 | 54256.7645 | 2048-07-17 18:21 | 0 | 0 | 0 | 0 | 127.3917 | 0 | 0 | 0 | 0
[8 empty] | 16 | FF | 126.8191 | 1080.4653 | BN | 0.52894 | 3297.0691 | 43 | EX | 0.49212 | 131.9864 | 1231224.7903 | 133874.9757 | 43 | DK | 0.4676 | 130.8142 | 3791118.8268 | 123434.445 | #N/A | 133259.3633 | #N/A | 131.9864 | 1 | 11 | 151.9864 | 22 | CC | 0.48846 | 127.5095 | 1279907.8403 | 45227.7576 | 2023-10-28 18:11 | 0 | 0 | 0 | 0 | 0 | 127.5095 | 0 | 0 | 0 | #N/A | 121538.8856 | #N/A | 130.8142 | 1 | 43 | 150.8142 | 22 | FI | 0.51398 | 124.7331 | 956588.5468 | 54256.7645 | 2048-07-17 18:21 | 0 | 0 | 0 | 0 | 124.7331 | 0 | 0 | 0 | 0
[8 empty] | 17 | BJ | 127.0411 | 4307.8776 | AN | 0.52724 | 2527.9126 | 44 | DT | 0.43524 | 132.2288 | 2484103.6049 | 136359.0793 | 44 | CB | 0.46283 | 131.8716 | 4032056.4627 | 127466.5015 | #N/A | 135117.0275 | #N/A | 132.2288 | 1 | 12 | 132.2288 | 22 | CC | 0.48846 | 127.5095 | 1279907.8403 | 46507.6654 | 2027-04-30 15:58 | 0 | 0 | 0 | 0 | 0 | 127.5095 | 0 | 0 | 0 | #N/A | 125450.4732 | #N/A | 131.8716 | 1 | 44 | 131.8716 | 22 | FI | 0.51398 | 124.7331 | 956588.5468 | 55213.3531 | 2051-03-01 08:28 | 0 | 0 | 0 | 0 | 124.7331 | 0 | 0 | 0 | 0
[8 empty] | 18 | DV | 127.0577 | 1444.2302 | BM | 0.5249 | 2096.5073 | 45 | DG | 0.43209 | 132.356 | 5745521.8436 | 142104.6011 | 45 | CT | 0.46056 | 133.9028 | 8683245.2527 | 136149.7467 | #N/A | 139231.8402 | #N/A | 132.356 | 1 | 13 | 152.356 | 23 | EH | 0.48767 | 127.7622 | 3783436.0826 | 46507.6654 | 2027-04-30 15:58 | 0 | 0 | 0 | 0 | 0 | 127.7622 | 0 | 0 | 0 | #N/A | 131808.1241 | #N/A | 133.9028 | 1 | 45 | 153.9028 | 23 | EA | 0.51332 | 127.8941 | 9167041.4167 | 55213.3531 | 2051-03-01 08:28 | 0 | 0 | 0 | 0 | 127.8941 | 0 | 0 | 0 | 0
[8 empty] | 19 | CI | 127.3917 | 7219.9801 | BJ | 0.52175 | 4307.8776 | 46 | DL | 0.4332 | 132.3605 | 2358651.8293 | 144463.253 | 46 | EO | 0.46014 | 130.665 | 1647126.0569 | 137796.8728 | #N/A | 143283.9271 | #N/A | 132.3605 | 1 | 14 | 132.3605 | 23 | EH | 0.48767 | 127.7622 | 3783436.0826 | 50291.1015 | 2037-09-08 02:26 | 0 | 0 | 0 | 0 | 0 | 127.7622 | 0 | 0 | 0 | #N/A | 136973.3097 | #N/A | 130.665 | 1 | 46 | 130.665 | 23 | EA | 0.51332 | 127.8941 | 9167041.4167 | 64380.3945 | 2076-04-05 09:28 | 0 | 0 | 0 | 0 | 127.8941 | 0 | 0 | 0 | 0
[8 empty] | 20 | DS | 127.4537 | 3421.1189 | CG | 0.52139 | 2330.6881 | 47 | BM | 0.5249 | 132.4378 | 2096507.3338 | 146559.7603 | 47 | EE | 0.45567 | 130.2323 | 8737621.5566 | 146534.4943 | #N/A | 145511.5066 | #N/A | 132.4378 | 1 | 15 | 152.4378 | 24 | EA | 0.51332 | 127.8941 | 9167041.4167 | 50291.1015 | 2037-09-08 02:26 | 0 | 0 | 0 | 0 | 127.8941 | 0 | 0 | 0 | 0 | #N/A | 142165.6835 | #N/A | 130.2323 | 1 | 47 | 150.2323 | 24 | ER | 0.51157 | 128.8025 | 201890.0114 | 64380.3945 | 2076-04-05 09:28 | 0 | 0 | 0 | 0 | 128.8025 | 0 | 0 | 0 | 0
[8 empty] | 21 | AN | 127.4895 | 2527.9126 | CI | 0.51919 | 7219.9801 | 48 | CZ | 0.46792 | 133.0385 | 2466700.8083 | 149026.4611 | 48 | DC | 0.4552 | 135.5097 | 1532446.4074 | 148066.9407 | #N/A | 147793.1107 | #N/A | 133.0385 | 1 | 16 | 133.0385 | 24 | EA | 0.51332 | 127.8941 | 9167041.4167 | 59458.1429 | 2062-10-14 03:26 | 0 | 0 | 0 | 0 | 127.8941 | 0 | 0 | 0 | 0 | #N/A | 147300.7175 | #N/A | 135.5097 | 1 | 48 | 135.5097 | 24 | ER | 0.51157 | 128.8025 | 201890.0114 | 64582.2845 | 2076-10-24 06:50 | 0 | 0 | 0 | 0 | 128.8025 | 0 | 0 | 0 | 0
[8 empty] | 22 | CC | 127.5095 | 1279.9078 | FI | 0.51398 | 956.5885 | 49 | BP | 0.42773 | 133.1744 | 2149248.6785 | 151175.7098 | 49 | CS | 0.45453 | 137.6509 | 2950678.7296 | 151017.6195 | #N/A | 150101.0855 | #N/A | 133.1744 | 1 | 17 | 153.1744 | 25 | EU | 0.54279 | 127.9597 | 1508630.7226 | 59458.1429 | 2062-10-14 03:26 | 0 | 0 | 0 | 0 | 127.9597 | 0 | 0 | 0 | 0 | #N/A | 149542.2801 | #N/A | 137.6509 | 1 | 49 | 157.6509 | 25 | DV | 0.50137 | 127.0577 | 1444230.2475 | 64582.2845 | 2076-10-24 06:50 | 0 | 0 | 0 | 0 | 127.0577 | 0 | 0 | 0 | 0
[8 empty] | 23 | EH | 127.7622 | 3783.4361 | EA | 0.51332 | 9167.0414 | 50 | DE | 0.42755 | 133.2749 | 5285107.8803 | 156460.8177 | 50 | CQ | 0.45342 | 137.5186 | 6327973.3992 | 157345.5929 | #N/A | 153818.2637 | #N/A | 133.2749 | 1 | 18 | 133.2749 | 25 | EU | 0.54279 | 127.9597 | 1508630.7226 | 60966.7737 | 2066-11-30 18:34 | 0 | 0 | 0 | 0 | 127.9597 | 0 | 0 | 0 | 0 | #N/A | 154181.6062 | #N/A | 137.5186 | 1 | 50 | 137.5186 | 25 | DV | 0.50137 | 127.0577 | 1444230.2475 | 66026.5147 | 2080-10-07 12:21 | 0 | 0 | 0 | 0 | 127.0577 | 0 | 0 | 0 | 0
[8 empty] | 24 | EA | 127.8941 | 9167.0414 | ER | 0.51157 | 201.89 | 51 | BE | 0.46958 | 133.7032 | 3313962.4174 | 159774.7801 | 51 | DZ | 0.45076 | 131.6757 | 5171059.1602 | 162516.652 | #N/A | 158117.7989 | #N/A | 133.7032 | 1 | 19 | 153.7032 | 26 | ER | 0.51157 | 128.8025 | 201890.0114 | 60966.7737 | 2066-11-30 18:34 | 0 | 0 | 0 | 0 | 128.8025 | 0 | 0 | 0 | 0 | #N/A | 159931.1224 | #N/A | 131.6757 | 1 | 51 | 151.6757 | 26 | EB | 0.50081 | 129.2693 | 2685999.4208 | 66026.5147 | 2080-10-07 12:21 | 0 | 0 | 0 | 0 | 129.2693 | 0 | 0 | 0 | 0
[8 empty] | 25 | EU | 127.9597 | 1508.6307 | DV | 0.50137 | 1444.2302 | 52 | EM | 0.39841 | 133.8206 | 2169996.1359 | 161944.7762 | 52 | DW | 0.44991 | 134.4035 | 4310200.0962 | 166826.8521 | #N/A | 160859.7782 | #N/A | 133.8206 | 1 | 20 | 133.8206 | 26 | ER | 0.51157 | 128.8025 | 201890.0114 | 61168.6637 | 2067-06-20 15:56 | 0 | 0 | 0 | 0 | 128.8025 | 0 | 0 | 0 | 0 | #N/A | 164671.7521 | #N/A | 134.4035 | 1 | 52 | 134.4035 | 26 | EB | 0.50081 | 129.2693 | 2685999.4208 | 68712.5142 | 2088-02-14 12:20 | 0 | 0 | 0 | 0 | 129.2693 | 0 | 0 | 0 | 0
[8 empty] | 26 | ER | 128.8025 | 201.89 | EB | 0.50081 | 2685.9994 | 53 | CT | 0.46056 | 133.9028 | 8683245.2527 | 170628.0215 | 53 | AT | 0.44721 | 135.5692 | 3477834.1229 | 170304.6862 | #N/A | 166286.3989 | #N/A | 133.9028 | 1 | 21 | 153.9028 | 27 | EF | 0.48096 | 128.8347 | 2560869.8453 | 61168.6637 | 2067-06-20 15:56 | 0 | 0 | 0 | 0 | 0 | 128.8347 | 0 | 0 | 0 | #N/A | 168565.7692 | #N/A | 135.5692 | 1 | 53 | 155.5692 | 27 | DS | 0.49994 | 127.4537 | 3421118.8919 | 68712.5142 | 2088-02-14 12:20 | 0 | 0 | 0 | 0 | 0 | 127.4537 | 0 | 0 | 0
[8 empty] | 27 | EF | 128.8347 | 2560.8698 | DS | 0.49994 | 3421.1189 | 54 | DP | 0.42074 | 134.2575 | 5238475.8917 | 175866.4974 | 54 | DN | 0.44419 | 131.4459 | 6752861.4165 | 177057.5477 | #N/A | 173247.2594 | #N/A | 134.2575 | 1 | 22 | 134.2575 | 27 | EF | 0.48096 | 128.8347 | 2560869.8453 | 63729.5335 | 2074-06-24 12:48 | 0 | 0 | 0 | 0 | 0 | 128.8347 | 0 | 0 | 0 | #N/A | 173681.1169 | #N/A | 131.4459 | 1 | 54 | 131.4459 | 27 | DS | 0.49994 | 127.4537 | 3421118.8919 | 72133.633 | 2097-06-27 15:12 | 0 | 0 | 0 | 0 | 0 | 127.4537 | 0 | 0 | 0
[8 empty] | 28 | EB | 129.2693 | 2685.9994 | G | 0.49883 | 450.5889 | 55 | EP | 0.38402 | 134.2766 | 1070032.2687 | 176936.5296 | 55 | AV | 0.4428 | 135.1809 | 2167085.5801 | 179224.6332 | #N/A | 176401.5135 | #N/A | 134.2766 | 1 | 23 | 154.2766 | 28 | EB | 0.50081 | 129.2693 | 2685999.4208 | 63729.5335 | 2074-06-24 12:48 | 0 | 0 | 0 | 0 | 129.2693 | 0 | 0 | 0 | 0 | #N/A | 178141.0904 | #N/A | 135.1809 | 1 | 55 | 155.1809 | 28 | G | 0.49883 | 124.8512 | 450588.8677 | 72133.633 | 2097-06-27 15:12 | 0 | 0 | 0 | 0 | 0 | 124.8512 | 0 | 0 | 0
[8 empty] | 29 | CA | 129.9962 | 5990.902 | DR | 0.4955 | 3437.0307 | 56 | DW | 0.44991 | 134.4035 | 4310200.0962 | 181246.7297 | 56 | DY | 0.44115 | 131.4941 | 2354827.6639 | 181579.4609 | #N/A | 179091.6297 | #N/A | 134.4035 | 1 | 24 | 134.4035 | 28 | EB | 0.50081 | 129.2693 | 2685999.4208 | 66415.5329 | 2081-10-31 12:47 | 0 | 0 | 0 | 0 | 129.2693 | 0 | 0 | 0 | 0 | #N/A | 180402.0471 | #N/A | 131.4941 | 1 | 56 | 131.4941 | 28 | G | 0.49883 | 124.8512 | 450588.8677 | 72584.2219 | 2098-09-21 05:20 | 0 | 0 | 0 | 0 | 0 | 124.8512 | 0 | 0 | 0
[8 empty] | 30 | BI | 130.0449 | 1903.1739 | CL | 0.49375 | 5338.4803 | 57 | CL | 0.49375 | 134.946 | 5338480.2581 | 186585.21 | 57 | CM | 0.43974 | 135.6249 | 2353420.2385 | 183932.8811 | #N/A | 183915.9699 | #N/A | 134.946 | 1 | 25 | 154.946 | 29 | CA | 0.47124 | 129.9962 | 5990901.9977 | 66415.5329 | 2081-10-31 12:47 | 0 | 0 | 0 | 0 | 0 | 129.9962 | 0 | 0 | 0 | #N/A | 182756.171 | #N/A | 135.6249 | 1 | 57 | 155.6249 | 29 | DR | 0.4955 | 126.2952 | 3437030.6788 | 72584.2219 | 2098-09-21 05:20 | 0 | 0 | 0 | 0 | 0 | 126.2952 | 0 | 0 | 0
[8 empty] | 31 | CJ | 130.2156 | 7884.5635 | EX | 0.49212 | 1231.2248 | 58 | EI | 0.34866 | 135.0305 | 204671.018 | 186789.881 | 58 | BL | 0.43891 | 139.551 | 2394679.1812 | 186327.5603 | #N/A | 186687.5455 | #N/A | 135.0305 | 1 | 26 | 135.0305 | 29 | CA | 0.47124 | 129.9962 | 5990901.9977 | 72406.4349 | 2098-03-27 10:26 | 0 | 0 | 0 | 0 | 0 | 129.9962 | 0 | 0 | 0 | #N/A | 185130.2207 | #N/A | 139.551 | 1 | 58 | 139.551 | 29 | DR | 0.4955 | 126.2952 | 3437030.6788 | 76021.2526 | 2108-02-19 06:04 | 0 | 0 | 0 | 0 | 0 | 126.2952 | 0 | 0 | 0
[8 empty] | 32 | EE | 130.2323 | 8737.6216 | CC | 0.48846 | 1279.9078 | 59 | AV | 0.4428 | 135.1809 | 2167085.5801 | 188956.9666 | 59 | DO | 0.43541 | 138.3403 | 3150989.0898 | 189478.5494 | #N/A | 187873.4238 | #N/A | 135.1809 | 1 | 27 | 155.1809 | 30 | BI | 0.48622 | 130.0449 | 1903173.8924 | 72406.4349 | 2098-03-27 10:26 | 0 | 0 | 0 | 0 | 0 | 130.0449 | 0 | 0 | 0 | #N/A | 187903.0549 | #N/A | 138.3403 | 1 | 59 | 158.3403 | 30 | CL | 0.49375 | 134.946 | 5338480.2581 | 76021.2526 | 2108-02-19 06:04 | 0 | 0 | 0 | 0 | 0 | 134.946 | 0 | 0 | 0
[8 empty] | 33 | EO | 130.665 | 1647.1261 | EH | 0.48767 | 3783.4361 | 60 | DX | 0.4218 | 135.2761 | 4754463.2987 | 193711.4299 | 60 | DT | 0.43524 | 132.2288 | 2484103.6049 | 191962.653 | #N/A | 191334.1982 | #N/A | 135.2761 | 1 | 28 | 135.2761 | 30 | BI | 0.48622 | 130.0449 | 1903173.8924 | 74309.6088 | 2103-06-13 14:37 | 0 | 0 | 0 | 0 | 0 | 130.0449 | 0 | 0 | 0 | #N/A | 190720.6012 | #N/A | 132.2288 | 1 | 60 | 132.2288 | 30 | CL | 0.49375 | 134.946 | 5338480.2581 | 81359.7329 | #N/A | #N/A | #N/A | #N/A | #N/A | #N/A | #N/A | #N/A | #N/A | #N/A
[8 empty] | 34 | BB | 130.6671 | 5064.404 | BI | 0.48622 | 1903.1739 | 61 | DC | 0.4552 | 135.5097 | 1532446.4074 | 195243.8763 | 61 | DD | 0.43488 | 139.0706 | 4653304.5633 | 196615.9576 | #N/A | 194477.6531 | #N/A | 135.5097 | 1 | 29 | 155.5097 | 31 | CJ | 0.53731 | 130.2156 | 7884563.4707 | 74309.6088 | 2103-06-13 14:37 | 0 | 0 | 0 | 0 | 130.2156 | 0 | 0 | 0 | 0 | #N/A | 194289.3053 | #N/A | 139.0706 | 1 | 61 | 159.0706 | 31 | EX | 0.49212 | 131.9864 | 1231224.7903 | 81359.7329 | #N/A | #N/A | #N/A | #N/A | #N/A | #N/A | #N/A | #N/A | #N/A | #N/A
[8 empty] | 35 | DK | 130.8142 | 3791.1188 | EW | 0.48599 | 2734.8093 | 62 | AT | 0.44721 | 135.5692 | 3477834.1229 | 198721.7104 | 62 | DL | 0.4332 | 132.3605 | 2358651.8293 | 198974.6094 | #N/A | 196982.7934 | #N/A | 135.5692 | 1 | 30 | 135.5692 | 31 | CJ | 0.53731 | 130.2156 | 7884563.4707 | 82194.1723 | #N/A | #N/A | #N/A | #N/A | #N/A | #N/A | #N/A | #N/A | #N/A | #N/A | #N/A | 197795.2835 | #N/A | 132.3605 | 1 | 62 | 132.3605 | 31 | EX | 0.49212 | 131.9864 | 1231224.7903 | 82590.9576 | #N/A | #N/A | #N/A | #N/A | #N/A | #N/A | #N/A | #N/A | #N/A | #N/A
[8 empty] | 36 | EW | 131.3705 | 2734.8093 | EF | 0.48096 | 2560.8698 | 63 | CM | 0.43974 | 135.6249 | 2353420.2385 | 201075.1307 | 63 | CY | 0.43302 | 136.5198 | 12285965.1727 | 211260.5746 | #N/A | 199898.4205 | #N/A | 135.6249 | 1 | 31 | 155.6249 | 32 | EE | 0.45567 | 130.2323 | 8737621.5566 | 82194.1723 | #N/A | #N/A | #N/A | #N/A | #N/A | #N/A | #N/A | #N/A | #N/A | #N/A | #N/A | 205117.592 | #N/A | 136.5198 | 1 | 63 | 156.5198 | 32 | CC | 0.48846 | 127.5095 | 1279907.8403 | 82590.9576 | #N/A | #N/A | #N/A | #N/A | #N/A | #N/A | #N/A | #N/A | #N/A | #N/A
[8 empty] | 37 | DN | 131.4459 | 6752.8614 | BB | 0.47554 | 5064.404 | 64 | EJ | 0.39185 | 135.716 | 357403.7819 | 201432.5344 | 64 | AR | 0.43301 | 137.7054 | 4105933.2717 | 215366.5079 | #N/A | 201253.8326 | #N/A | 135.716 | 1 | 32 | 135.716 | 32 | EE | 0.45567 | 130.2323 | 8737621.5566 | 90931.7939 | #N/A | #N/A | #N/A | #N/A | #N/A | #N/A | #N/A | #N/A | #N/A | #N/A | #N/A | 213313.5412 | #N/A | 137.7054 | 0 | 0 | 137.7054 | 32 | CC | 0.48846 | 127.5095 | 1279907.8403 | 83870.8655 | #N/A | #N/A | #N/A | #N/A | #N/A | #N/A | #N/A | #N/A | #N/A | #N/A
[8 empty] | 38 | DY | 131.4941 | 2354.8277 | AX | 0.47499 | 1361.8718 | 65 | BN | 0.52894 | 135.7647 | 3297069.0946 | 204729.6035 | 65 | DG | 0.43209 | 132.356 | 5745521.8436 | 221112.0297 | #N/A | 203081.069 | #N/A | 135.7647 | 1 | 33 | 155.7647 | 33 | EO | 0.46014 | 130.665 | 1647126.0569 | 90931.7939 | #N/A | #N/A | #N/A | #N/A | #N/A | #N/A | #N/A | #N/A | #N/A | #N/A | #N/A | 218239.2688 | #N/A | 132.356 | 1 | 1 | 152.356 | 33 | EH | 0.48767 | 127.7622 | 3783436.0826 | 83870.8655 | #N/A | #N/A | #N/A | #N/A | #N/A | #N/A | #N/A | #N/A | #N/A | #N/A
[8 empty] | 39 | DZ | 131.6757 | 5171.0592 | CA | 0.47124 | 5990.902 | 66 | BO | 0.41492 | 136.0594 | 4565071.4971 | 209294.675 | 66 | DH | 0.42961 | 131.7348 | 6211900.6892 | 227323.9304 | #N/A | 207012.1393 | #N/A | 136.0594 | 1 | 34 | 136.0594 | 33 | EO | 0.46014 | 130.665 | 1647126.0569 | 92578.9199 | #N/A | #N/A | #N/A | #N/A | #N/A | #N/A | #N/A | #N/A | #N/A | #N/A | #N/A | 224217.98 | #N/A | 131.7348 | 1 | 2 | 131.7348 | 33 | EH | 0.48767 | 127.7622 | 3783436.0826 | 87654.3016 | #N/A | #N/A | #N/A | #N/A | #N/A | #N/A | #N/A | #N/A | #N/A | #N/A
[8 empty] | 40 | DH | 131.7348 | 6211.9007 | BE | 0.46958 | 3313.9624 | 67 | DU | 0.41549 | 136.3702 | 4138440.0708 | 213433.1151 | 67 | CK | 0.42816 | 140.1452 | 14697888.1005 | 242021.8185 | #N/A | 211363.8951 | #N/A | 136.3702 | 1 | 35 | 156.3702 | 34 | BB | 0.47554 | 130.6671 | 5064403.9736 | 92578.9199 | #N/A | #N/A | #N/A | #N/A | #N/A | #N/A | #N/A | #N/A | #N/A | #N/A | #N/A | 234672.8744 | #N/A | 140.1452 | 0 | 0 | 140.1452 | 34 | BI | 0.48622 | 130.0449 | 1903173.8924 | 87654.3016 | #N/A | #N/A | #N/A | #N/A | #N/A | #N/A | #N/A | #N/A | #N/A | #N/A
[8 empty] | 41 | CB | 131.8716 | 4032.0565 | CZ | 0.46792 | 2466.7008 | 68 | CY | 0.43302 | 136.5198 | 12285965.1727 | 225719.0803 | 68 | BP | 0.42773 | 133.1744 | 2149248.6785 | 244171.0672 | #N/A | 219576.0977 | #N/A | 136.5198 | 0 | 0 | 136.5198 | 34 | BB | 0.47554 | 130.6671 | 5064403.9736 | 97643.3239 | #N/A | #N/A | #N/A | #N/A | #N/A | #N/A | #N/A | #N/A | #N/A | #N/A | #N/A | 243096.4428 | #N/A | 133.1744 | 0 | 0 | 133.1744 | 34 | BI | 0.48622 | 130.0449 | 1903173.8924 | 89557.4755 | #N/A | #N/A | #N/A | #N/A | #N/A | #N/A | #N/A | #N/A | #N/A | #N/A
[8 empty] | 42 | AW | 131.895 | 3951.7935 | DA | 0.46765 | 6592.3306 | 69 | EN | 0.37077 | 136.7844 | 1311044.2243 | 227030.1245 | 69 | DE | 0.42755 | 133.2749 | 5285107.8803 | 249456.175 | #N/A | 226374.6024 | #N/A | 136.7844 | 1 | 1 | 156.7844 | 35 | DK | 0.4676 | 130.8142 | 3791118.8268 | 97643.3239 | #N/A | #N/A | #N/A | #N/A | #N/A | #N/A | #N/A | #N/A | #N/A | #N/A | #N/A | 246813.6211 | #N/A | 133.2749 | 1 | 1 | 153.2749 | 35 | EW | 0.48599 | 131.3705 | 2734809.2823 | 89557.4755 | #N/A | #N/A | #N/A | #N/A | #N/A | #N/A | #N/A | #N/A | #N/A | #N/A
[8 empty] | 43 | EX | 131.9864 | 1231.2248 | DK | 0.4676 | 3791.1188 | 70 | BT | 0.41442 | 136.9019 | 2890349.3194 | 229920.4738 | 70 | CO | 0.42497 | 140.3277 | 1871442.7705 | 251327.6178 | #N/A | 228475.2992 | #N/A | 136.9019 | 1 | 2 | 136.9019 | 35 | DK | 0.4676 | 130.8142 | 3791118.8268 | 101434.4427 | #N/A | #N/A | #N/A | #N/A | #N/A | #N/A | #N/A | #N/A | #N/A | #N/A | #N/A | 250391.8964 | #N/A | 140.3277 | 1 | 2 | 140.3277 | 35 | EW | 0.48599 | 131.3705 | 2734809.2823 | 92292.2847 | #N/A | #N/A | #N/A | #N/A | #N/A | #N/A | #N/A | #N/A | #N/A | #N/A
[8 empty] | 44 | DT | 132.2288 | 2484.1036 | CB | 0.46283 | 4032.0565 | 71 | DJ | 0.39609 | 137.3335 | 14447212.5641 | 244367.6864 | 71 | DX | 0.4218 | 135.2761 | 4754463.2987 | 256082.0811 | #N/A | 237144.0801 | #N/A | 137.3335 | 0 | 0 | 137.3335 | 36 | EW | 0.48599 | 131.3705 | 2734809.2823 | 101434.4427 | #N/A | #N/A | #N/A | #N/A | #N/A | #N/A | #N/A | #N/A | #N/A | #N/A | #N/A | 253704.8495 | #N/A | 135.2761 | 1 | 3 | 155.2761 | 36 | EF | 0.48096 | 128.8347 | 2560869.8453 | 92292.2847 | #N/A | #N/A | #N/A | #N/A | #N/A | #N/A | #N/A | #N/A | #N/A | #N/A
MAP OF ZONES | [7 empty] | 45 | DG | 132.356 | 5745.5218 | CT | 0.46056 | 8683.2453 | 72 | CQ | 0.45342 | 137.5186 | 6327973.3992 | 250695.6598 | 72 | CH | 0.42116 | 141.8203 | 4622147.1138 | 260704.2282 | #N/A | 247531.6731 | #N/A | 137.5186 | 0 | 0 | 137.5186 | 36 | EW | 0.48599 | 131.3705 | 2734809.2823 | 104169.252 | #N/A | #N/A | #N/A | #N/A | #N/A | #N/A | #N/A | #N/A | #N/A | #N/A | #N/A | 258393.1547 | #N/A | 141.8203 | 1 | 4 | 141.8203 | 36 | EF | 0.48096 | 128.8347 | 2560869.8453 | 94853.1546 | #N/A | #N/A | #N/A | #N/A | #N/A | #N/A | #N/A | #N/A | #N/A | #N/A
[8 empty] | 46 | DL | 132.3605 | 2358.6518 | EO | 0.46014 | 1647.1261 | 73 | CS | 0.45453 | 137.6509 | 2950678.7296 | 253646.3385 | 73 | DP | 0.42074 | 134.2575 | 5238475.8917 | 265942.7041 | #N/A | 252170.9992 | #N/A | 137.6509 | 1 | 1 | 157.6509 | 37 | DN | 0.44419 | 131.4459 | 6752861.4165 | 104169.252 | #N/A | #N/A | #N/A | #N/A | #N/A | #N/A | #N/A | #N/A | #N/A | #N/A | #N/A | 263323.4662 | #N/A | 134.2575 | 1 | 5 | 154.2575 | 37 | BB | 0.47554 | 130.6671 | 5064403.9736 | 94853.1546 | #N/A | #N/A | #N/A | #N/A | #N/A | #N/A | #N/A | #N/A | #N/A | #N/A
[8 empty] | 47 | BM | 132.4378 | 2096.5073 | EE | 0.45567 | 8737.6216 | 74 | AX | 0.47499 | 137.658 | 1361871.753 | 255008.2103 | 74 | D | 0.41868 | 138.6065 | 5680536.4815 | 271623.2406 | #N/A | 254327.2744 | #N/A | 137.658 | 1 | 2 | 137.658 | 37 | DN | 0.44419 | 131.4459 | 6752861.4165 | 110922.1134 | #N/A | #N/A | #N/A | #N/A | #N/A | #N/A | #N/A | #N/A | #N/A | #N/A | #N/A | 268782.9724 | #N/A | 138.6065 | 1 | 6 | 138.6065 | 37 | BB | 0.47554 | 130.6671 | 5064403.9736 | 99917.5586 | #N/A | #N/A | #N/A | #N/A | #N/A | #N/A | #N/A | #N/A | #N/A | #N/A
[8 empty] | 48 | CZ | 133.0385 | 2466.7008 | DC | 0.4552 | 1532.4464 | 75 | DA | 0.46765 | 137.6583 | 6592330.636 | 261600.5409 | 75 | CV | 0.41661 | 143.0497 | 7852753.104 | 279475.9937 | #N/A | 258304.3756 | #N/A | 137.6583 | 1 | 3 | 157.6583 | 38 | DY | 0.44115 | 131.4941 | 2354827.6639 | 110922.1134 | #N/A | #N/A | #N/A | #N/A | #N/A | #N/A | #N/A | #N/A | #N/A | #N/A | #N/A | 275549.6172 | #N/A | 143.0497 | 1 | 7 | 163.0497 | 38 | AX | 0.47499 | 137.658 | 1361871.753 | 99917.5586 | #N/A | #N/A | #N/A | #N/A | #N/A | #N/A | #N/A | #N/A | #N/A | #N/A
[8 empty] | 49 | BP | 133.1744 | 2149.2487 | CS | 0.45453 | 2950.6787 | 76 | AR | 0.43301 | 137.7054 | 4105933.2717 | 265706.4742 | 76 | DU | 0.41549 | 136.3702 | 4138440.0708 | 283614.4338 | #N/A | 263653.5075 | #N/A | 137.7054 | 1 | 4 | 137.7054 | 38 | DY | 0.44115 | 131.4941 | 2354827.6639 | 113276.9411 | #N/A | #N/A | #N/A | #N/A | #N/A | #N/A | #N/A | #N/A | #N/A | #N/A | #N/A | 281545.2137 | #N/A | 136.3702 | 1 | 8 | 136.3702 | 38 | AX | 0.47499 | 137.658 | 1361871.753 | 101279.4303 | #N/A | #N/A | #N/A | #N/A | #N/A | #N/A | #N/A | #N/A | #N/A | #N/A
[8 empty] | 50 | DE | 133.2749 | 5285.1079 | CQ | 0.45342 | 6327.9734 | 77 | H | 0.3829 | 137.8785 | 489720.7628 | 266196.1949 | 77 | BO | 0.41492 | 136.0594 | 4565071.4971 | 288179.5053 | #N/A | 265951.3346 | #N/A | 137.8785 | 1 | 5 | 157.8785 | 39 | DZ | 0.45076 | 131.6757 | 5171059.1602 | 113276.9411 | #N/A | #N/A | #N/A | #N/A | #N/A | #N/A | #N/A | #N/A | #N/A | #N/A | #N/A | 285896.9695 | #N/A | 136.0594 | 1 | 9 | 156.0594 | 39 | CA | 0.47124 | 129.9962 | 5990901.9977 | 101279.4303 | #N/A | #N/A | #N/A | #N/A | #N/A | #N/A | #N/A | #N/A | #N/A | #N/A
[8 empty] | 51 | BE | 133.7032 | 3313.9624 | DZ | 0.45076 | 5171.0592 | 78 | EV | 0.40766 | 138.0321 | 2021973.5589 | 268218.1685 | 78 | BT | 0.41442 | 136.9019 | 2890349.3194 | 291069.8546 | #N/A | 267207.1817 | #N/A | 138.0321 | 1 | 6 | 138.0321 | 39 | DZ | 0.45076 | 131.6757 | 5171059.1602 | 118448.0002 | #N/A | #N/A | #N/A | #N/A | #N/A | #N/A | #N/A | #N/A | #N/A | #N/A | #N/A | 289624.6799 | #N/A | 136.9019 | 1 | 10 | 136.9019 | 39 | CA | 0.47124 | 129.9962 | 5990901.9977 | 107270.3323 | #N/A | #N/A | #N/A | #N/A | #N/A | #N/A | #N/A | #N/A | #N/A | #N/A
[8 empty] | 52 | EM | 133.8206 | 2169.9961 | DW | 0.44991 | 4310.2001 | 79 | DO | 0.43541 | 138.3403 | 3150989.0898 | 271369.1576 | 79 | DI | 0.4092 | 140.6925 | 9094876.2198 | 300164.7308 | #N/A | 269793.663 | #N/A | 138.3403 | 1 | 7 | 158.3403 | 40 | DH | 0.42961 | 131.7348 | 6211900.6892 | 118448.0002 | #N/A | #N/A | #N/A | #N/A | #N/A | #N/A | #N/A | #N/A | #N/A | #N/A | #N/A | 295617.2927 | #N/A | 140.6925 | 1 | 11 | 160.6925 | 40 | BE | 0.46958 | 133.7032 | 3313962.4174 | 107270.3323 | #N/A | #N/A | #N/A | #N/A | #N/A | #N/A | #N/A | #N/A | #N/A | #N/A
[8 empty] | 53 | CT | 133.9028 | 8683.2453 | AT | 0.44721 | 3477.8341 | 80 | D | 0.41868 | 138.6065 | 5680536.4815 | 277049.6941 | 80 | J | 0.40878 | 141.1453 | 2076397.3043 | 302241.1281 | #N/A | 274209.4258 | #N/A | 138.6065 | 1 | 8 | 138.6065 | 40 | DH | 0.42961 | 131.7348 | 6211900.6892 | 124659.9009 | #N/A | #N/A | #N/A | #N/A | #N/A | #N/A | #N/A | #N/A | #N/A | #N/A | #N/A | 301202.9295 | #N/A | 141.1453 | 1 | 12 | 141.1453 | 40 | BE | 0.46958 | 133.7032 | 3313962.4174 | 110584.2947 | #N/A | #N/A | #N/A | #N/A | #N/A | #N/A | #N/A | #N/A | #N/A | #N/A
[8 empty] | 54 | DP | 134.2575 | 5238.4759 | DN | 0.44419 | 6752.8614 | 81 | EC | 0.38226 | 138.7435 | 12849288.097 | 289898.9822 | 81 | BK | 0.40871 | 142.2045 | 3629027.4141 | 305870.1555 | #N/A | 283474.3381 | #N/A | 138.7435 | 0 | 0 | 138.7435 | 41 | CB | 0.46283 | 131.8716 | 4032056.4627 | 124659.9009 | #N/A | #N/A | #N/A | #N/A | #N/A | #N/A | #N/A | #N/A | #N/A | #N/A | #N/A | 304055.6418 | #N/A | 142.2045 | 1 | 13 | 162.2045 | 41 | CZ | 0.46792 | 133.0385 | 2466700.8083 | 110584.2947 | #N/A | #N/A | #N/A | #N/A | #N/A | #N/A | #N/A | #N/A | #N/A | #N/A
[8 empty] | 55 | EP | 134.2766 | 1070.0323 | AV | 0.4428 | 2167.0856 | 82 | DD | 0.43488 | 139.0706 | 4653304.5633 | 294552.2867 | 82 | EV | 0.40766 | 138.0321 | 2021973.5589 | 307892.1291 | #N/A | 292225.6345 | #N/A | 139.0706 | 0 | 0 | 139.0706 | 41 | CB | 0.46283 | 131.8716 | 4032056.4627 | 128691.9574 | #N/A | #N/A | #N/A | #N/A | #N/A | #N/A | #N/A | #N/A | #N/A | #N/A | #N/A | 306881.1423 | #N/A | 138.0321 | 1 | 14 | 138.0321 | 41 | CZ | 0.46792 | 133.0385 | 2466700.8083 | 113050.9955 | #N/A | #N/A | #N/A | #N/A | #N/A | #N/A | #N/A | #N/A | #N/A | #N/A
[8 empty] | 56 | DW | 134.4035 | 4310.2001 | DY | 0.44115 | 2354.8277 | 83 | EQ | 0.34223 | 139.2682 | 469990.5242 | 295022.2773 | 83 | F | 0.40512 | 142.1963 | 1279554.4236 | 309171.6835 | #N/A | 294787.282 | #N/A | 139.2682 | 1 | 1 | 159.2682 | 42 | AW | 0.53841 | 131.895 | 3951793.5251 | 128691.9574 | #N/A | #N/A | #N/A | #N/A | #N/A | #N/A | #N/A | #N/A | #N/A | #N/A | #N/A | 308531.9063 | #N/A | 142.1963 | 1 | 15 | 162.1963 | 42 | DA | 0.46765 | 137.6583 | 6592330.636 | 113050.9955 | #N/A | #N/A | #N/A | #N/A | #N/A | #N/A | #N/A | #N/A | #N/A | #N/A
[8 empty] | 57 | CL | 134.946 | 5338.4803 | CM | 0.43974 | 2353.4202 | 84 | FG | 0.34043 | 139.4512 | 220281.64 | 295242.5589 | 84 | BZ | 0.40444 | 141.344 | 9266294.0436 | 318437.9776 | #N/A | 295132.4181 | #N/A | 139.4512 | 1 | 2 | 139.4512 | 42 | AW | 0.53841 | 131.895 | 3951793.5251 | 132643.7509 | #N/A | #N/A | #N/A | #N/A | #N/A | #N/A | #N/A | #N/A | #N/A | #N/A | #N/A | 313804.8305 | #N/A | 141.344 | 1 | 16 | 141.344 | 42 | DA | 0.46765 | 137.6583 | 6592330.636 | 119643.3262 | #N/A | #N/A | #N/A | #N/A | #N/A | #N/A | #N/A | #N/A | #N/A | #N/A
[8 empty] | 58 | EI | 135.0305 | 204.671 | BL | 0.43891 | 2394.6792 | 85 | BL | 0.43891 | 139.551 | 2394679.1812 | 297637.2381 | 85 | AP | 0.40299 | 142.4323 | 4103690.1607 | 322541.6677 | #N/A | 296439.8985 | #N/A | 139.551 | 1 | 3 | 159.551 | 43 | EX | 0.49212 | 131.9864 | 1231224.7903 | 132643.7509 | #N/A | #N/A | #N/A | #N/A | #N/A | #N/A | #N/A | #N/A | #N/A | #N/A | #N/A | 320489.8226 | #N/A | 142.4323 | 1 | 17 | 162.4323 | 43 | DK | 0.4676 | 130.8142 | 3791118.8268 | 119643.3262 | #N/A | #N/A | #N/A | #N/A | #N/A | #N/A | #N/A | #N/A | #N/A | #N/A
[8 empty] | 59 | AV | 135.1809 | 2167.0856 | DO | 0.43541 | 3150.9891 | 86 | CK | 0.42816 | 140.1452 | 14697888.1005 | 312335.1262 | 86 | C | 0.40006 | 142.016 | 6358314.5718 | 328899.9823 | #N/A | 304986.1821 | #N/A | 140.1452 | 0 | 0 | 140.1452 | 43 | EX | 0.49212 | 131.9864 | 1231224.7903 | 133874.9757 | #N/A | #N/A | #N/A | #N/A | #N/A | #N/A | #N/A | #N/A | #N/A | #N/A | #N/A | 325720.825 | #N/A | 142.016 | 1 | 18 | 142.016 | 43 | DK | 0.4676 | 130.8142 | 3791118.8268 | 123434.445 | #N/A | #N/A | #N/A | #N/A | #N/A | #N/A | #N/A | #N/A | #N/A | #N/A
[8 empty] | 60 | DX | 135.2761 | 4754.4633 | DT | 0.43524 | 2484.1036 | 87 | CO | 0.42497 | 140.3277 | 1871442.7705 | 314206.569 | 87 | I | 0.39945 | 141.9919 | 2980607.3968 | 331880.5897 | #N/A | 313270.8476 | #N/A | 140.3277 | 0 | 0 | 140.3277 | 44 | DT | 0.43524 | 132.2288 | 2484103.6049 | 133874.9757 | #N/A | #N/A | #N/A | #N/A | #N/A | #N/A | #N/A | #N/A | #N/A | #N/A | #N/A | 330390.286 | #N/A | 141.9919 | 1 | 19 | 161.9919 | 44 | CB | 0.46283 | 131.8716 | 4032056.4627 | 123434.445 | #N/A | #N/A | #N/A | #N/A | #N/A | #N/A | #N/A | #N/A | #N/A | #N/A
[8 empty] | 61 | DC | 135.5097 | 1532.4464 | DD | 0.43488 | 4653.3046 | 88 | DI | 0.4092 | 140.6925 | 9094876.2198 | 323301.4452 | 88 | CU | 0.39921 | 144.6966 | 2089013.5934 | 333969.6033 | #N/A | 318754.0071 | #N/A | 140.6925 | 1 | 1 | 160.6925 | 44 | DT | 0.43524 | 132.2288 | 2484103.6049 | 136359.0793 | #N/A | #N/A | #N/A | #N/A | #N/A | #N/A | #N/A | #N/A | #N/A | #N/A | #N/A | 332925.0965 | #N/A | 144.6966 | 1 | 20 | 144.6966 | 44 | CB | 0.46283 | 131.8716 | 4032056.4627 | 127466.5015 | #N/A | #N/A | #N/A | #N/A | #N/A | #N/A | #N/A | #N/A | #N/A | #N/A
[8 empty] | 62 | AT | 135.5692 | 3477.8341 | DL | 0.4332 | 2358.6518 | 89 | EY | 0.35202 | 140.8782 | 778983.9975 | 324080.4292 | 89 | EM | 0.39841 | 133.8206 | 2169996.1359 | 336139.5994 | #N/A | 323690.9372 | #N/A | 140.8782 | 1 | 2 | 140.8782 | 45 | DG | 0.43209 | 132.356 | 5745521.8436 | 136359.0793 | #N/A | #N/A | #N/A | #N/A | #N/A | #N/A | #N/A | #N/A | #N/A | #N/A | #N/A | 335054.6013 | #N/A | 133.8206 | 1 | 21 | 153.8206 | 45 | CT | 0.46056 | 133.9028 | 8683245.2527 | 127466.5015 | #N/A | #N/A | #N/A | #N/A | #N/A | #N/A | #N/A | #N/A | #N/A | #N/A
[8 empty] | 63 | CM | 135.6249 | 2353.4202 | CY | 0.43302 | 12285.9652 | 90 | J | 0.40878 | 141.1453 | 2076397.3043 | 326156.8265 | 90 | E | 0.39794 | 141.912 | 7181165.4684 | 343320.7649 | #N/A | 325118.6278 | #N/A | 141.1453 | 1 | 3 | 161.1453 | 45 | DG | 0.43209 | 132.356 | 5745521.8436 | 142104.6011 | #N/A | #N/A | #N/A | #N/A | #N/A | #N/A | #N/A | #N/A | #N/A | #N/A | #N/A | 339730.1821 | #N/A | 141.912 | 1 | 22 | 141.912 | 45 | CT | 0.46056 | 133.9028 | 8683245.2527 | 136149.7467 | #N/A | #N/A | #N/A | #N/A | #N/A | #N/A | #N/A | #N/A | #N/A | #N/A
[8 empty] | 64 | EJ | 135.716 | 357.4038 | AR | 0.43301 | 4105.9333 | 91 | BZ | 0.40444 | 141.344 | 9266294.0436 | 335423.1205 | 91 | DJ | 0.39609 | 137.3335 | 14447212.5641 | 357767.9774 | #N/A | 330789.9735 | #N/A | 141.344 | 1 | 4 | 141.344 | 46 | DL | 0.4332 | 132.3605 | 2358651.8293 | 142104.6011 | #N/A | #N/A | #N/A | #N/A | #N/A | #N/A | #N/A | #N/A | #N/A | #N/A | #N/A | 350544.3712 | #N/A | 137.3335 | 0 | 0 | 137.3335 | 46 | EO | 0.46014 | 130.665 | 1647126.0569 | 136149.7467 | #N/A | #N/A | #N/A | #N/A | #N/A | #N/A | #N/A | #N/A | #N/A | #N/A
[8 empty] | 65 | BN | 135.7647 | 3297.0691 | DG | 0.43209 | 5745.5218 | 92 | CH | 0.42116 | 141.8203 | 4622147.1138 | 340045.2676 | 92 | EJ | 0.39185 | 135.716 | 357403.7819 | 358125.3812 | #N/A | 337734.1941 | #N/A | 141.8203 | 1 | 5 | 161.8203 | 46 | DL | 0.4332 | 132.3605 | 2358651.8293 | 144463.253 | #N/A | #N/A | #N/A | #N/A | #N/A | #N/A | #N/A | #N/A | #N/A | #N/A | #N/A | 357946.6793 | #N/A | 135.716 | 1 | 1 | 155.716 | 46 | EO | 0.46014 | 130.665 | 1647126.0569 | 137796.8728 | #N/A | #N/A | #N/A | #N/A | #N/A | #N/A | #N/A | #N/A | #N/A | #N/A
[8 empty] | 66 | BO | 136.0594 | 4565.0715 | DH | 0.42961 | 6211.9007 | 93 | E | 0.39794 | 141.912 | 7181165.4684 | 347226.4331 | 93 | CP | 0.39029 | 143.9083 | 2791153.5444 | 360916.5348 | #N/A | 343635.8504 | #N/A | 141.912 | 1 | 6 | 141.912 | 47 | BM | 0.5249 | 132.4378 | 2096507.3338 | 144463.253 | #N/A | #N/A | #N/A | #N/A | #N/A | #N/A | #N/A | #N/A | #N/A | #N/A | #N/A | 359520.958 | #N/A | 143.9083 | 1 | 2 | 143.9083 | 47 | EE | 0.45567 | 130.2323 | 8737621.5566 | 137796.8728 | #N/A | #N/A | #N/A | #N/A | #N/A | #N/A | #N/A | #N/A | #N/A | #N/A
[8 empty] | 67 | DU | 136.3702 | 4138.4401 | CK | 0.42816 | 14697.8881 | 94 | B | 0.38162 | 141.9499 | 5501982.7278 | 352728.4158 | 94 | BQ | 0.38785 | 144.1024 | 3522859.1733 | 364439.3939 | #N/A | 349977.4245 | #N/A | 141.9499 | 1 | 7 | 161.9499 | 47 | BM | 0.5249 | 132.4378 | 2096507.3338 | 146559.7603 | #N/A | #N/A | #N/A | #N/A | #N/A | #N/A | #N/A | #N/A | #N/A | #N/A | #N/A | 362677.9644 | #N/A | 144.1024 | 1 | 3 | 164.1024 | 47 | EE | 0.45567 | 130.2323 | 8737621.5566 | 146534.4943 | #N/A | #N/A | #N/A | #N/A | #N/A | #N/A | #N/A | #N/A | #N/A | #N/A
[8 empty] | 68 | CY | 136.5198 | 12285.9652 | BP | 0.42773 | 2149.2487 | 95 | I | 0.39945 | 141.9919 | 2980607.3968 | 355709.0232 | 95 | EP | 0.38402 | 134.2766 | 1070032.2687 | 365509.4262 | #N/A | 354218.7195 | #N/A | 141.9919 | 1 | 8 | 141.9919 | 48 | CZ | 0.46792 | 133.0385 | 2466700.8083 | 146559.7603 | #N/A | #N/A | #N/A | #N/A | #N/A | #N/A | #N/A | #N/A | #N/A | #N/A | #N/A | 364974.4101 | #N/A | 134.2766 | 1 | 4 | 134.2766 | 48 | DC | 0.4552 | 135.5097 | 1532446.4074 | 146534.4943 | #N/A | #N/A | #N/A | #N/A | #N/A | #N/A | #N/A | #N/A | #N/A | #N/A
[8 empty] | 69 | EN | 136.7844 | 1311.0442 | DE | 0.42755 | 5285.1079 | 96 | C | 0.40006 | 142.016 | 6358314.5718 | 362067.3378 | 96 | H | 0.3829 | 137.8785 | 489720.7628 | 365999.147 | #N/A | 358888.1805 | #N/A | 142.016 | 1 | 9 | 162.016 | 48 | CZ | 0.46792 | 133.0385 | 2466700.8083 | 149026.4611 | #N/A | #N/A | #N/A | #N/A | #N/A | #N/A | #N/A | #N/A | #N/A | #N/A | #N/A | 365754.2866 | #N/A | 137.8785 | 1 | 5 | 157.8785 | 48 | DC | 0.4552 | 135.5097 | 1532446.4074 | 148066.9407 | #N/A | #N/A | #N/A | #N/A | #N/A | #N/A | #N/A | #N/A | #N/A | #N/A
[8 empty] | 70 | BT | 136.9019 | 2890.3493 | CO | 0.42497 | 1871.4428 | 97 | F | 0.40512 | 142.1963 | 1279554.4236 | 363346.8922 | 97 | EC | 0.38226 | 138.7435 | 12849288.097 | 378848.4351 | #N/A | 362707.115 | #N/A | 142.1963 | 1 | 10 | 142.1963 | 49 | BP | 0.42773 | 133.1744 | 2149248.6785 | 149026.4611 | #N/A | #N/A | #N/A | #N/A | #N/A | #N/A | #N/A | #N/A | #N/A | #N/A | #N/A | 372423.791 | #N/A | 138.7435 | 1 | 6 | 138.7435 | 49 | CS | 0.45453 | 137.6509 | 2950678.7296 | 148066.9407 | #N/A | #N/A | #N/A | #N/A | #N/A | #N/A | #N/A | #N/A | #N/A | #N/A
[8 empty] | 71 | DJ | 137.3335 | 14447.2126 | DX | 0.4218 | 4754.4633 | 98 | BK | 0.40871 | 142.2045 | 3629027.4141 | 366975.9196 | 98 | B | 0.38162 | 141.9499 | 5501982.7278 | 384350.4178 | #N/A | 365161.4059 | #N/A | 142.2045 | 1 | 11 | 162.2045 | 49 | BP | 0.42773 | 133.1744 | 2149248.6785 | 151175.7098 | #N/A | #N/A | #N/A | #N/A | #N/A | #N/A | #N/A | #N/A | #N/A | #N/A | #N/A | 381599.4264 | #N/A | 141.9499 | 0 | 0 | 141.9499 | 49 | CS | 0.45453 | 137.6509 | 2950678.7296 | 151017.6195 | #N/A | #N/A | #N/A | #N/A | #N/A | #N/A | #N/A | #N/A | #N/A | #N/A
[8 empty] | 72 | CQ | 137.5186 | 6327.9734 | CH | 0.42116 | 4622.1471 | 99 | EG | 0.37935 | 142.3964 | 7262473.4433 | 374238.3931 | 99 | BY | 0.37938 | 142.4218 | 2536498.3208 | 386886.9161 | #N/A | 370607.1564 | #N/A | 142.3964 | 1 | 12 | 142.3964 | 50 | DE | 0.42755 | 133.2749 | 5285107.8803 | 151175.7098 | #N/A | #N/A | #N/A | #N/A | #N/A | #N/A | #N/A | #N/A | #N/A | #N/A | #N/A | 385618.667 | #N/A | 142.4218 | 1 | 1 | 162.4218 | 50 | CQ | 0.45342 | 137.5186 | 6327973.3992 | 151017.6195 | #N/A | #N/A | #N/A | #N/A | #N/A | #N/A | #N/A | #N/A | #N/A | #N/A
[8 empty] | 73 | CS | 137.6509 | 2950.6787 | DP | 0.42074 | 5238.4759 | 100 | BY | 0.37938 | 142.4218 | 2536498.3208 | 376774.8914 | 100 | EG | 0.37935 | 142.3964 | 7262473.4433 | 394149.3896 | #N/A | 375506.6422 | #N/A | 142.4218 | 1 | 13 | 162.4218 | 50 | DE | 0.42755 | 133.2749 | 5285107.8803 | 156460.8177 | #N/A | #N/A | #N/A | #N/A | #N/A | #N/A | #N/A | #N/A | #N/A | #N/A | #N/A | 390518.1528 | #N/A | 142.3964 | 1 | 2 | 142.3964 | 50 | CQ | 0.45342 | 137.5186 | 6327973.3992 | 157345.5929 | #N/A | #N/A | #N/A | #N/A | #N/A | #N/A | #N/A | #N/A | #N/A | #N/A
[8 empty] | 74 | AX | 137.658 | 1361.8718 | D | 0.41868 | 5680.5365 | 101 | AP | 0.40299 | 142.4323 | 4103690.1607 | 380878.5816 | 101 | BU | 0.37727 | 145.8776 | 3932848.4772 | 398082.238 | #N/A | 378826.7365 | #N/A | 142.4323 | 1 | 14 | 142.4323 | 51 | BE | 0.46958 | 133.7032 | 3313962.4174 | 156460.8177 | #N/A | #N/A | #N/A | #N/A | #N/A | #N/A | #N/A | #N/A | #N/A | #N/A | #N/A | 396115.8138 | #N/A | 145.8776 | 1 | 3 | 165.8776 | 51 | DZ | 0.45076 | 131.6757 | 5171059.1602 | 157345.5929 | #N/A | #N/A | #N/A | #N/A | #N/A | #N/A | #N/A | #N/A | #N/A | #N/A
[8 empty] | 75 | DA | 137.6583 | 6592.3306 | CV | 0.41661 | 7852.7531 | 102 | CV | 0.41661 | 143.0497 | 7852753.104 | 388731.3347 | 102 | BC | 0.37629 | 145.2724 | 5089541.7334 | 403171.7798 | #N/A | 384804.9581 | #N/A | 143.0497 | 1 | 15 | 163.0497 | 51 | BE | 0.46958 | 133.7032 | 3313962.4174 | 159774.7801 | #N/A | #N/A | #N/A | #N/A | #N/A | #N/A | #N/A | #N/A | #N/A | #N/A | #N/A | 400627.0089 | #N/A | 145.2724 | 1 | 4 | 145.2724 | 51 | DZ | 0.45076 | 131.6757 | 5171059.1602 | 162516.652 | #N/A | #N/A | #N/A | #N/A | #N/A | #N/A | #N/A | #N/A | #N/A | #N/A
[8 empty] | 76 | AR | 137.7054 | 4105.9333 | DU | 0.41549 | 4138.4401 | 103 | AO | 0.33583 | 143.4151 | 4516400.6769 | 393247.7353 | 103 | BV | 0.37517 | 145.571 | 2733407.5712 | 405905.1873 | #N/A | 390989.535 | #N/A | 143.4151 | 1 | 16 | 143.4151 | 52 | EM | 0.39841 | 133.8206 | 2169996.1359 | 159774.7801 | #N/A | #N/A | #N/A | #N/A | #N/A | #N/A | #N/A | #N/A | #N/A | #N/A | #N/A | 404538.4836 | #N/A | 145.571 | 1 | 5 | 165.571 | 52 | DW | 0.44991 | 134.4035 | 4310200.0962 | 162516.652 | #N/A | #N/A | #N/A | #N/A | #N/A | #N/A | #N/A | #N/A | #N/A | #N/A
[8 empty] | 77 | H | 137.8785 | 489.7208 | BO | 0.41492 | 4565.0715 | 104 | CP | 0.39029 | 143.9083 | 2791153.5444 | 396038.8889 | 104 | EN | 0.37077 | 136.7844 | 1311044.2243 | 407216.2316 | #N/A | 394643.3121 | #N/A | 143.9083 | 1 | 17 | 163.9083 | 52 | EM | 0.39841 | 133.8206 | 2169996.1359 | 161944.7762 | #N/A | #N/A | #N/A | #N/A | #N/A | #N/A | #N/A | #N/A | #N/A | #N/A | #N/A | 406560.7095 | #N/A | 136.7844 | 1 | 6 | 136.7844 | 52 | DW | 0.44991 | 134.4035 | 4310200.0962 | 166826.8521 | #N/A | #N/A | #N/A | #N/A | #N/A | #N/A | #N/A | #N/A | #N/A | #N/A
[8 empty] | 78 | EV | 138.0321 | 2021.9736 | BT | 0.41442 | 2890.3493 | 105 | BQ | 0.38785 | 144.1024 | 3522859.1733 | 399561.7481 | 105 | BX | 0.35805 | 146.4523 | 2189291.0102 | 409405.5226 | #N/A | 397800.3185 | #N/A | 144.1024 | 1 | 18 | 144.1024 | 53 | CT | 0.46056 | 133.9028 | 8683245.2527 | 161944.7762 | #N/A | #N/A | #N/A | #N/A | #N/A | #N/A | #N/A | #N/A | #N/A | #N/A | #N/A | 408310.8771 | #N/A | 146.4523 | 1 | 7 | 166.4523 | 53 | AT | 0.44721 | 135.5692 | 3477834.1229 | 166826.8521 | #N/A | #N/A | #N/A | #N/A | #N/A | #N/A | #N/A | #N/A | #N/A | #N/A
[8 empty] | 79 | DO | 138.3403 | 3150.9891 | DI | 0.4092 | 9094.8762 | 106 | EL | 0.34563 | 144.2457 | 493571.398 | 400055.3195 | 106 | L | 0.35453 | 148.7398 | 6127261.4611 | 415532.784 | #N/A | 399808.5338 | #N/A | 144.2457 | 1 | 19 | 164.2457 | 53 | CT | 0.46056 | 133.9028 | 8683245.2527 | 170628.0215 | #N/A | #N/A | #N/A | #N/A | #N/A | #N/A | #N/A | #N/A | #N/A | #N/A | #N/A | 412469.1533 | #N/A | 148.7398 | 1 | 8 | 148.7398 | 53 | AT | 0.44721 | 135.5692 | 3477834.1229 | 170304.6862 | #N/A | #N/A | #N/A | #N/A | #N/A | #N/A | #N/A | #N/A | #N/A | #N/A
[8 empty] | 80 | D | 138.6065 | 5680.5365 | J | 0.40878 | 2076.3973 | 107 | BS | 0.31175 | 144.3016 | 1804811.6642 | 401860.1311 | 107 | M | 0.35349 | 147.9504 | 6334452.9609 | 421867.237 | #N/A | 400957.7253 | #N/A | 144.3016 | 1 | 20 | 144.3016 | 54 | DP | 0.42074 | 134.2575 | 5238475.8917 | 170628.0215 | #N/A | #N/A | #N/A | #N/A | #N/A | #N/A | #N/A | #N/A | #N/A | #N/A | #N/A | 418700.0105 | #N/A | 147.9504 | 1 | 9 | 167.9504 | 54 | DN | 0.44419 | 131.4459 | 6752861.4165 | 170304.6862 | #N/A | #N/A | #N/A | #N/A | #N/A | #N/A | #N/A | #N/A | #N/A | #N/A
[8 empty] | 81 | EC | 138.7435 | 12849.2881 | BK | 0.40871 | 3629.0274 | 108 | EK | 0.31174 | 144.565 | 318928.0553 | 402179.0592 | 108 | CX | 0.35267 | 147.0585 | 4809523.9719 | 426676.761 | #N/A | 402019.5951 | #N/A | 144.565 | 1 | 21 | 164.565 | 54 | DP | 0.42074 | 134.2575 | 5238475.8917 | 175866.4974 | #N/A | #N/A | #N/A | #N/A | #N/A | #N/A | #N/A | #N/A | #N/A | #N/A | #N/A | 424271.999 | #N/A | 147.0585 | 1 | 10 | 147.0585 | 54 | DN | 0.44419 | 131.4459 | 6752861.4165 | 177057.5477 | #N/A | #N/A | #N/A | #N/A | #N/A | #N/A | #N/A | #N/A | #N/A | #N/A
[8 empty] | 82 | DD | 139.0706 | 4653.3046 | EV | 0.40766 | 2021.9736 | 109 | CU | 0.39921 | 144.6966 | 2089013.5934 | 404268.0728 | 109 | EY | 0.35202 | 140.8782 | 778983.9975 | 427455.745 | #N/A | 403223.566 | #N/A | 144.6966 | 1 | 22 | 144.6966 | 55 | EP | 0.38402 | 134.2766 | 1070032.2687 | 175866.4974 | #N/A | #N/A | #N/A | #N/A | #N/A | #N/A | #N/A | #N/A | #N/A | #N/A | #N/A | 427066.253 | #N/A | 140.8782 | 1 | 11 | 160.8782 | 55 | AV | 0.4428 | 135.1809 | 2167085.5801 | 177057.5477 | #N/A | #N/A | #N/A | #N/A | #N/A | #N/A | #N/A | #N/A | #N/A | #N/A
[8 empty] | 83 | EQ | 139.2682 | 469.9905 | F | 0.40512 | 1279.5544 | 110 | AQ | 0.33635 | 144.8918 | 4328029.1425 | 408596.1019 | 110 | CD | 0.35073 | 149.3371 | 2950090.608 | 430405.8356 | #N/A | 406432.0873 | #N/A | 144.8918 | 1 | 23 | 164.8918 | 55 | EP | 0.38402 | 134.2766 | 1070032.2687 | 176936.5296 | #N/A | #N/A | #N/A | #N/A | #N/A | #N/A | #N/A | #N/A | #N/A | #N/A | #N/A | 428930.7903 | #N/A | 149.3371 | 1 | 12 | 149.3371 | 55 | AV | 0.4428 | 135.1809 | 2167085.5801 | 179224.6332 | #N/A | #N/A | #N/A | #N/A | #N/A | #N/A | #N/A | #N/A | #N/A | #N/A
[8 empty] | 84 | FG | 139.4512 | 220.2816 | BZ | 0.40444 | 9266.294 | 111 | BC | 0.37629 | 145.2724 | 5089541.7334 | 413685.6436 | 111 | CW | 0.34969 | 148.5919 | 2609130.2564 | 433014.9658 | #N/A | 411140.8728 | #N/A | 145.2724 | 1 | 24 | 145.2724 | 56 | DW | 0.44991 | 134.4035 | 4310200.0962 | 176936.5296 | #N/A | #N/A | #N/A | #N/A | #N/A | #N/A | #N/A | #N/A | #N/A | #N/A | #N/A | 431710.4007 | #N/A | 148.5919 | 1 | 13 | 168.5919 | 56 | DY | 0.44115 | 131.4941 | 2354827.6639 | 179224.6332 | #N/A | #N/A | #N/A | #N/A | #N/A | #N/A | #N/A | #N/A | #N/A | #N/A
[8 empty] | 85 | BL | 139.551 | 2394.6792 | AP | 0.40299 | 4103.6902 | 112 | BV | 0.37517 | 145.571 | 2733407.5712 | 416419.0512 | 112 | EI | 0.34866 | 135.0305 | 204671.018 | 433219.6369 | #N/A | 415052.3474 | #N/A | 145.571 | 1 | 25 | 165.571 | 56 | DW | 0.44991 | 134.4035 | 4310200.0962 | 181246.7297 | #N/A | #N/A | #N/A | #N/A | #N/A | #N/A | #N/A | #N/A | #N/A | #N/A | #N/A | 433117.3013 | #N/A | 135.0305 | 1 | 14 | 135.0305 | 56 | DY | 0.44115 | 131.4941 | 2354827.6639 | 181579.4609 | #N/A | #N/A | #N/A | #N/A | #N/A | #N/A | #N/A | #N/A | #N/A | #N/A
[8 empty] | 86 | CK | 140.1452 | 14697.8881 | C | 0.40006 | 6358.3146 | 113 | AZ | 0.31197 | 145.5978 | 3623441.6817 | 420042.4929 | 113 | EL | 0.34563 | 144.2457 | 493571.398 | 433713.2083 | #N/A | 418230.7721 | #N/A | 145.5978 | 1 | 26 | 145.5978 | 57 | CL | 0.49375 | 134.946 | 5338480.2581 | 181246.7297 | #N/A | #N/A | #N/A | #N/A | #N/A | #N/A | #N/A | #N/A | #N/A | #N/A | #N/A | 433466.4226 | #N/A | 144.2457 | 1 | 15 | 164.2457 | 57 | CM | 0.43974 | 135.6249 | 2353420.2385 | 181579.4609 | #N/A | #N/A | #N/A | #N/A | #N/A | #N/A | #N/A | #N/A | #N/A | #N/A
[8 empty] | 87 | CO | 140.3277 | 1871.4428 | I | 0.39945 | 2980.6074 | 114 | BU | 0.37727 | 145.8776 | 3932848.4772 | 423975.3414 | 114 | BD | 0.34502 | 148.7815 | 4696864.2898 | 438410.0725 | #N/A | 422008.9171 | #N/A | 145.8776 | 1 | 27 | 165.8776 | 57 | CL | 0.49375 | 134.946 | 5338480.2581 | 186585.21 | #N/A | #N/A | #N/A | #N/A | #N/A | #N/A | #N/A | #N/A | #N/A | #N/A | #N/A | 436061.6404 | #N/A | 148.7815 | 1 | 16 | 148.7815 | 57 | CM | 0.43974 | 135.6249 | 2353420.2385 | 183932.8811 | #N/A | #N/A | #N/A | #N/A | #N/A | #N/A | #N/A | #N/A | #N/A | #N/A
[8 empty] | 88 | DI | 140.6925 | 9094.8762 | CU | 0.39921 | 2089.0136 | 115 | CN | 0.33543 | 146.2252 | 4541920.7184 | 428517.2621 | 115 | EQ | 0.34223 | 139.2682 | 469990.5242 | 438880.0631 | #N/A | 426246.3017 | #N/A | 146.2252 | 1 | 28 | 146.2252 | 58 | EI | 0.34866 | 135.0305 | 204671.018 | 186585.21 | #N/A | #N/A | #N/A | #N/A | #N/A | #N/A | #N/A | #N/A | #N/A | #N/A | #N/A | 438645.0678 | #N/A | 139.2682 | 1 | 17 | 159.2682 | 58 | BL | 0.43891 | 139.551 | 2394679.1812 | 183932.8811 | #N/A | #N/A | #N/A | #N/A | #N/A | #N/A | #N/A | #N/A | #N/A | #N/A
[8 empty] | 89 | EY | 140.8782 | 778.984 | EM | 0.39841 | 2169.9961 | 116 | BX | 0.35805 | 146.4523 | 2189291.0102 | 430706.5531 | 116 | FG | 0.34043 | 139.4512 | 220281.64 | 439100.3447 | #N/A | 429611.9076 | #N/A | 146.4523 | 1 | 29 | 166.4523 | 58 | EI | 0.34866 | 135.0305 | 204671.018 | 186789.881 | #N/A | #N/A | #N/A | #N/A | #N/A | #N/A | #N/A | #N/A | #N/A | #N/A | #N/A | 438990.2039 | #N/A | 139.4512 | 1 | 18 | 139.4512 | 58 | BL | 0.43891 | 139.551 | 2394679.1812 | 186327.5603 | #N/A | #N/A | #N/A | #N/A | #N/A | #N/A | #N/A | #N/A | #N/A | #N/A
[8 empty] | 90 | J | 141.1453 | 2076.3973 | E | 0.39794 | 7181.1655 | 117 | Z | 0.27583 | 146.5405 | 1306645.6656 | 432013.1988 | 117 | CE | 0.33718 | 150.3235 | 3670735.3273 | 442771.08 | #N/A | 431359.8759 | #N/A | 146.5405 | 1 | 30 | 146.5405 | 59 | AV | 0.4428 | 135.1809 | 2167085.5801 | 186789.881 | #N/A | #N/A | #N/A | #N/A | #N/A | #N/A | #N/A | #N/A | #N/A | #N/A | #N/A | 440935.7124 | #N/A | 150.3235 | 1 | 19 | 170.3235 | 59 | DO | 0.43541 | 138.3403 | 3150989.0898 | 186327.5603 | #N/A | #N/A | #N/A | #N/A | #N/A | #N/A | #N/A | #N/A | #N/A | #N/A
[8 empty] | 91 | BZ | 141.344 | 9266.294 | DJ | 0.39609 | 14447.2126 | 118 | AU | 0.31026 | 147.0197 | 1503890.0903 | 433517.0889 | 118 | AQ | 0.33635 | 144.8918 | 4328029.1425 | 447099.1092 | #N/A | 432765.1438 | #N/A | 147.0197 | 1 | 31 | 167.0197 | 59 | AV | 0.4428 | 135.1809 | 2167085.5801 | 188956.9666 | #N/A | #N/A | #N/A | #N/A | #N/A | #N/A | #N/A | #N/A | #N/A | #N/A | #N/A | 444935.0946 | #N/A | 144.8918 | 1 | 20 | 144.8918 | 59 | DO | 0.43541 | 138.3403 | 3150989.0898 | 189478.5494 | #N/A | #N/A | #N/A | #N/A | #N/A | #N/A | #N/A | #N/A | #N/A | #N/A
[8 empty] | 92 | CH | 141.8203 | 4622.1471 | EJ | 0.39185 | 357.4038 | 119 | BF | 0.33538 | 147.0266 | 2469626.1989 | 435986.7151 | 119 | BR | 0.33625 | 147.6852 | 3183249.632 | 450282.3588 | #N/A | 434751.902 | #N/A | 147.0266 | 1 | 32 | 147.0266 | 60 | DX | 0.4218 | 135.2761 | 4754463.2987 | 188956.9666 | #N/A | #N/A | #N/A | #N/A | #N/A | #N/A | #N/A | #N/A | #N/A | #N/A | #N/A | 448690.734 | #N/A | 147.6852 | 1 | 21 | 167.6852 | 60 | DT | 0.43524 | 132.2288 | 2484103.6049 | 189478.5494 | #N/A | #N/A | #N/A | #N/A | #N/A | #N/A | #N/A | #N/A | #N/A | #N/A
[8 empty] | 93 | E | 141.912 | 7181.1655 | CP | 0.39029 | 2791.1535 | 120 | CX | 0.35267 | 147.0585 | 4809523.9719 | 440796.239 | 120 | AO | 0.33583 | 143.4151 | 4516400.6769 | 454798.7595 | #N/A | 438391.477 | #N/A | 147.0585 | 1 | 33 | 167.0585 | 60 | DX | 0.4218 | 135.2761 | 4754463.2987 | 193711.4299 | #N/A | #N/A | #N/A | #N/A | #N/A | #N/A | #N/A | #N/A | #N/A | #N/A | #N/A | 452540.5592 | #N/A | 143.4151 | 1 | 22 | 143.4151 | 60 | DT | 0.43524 | 132.2288 | 2484103.6049 | 191962.653 | #N/A | #N/A | #N/A | #N/A | #N/A | #N/A | #N/A | #N/A | #N/A | #N/A
[8 empty] | 94 | B | 141.9499 | 5501.9827 | BQ | 0.38785 | 3522.8592 | 121 | AG | 0.28147 | 147.106 | 5331103.3097 | 446127.3423 | 121 | CN | 0.33543 | 146.2252 | 4541920.7184 | 459340.6802 | #N/A | 443461.7907 | #N/A | 147.106 | 1 | 34 | 147.106 | 61 | DC | 0.4552 | 135.5097 | 1532446.4074 | 193711.4299 | #N/A | #N/A | #N/A | #N/A | #N/A | #N/A | #N/A | #N/A | #N/A | #N/A | #N/A | 457069.7198 | #N/A | 146.2252 | 1 | 23 | 166.2252 | 61 | DD | 0.43488 | 139.0706 | 4653304.5633 | 191962.653 | #N/A | #N/A | #N/A | #N/A | #N/A | #N/A | #N/A | #N/A | #N/A | #N/A
[8 empty] | 95 | I | 141.9919 | 2980.6074 | EP | 0.38402 | 1070.0323 | 122 | DB | 0.33365 | 147.1795 | 5011418.8302 | 451138.7612 | 122 | BF | 0.33538 | 147.0266 | 2469626.1989 | 461810.3064 | #N/A | 448633.0518 | #N/A | 147.1795 | 1 | 35 | 167.1795 | 61 | DC | 0.4552 | 135.5097 | 1532446.4074 | 195243.8763 | #N/A | #N/A | #N/A | #N/A | #N/A | #N/A | #N/A | #N/A | #N/A | #N/A | #N/A | 460575.4933 | #N/A | 147.0266 | 1 | 24 | 147.0266 | 61 | DD | 0.43488 | 139.0706 | 4653304.5633 | 196615.9576 | #N/A | #N/A | #N/A | #N/A | #N/A | #N/A | #N/A | #N/A | #N/A | #N/A
[8 empty] | 96 | C | 142.016 | 6358.3146 | H | 0.3829 | 489.7208 | 123 | AA | 0.26655 | 147.3464 | 1523356.1669 | 452662.1173 | 123 | BW | 0.33397 | 148.294 | 1003053.6942 | 462813.3601 | #N/A | 451900.4393 | #N/A | 147.3464 | 1 | 36 | 147.3464 | 62 | AT | 0.44721 | 135.5692 | 3477834.1229 | 195243.8763 | #N/A | #N/A | #N/A | #N/A | #N/A | #N/A | #N/A | #N/A | #N/A | #N/A | #N/A | 462311.8333 | #N/A | 148.294 | 1 | 25 | 168.294 | 62 | DL | 0.4332 | 132.3605 | 2358651.8293 | 196615.9576 | #N/A | #N/A | #N/A | #N/A | #N/A | #N/A | #N/A | #N/A | #N/A | #N/A
[8 empty] | 97 | F | 142.1963 | 1279.5544 | EC | 0.38226 | 12849.2881 | 124 | AH | 0.26574 | 147.4208 | 4248890.1696 | 456911.0075 | 124 | DB | 0.33365 | 147.1795 | 5011418.8302 | 467824.7789 | #N/A | 454786.5624 | #N/A | 147.4208 | 1 | 37 | 167.4208 | 62 | AT | 0.44721 | 135.5692 | 3477834.1229 | 198721.7104 | #N/A | #N/A | #N/A | #N/A | #N/A | #N/A | #N/A | #N/A | #N/A | #N/A | #N/A | 465319.0695 | #N/A | 147.1795 | 1 | 26 | 147.1795 | 62 | DL | 0.4332 | 132.3605 | 2358651.8293 | 198974.6094 | #N/A | #N/A | #N/A | #N/A | #N/A | #N/A | #N/A | #N/A | #N/A | #N/A
[8 empty] | 98 | BK | 142.2045 | 3629.0274 | B | 0.38162 | 5501.9827 | 125 | W | 0.2708 | 147.5871 | 3629487.4048 | 460540.4949 | 125 | FA | 0.32295 | 148.7782 | 1365562.6392 | 469190.3416 | #N/A | 458725.7512 | #N/A | 147.5871 | 1 | 38 | 147.5871 | 63 | CM | 0.43974 | 135.6249 | 2353420.2385 | 198721.7104 | #N/A | #N/A | #N/A | #N/A | #N/A | #N/A | #N/A | #N/A | #N/A | #N/A | #N/A | 468507.5602 | #N/A | 148.7782 | 1 | 27 | 168.7782 | 63 | CY | 0.43302 | 136.5198 | 12285965.1727 | 198974.6094 | #N/A | #N/A | #N/A | #N/A | #N/A | #N/A | #N/A | #N/A | #N/A | #N/A
[8 empty] | 99 | EG | 142.3964 | 7262.4734 | BY | 0.37938 | 2536.4983 | 126 | BR | 0.33625 | 147.6852 | 3183249.632 | 463723.7445 | 126 | AY | 0.32206 | 148.2474 | 3120729.9805 | 472311.0715 | #N/A | 462132.1197 | #N/A | 147.6852 | 1 | 39 | 167.6852 | 63 | CM | 0.43974 | 135.6249 | 2353420.2385 | 201075.1307 | #N/A | #N/A | #N/A | #N/A | #N/A | #N/A | #N/A | #N/A | #N/A | #N/A | #N/A | 470750.7066 | #N/A | 148.2474 | 1 | 28 | 148.2474 | 63 | CY | 0.43302 | 136.5198 | 12285965.1727 | 211260.5746 | #N/A | #N/A | #N/A | #N/A | #N/A | #N/A | #N/A | #N/A | #N/A | #N/A
[8 empty] | 100 | BY | 142.4218 | 2536.4983 | EG | 0.37935 | 7262.4734 | 127 | V | 0.26573 | 147.9008 | 3379212.0276 | 467102.9566 | 127 | DM | 0.31325 | 150.0419 | 7212509.9539 | 479523.5815 | #N/A | 465413.3506 | #N/A | 147.9008 | 1 | 40 | 147.9008 | 64 | EJ | 0.39185 | 135.716 | 357403.7819 | 201075.1307 | #N/A | #N/A | #N/A | #N/A | #N/A | #N/A | #N/A | #N/A | #N/A | #N/A | #N/A | 475917.3265 | #N/A | 150.0419 | 1 | 29 | 170.0419 | 64 | AR | 0.43301 | 137.7054 | 4105933.2717 | 211260.5746 | #N/A | #N/A | #N/A | #N/A | #N/A | #N/A | #N/A | #N/A | #N/A | #N/A
[8 empty] | 101 | AP | 142.4323 | 4103.6902 | BU | 0.37727 | 3932.8485 | 128 | M | 0.35349 | 147.9504 | 6334452.9609 | 473437.4095 | 128 | AZ | 0.31197 | 145.5978 | 3623441.6817 | 483147.0232 | #N/A | 470270.183 | #N/A | 147.9504 | 1 | 41 | 167.9504 | 64 | EJ | 0.39185 | 135.716 | 357403.7819 | 201432.5344 | #N/A | #N/A | #N/A | #N/A | #N/A | #N/A | #N/A | #N/A | #N/A | #N/A | #N/A | 481335.3023 | #N/A | 145.5978 | 1 | 30 | 145.5978 | 64 | AR | 0.43301 | 137.7054 | 4105933.2717 | 215366.5079 | #N/A | #N/A | #N/A | #N/A | #N/A | #N/A | #N/A | #N/A | #N/A | #N/A
[8 empty] | 102 | CV | 143.0497 | 7852.7531 | BC | 0.37629 | 5089.5417 | 129 | AF | 0.25981 | 148.1692 | 6027375.3466 | 479464.7849 | 129 | BS | 0.31175 | 144.3016 | 1804811.6642 | 484951.8348 | #N/A | 476451.0972 | #N/A | 148.1692 | 1 | 42 | 148.1692 | 65 | BN | 0.52894 | 135.7647 | 3297069.0946 | 201432.5344 | #N/A | #N/A | #N/A | #N/A | #N/A | #N/A | #N/A | #N/A | #N/A | #N/A | #N/A | 484049.429 | #N/A | 144.3016 | 1 | 31 | 164.3016 | 65 | DG | 0.43209 | 132.356 | 5745521.8436 | 215366.5079 | #N/A | #N/A | #N/A | #N/A | #N/A | #N/A | #N/A | #N/A | #N/A | #N/A
[8 empty] | 103 | AO | 143.4151 | 4516.4007 | BV | 0.37517 | 2733.4076 | 130 | AY | 0.32206 | 148.2474 | 3120729.9805 | 482585.5149 | 130 | EK | 0.31174 | 144.565 | 318928.0553 | 485270.7629 | #N/A | 481025.1499 | #N/A | 148.2474 | 1 | 43 | 168.2474 | 65 | BN | 0.52894 | 135.7647 | 3297069.0946 | 204729.6035 | #N/A | #N/A | #N/A | #N/A | #N/A | #N/A | #N/A | #N/A | #N/A | #N/A | #N/A | 485111.2989 | #N/A | 144.565 | 1 | 32 | 144.565 | 65 | DG | 0.43209 | 132.356 | 5745521.8436 | 221112.0297 | #N/A | #N/A | #N/A | #N/A | #N/A | #N/A | #N/A | #N/A | #N/A | #N/A
[8 empty] | 104 | CP | 143.9083 | 2791.1535 | EN | 0.37077 | 1311.0442 | 131 | BW | 0.33397 | 148.294 | 1003053.6942 | 483588.5686 | 131 | EZ | 0.31137 | 149.8086 | 1929797.194 | 487200.5601 | #N/A | 483087.0417 | #N/A | 148.294 | 1 | 44 | 148.294 | 66 | BO | 0.41492 | 136.0594 | 4565071.4971 | 204729.6035 | #N/A | #N/A | #N/A | #N/A | #N/A | #N/A | #N/A | #N/A | #N/A | #N/A | #N/A | 486235.6615 | #N/A | 149.8086 | 1 | 33 | 169.8086 | 66 | DH | 0.42961 | 131.7348 | 6211900.6892 | 221112.0297 | #N/A | #N/A | #N/A | #N/A | #N/A | #N/A | #N/A | #N/A | #N/A | #N/A
[8 empty] | 105 | BQ | 144.1024 | 3522.8592 | BX | 0.35805 | 2189.291 | 132 | Y | 0.27847 | 148.3359 | 3158864.9571 | 486747.4335 | 132 | AU | 0.31026 | 147.0197 | 1503890.0903 | 488704.4502 | #N/A | 485168.001 | #N/A | 148.3359 | 1 | 45 | 168.3359 | 66 | BO | 0.41492 | 136.0594 | 4565071.4971 | 209294.675 | #N/A | #N/A | #N/A | #N/A | #N/A | #N/A | #N/A | #N/A | #N/A | #N/A | #N/A | 487952.5051 | #N/A | 147.0197 | 1 | 34 | 147.0197 | 66 | DH | 0.42961 | 131.7348 | 6211900.6892 | 227323.9304 | #N/A | #N/A | #N/A | #N/A | #N/A | #N/A | #N/A | #N/A | #N/A | #N/A
[8 empty] | 106 | EL | 144.2457 | 493.5714 | L | 0.35453 | 6127.2615 | 133 | T | 0.26031 | 148.3513 | 3083910.4536 | 489831.344 | 133 | DF | 0.3022 | 149.3065 | 6014528.1995 | 494718.9784 | #N/A | 488289.3887 | #N/A | 148.3513 | 1 | 46 | 148.3513 | 67 | DU | 0.41549 | 136.3702 | 4138440.0708 | 209294.675 | #N/A | #N/A | #N/A | #N/A | #N/A | #N/A | #N/A | #N/A | #N/A | #N/A | #N/A | 491711.7143 | #N/A | 149.3065 | 1 | 35 | 169.3065 | 67 | CK | 0.42816 | 140.1452 | 14697888.1005 | 227323.9304 | #N/A | #N/A | #N/A | #N/A | #N/A | #N/A | #N/A | #N/A | #N/A | #N/A
[8 empty] | 107 | BS | 144.3016 | 1804.8117 | M | 0.35349 | 6334.453 | 134 | AC | 0.2686 | 148.3742 | 5914419.8907 | 495745.7639 | 134 | CR | 0.29876 | 151.9555 | 10648412.4161 | 505367.3908 | #N/A | 492788.5539 | #N/A | 148.3742 | 1 | 47 | 168.3742 | 67 | DU | 0.41549 | 136.3702 | 4138440.0708 | 213433.1151 | #N/A | #N/A | #N/A | #N/A | #N/A | #N/A | #N/A | #N/A | #N/A | #N/A | #N/A | 500043.1846 | #N/A | 151.9555 | 0 | 0 | 151.9555 | 67 | CK | 0.42816 | 140.1452 | 14697888.1005 | 242021.8185 | #N/A | #N/A | #N/A | #N/A | #N/A | #N/A | #N/A | #N/A | #N/A | #N/A
[8 empty] | 108 | EK | 144.565 | 318.9281 | CX | 0.35267 | 4809.524 | 135 | AB | 0.25533 | 148.4789 | 5443720.8345 | 501189.4847 | 135 | BG | 0.29155 | 150.4841 | 2265810.2997 | 507633.2011 | #N/A | 498467.6243 | #N/A | 148.4789 | 1 | 48 | 148.4789 | 68 | CY | 0.43302 | 136.5198 | 12285965.1727 | 213433.1151 | #N/A | #N/A | #N/A | #N/A | #N/A | #N/A | #N/A | #N/A | #N/A | #N/A | #N/A | 506500.296 | #N/A | 150.4841 | 1 | 1 | 170.4841 | 68 | BP | 0.42773 | 133.1744 | 2149248.6785 | 242021.8185 | #N/A | #N/A | #N/A | #N/A | #N/A | #N/A | #N/A | #N/A | #N/A | #N/A
[8 empty] | 109 | CU | 144.6966 | 2089.0136 | EY | 0.35202 | 778.984 | 136 | CW | 0.34969 | 148.5919 | 2609130.2564 | 503798.6149 | 136 | AJ | 0.28777 | 150.587 | 4525960.9211 | 512159.162 | #N/A | 502494.0498 | #N/A | 148.5919 | 1 | 49 | 168.5919 | 68 | CY | 0.43302 | 136.5198 | 12285965.1727 | 225719.0803 | #N/A | #N/A | #N/A | #N/A | #N/A | #N/A | #N/A | #N/A | #N/A | #N/A | #N/A | 509896.1816 | #N/A | 150.587 | 1 | 2 | 150.587 | 68 | BP | 0.42773 | 133.1744 | 2149248.6785 | 244171.0672 | #N/A | #N/A | #N/A | #N/A | #N/A | #N/A | #N/A | #N/A | #N/A | #N/A
[8 empty] | 110 | AQ | 144.8918 | 4328.0291 | CD | 0.35073 | 2950.0906 | 137 | L | 0.35453 | 148.7398 | 6127261.4611 | 509925.8764 | 137 | K | 0.28257 | 154.5436 | 2289587.7581 | 514448.7498 | #N/A | 506862.2457 | #N/A | 148.7398 | 1 | 50 | 148.7398 | 69 | EN | 0.37077 | 136.7844 | 1311044.2243 | 225719.0803 | #N/A | #N/A | #N/A | #N/A | #N/A | #N/A | #N/A | #N/A | #N/A | #N/A | #N/A | 513303.9559 | #N/A | 154.5436 | 1 | 3 | 174.5436 | 69 | DE | 0.42755 | 133.2749 | 5285107.8803 | 244171.0672 | #N/A | #N/A | #N/A | #N/A | #N/A | #N/A | #N/A | #N/A | #N/A | #N/A
[8 empty] | 111 | BC | 145.2724 | 5089.5417 | CW | 0.34969 | 2609.1303 | 138 | FA | 0.32295 | 148.7782 | 1365562.6392 | 511291.439 | 138 | AG | 0.28147 | 147.106 | 5331103.3097 | 519779.8531 | #N/A | 510608.6577 | #N/A | 148.7782 | 1 | 51 | 168.7782 | 69 | EN | 0.37077 | 136.7844 | 1311044.2243 | 227030.1245 | #N/A | #N/A | #N/A | #N/A | #N/A | #N/A | #N/A | #N/A | #N/A | #N/A | #N/A | 517114.3014 | #N/A | 147.106 | 1 | 4 | 147.106 | 69 | DE | 0.42755 | 133.2749 | 5285107.8803 | 249456.175 | #N/A | #N/A | #N/A | #N/A | #N/A | #N/A | #N/A | #N/A | #N/A | #N/A
[8 empty] | 112 | BV | 145.571 | 2733.4076 | EI | 0.34866 | 204.671 | 139 | BD | 0.34502 | 148.7815 | 4696864.2898 | 515988.3033 | 139 | AK | 0.27996 | 150.3492 | 1995563.4766 | 521775.4166 | #N/A | 513639.8712 | #N/A | 148.7815 | 1 | 52 | 148.7815 | 70 | BT | 0.41442 | 136.9019 | 2890349.3194 | 227030.1245 | #N/A | #N/A | #N/A | #N/A | #N/A | #N/A | #N/A | #N/A | #N/A | #N/A | #N/A | 520777.6348 | #N/A | 150.3492 | 1 | 5 | 170.3492 | 70 | CO | 0.42497 | 140.3277 | 1871442.7705 | 249456.175 | #N/A | #N/A | #N/A | #N/A | #N/A | #N/A | #N/A | #N/A | #N/A | #N/A
[8 empty] | 113 | AZ | 145.5978 | 3623.4417 | EL | 0.34563 | 493.5714 | 140 | A | 0.26504 | 149.2372 | 1415270.5787 | 517403.5739 | 140 | AM | 0.27865 | 153.3957 | 2486655.7014 | 524262.0723 | #N/A | 516695.9386 | #N/A | 149.2372 | 1 | 53 | 169.2372 | 70 | BT | 0.41442 | 136.9019 | 2890349.3194 | 229920.4738 | #N/A | #N/A | #N/A | #N/A | #N/A | #N/A | #N/A | #N/A | #N/A | #N/A | #N/A | 523018.7444 | #N/A | 153.3957 | 1 | 6 | 153.3957 | 70 | CO | 0.42497 | 140.3277 | 1871442.7705 | 251327.6178 | #N/A | #N/A | #N/A | #N/A | #N/A | #N/A | #N/A | #N/A | #N/A | #N/A
[8 empty] | 114 | BU | 145.8776 | 3932.8485 | BD | 0.34502 | 4696.8643 | 141 | DF | 0.3022 | 149.3065 | 6014528.1995 | 523418.1021 | 141 | Y | 0.27847 | 148.3359 | 3158864.9571 | 527420.9372 | #N/A | 520410.838 | #N/A | 149.3065 | 1 | 54 | 149.3065 | 71 | DJ | 0.39609 | 137.3335 | 14447212.5641 | 229920.4738 | #N/A | #N/A | #N/A | #N/A | #N/A | #N/A | #N/A | #N/A | #N/A | #N/A | #N/A | 525841.5047 | #N/A | 148.3359 | 1 | 7 | 168.3359 | 71 | DX | 0.4218 | 135.2761 | 4754463.2987 | 251327.6178 | #N/A | #N/A | #N/A | #N/A | #N/A | #N/A | #N/A | #N/A | #N/A | #N/A
[8 empty] | 115 | CN | 146.2252 | 4541.9207 | EQ | 0.34223 | 469.9905 | 142 | CD | 0.35073 | 149.3371 | 2950090.608 | 526368.1927 | 142 | ED | 0.27608 | 154.9518 | 1290881.7152 | 528711.8189 | #N/A | 524893.1474 | #N/A | 149.3371 | 1 | 55 | 169.3371 | 71 | DJ | 0.39609 | 137.3335 | 14447212.5641 | 244367.6864 | #N/A | #N/A | #N/A | #N/A | #N/A | #N/A | #N/A | #N/A | #N/A | #N/A | #N/A | 528066.3781 | #N/A | 154.9518 | 1 | 8 | 154.9518 | 71 | DX | 0.4218 | 135.2761 | 4754463.2987 | 256082.0811 | #N/A | #N/A | #N/A | #N/A | #N/A | #N/A | #N/A | #N/A | #N/A | #N/A
[8 empty] | 116 | BX | 146.4523 | 2189.291 | FG | 0.34043 | 220.2816 | 143 | EZ | 0.31137 | 149.8086 | 1929797.194 | 528297.9899 | 143 | Z | 0.27583 | 146.5405 | 1306645.6656 | 530018.4646 | #N/A | 527333.0913 | #N/A | 149.8086 | 1 | 56 | 149.8086 | 72 | CQ | 0.45342 | 137.5186 | 6327973.3992 | 244367.6864 | #N/A | #N/A | #N/A | #N/A | #N/A | #N/A | #N/A | #N/A | #N/A | #N/A | #N/A | 529365.1418 | #N/A | 146.5405 | 1 | 9 | 166.5405 | 72 | CH | 0.42116 | 141.8203 | 4622147.1138 | 256082.0811 | #N/A | #N/A | #N/A | #N/A | #N/A | #N/A | #N/A | #N/A | #N/A | #N/A
[8 empty] | 117 | Z | 146.5405 | 1306.6457 | CE | 0.33718 | 3670.7353 | 144 | R | 0.25425 | 149.9505 | 2585736.3766 | 530883.7263 | 144 | W | 0.2708 | 147.5871 | 3629487.4048 | 533647.952 | #N/A | 529590.8581 | #N/A | 149.9505 | 1 | 57 | 169.9505 | 72 | CQ | 0.45342 | 137.5186 | 6327973.3992 | 250695.6598 | #N/A | #N/A | #N/A | #N/A | #N/A | #N/A | #N/A | #N/A | #N/A | #N/A | #N/A | 531833.2083 | #N/A | 147.5871 | 1 | 10 | 147.5871 | 72 | CH | 0.42116 | 141.8203 | 4622147.1138 | 260704.2282 | #N/A | #N/A | #N/A | #N/A | #N/A | #N/A | #N/A | #N/A | #N/A | #N/A
[8 empty] | 118 | AU | 147.0197 | 1503.8901 | AQ | 0.33635 | 4328.0291 | 145 | AE | 0.24 | 149.952 | 3712589.9492 | 534596.3162 | 145 | AC | 0.2686 | 148.3742 | 5914419.8907 | 539562.3719 | #N/A | 532740.0213 | #N/A | 149.952 | 1 | 58 | 149.952 | 73 | CS | 0.45453 | 137.6509 | 2950678.7296 | 250695.6598 | #N/A | #N/A | #N/A | #N/A | #N/A | #N/A | #N/A | #N/A | #N/A | #N/A | #N/A | 536605.162 | #N/A | 148.3742 | 1 | 11 | 168.3742 | 73 | DP | 0.42074 | 134.2575 | 5238475.8917 | 260704.2282 | #N/A | #N/A | #N/A | #N/A | #N/A | #N/A | #N/A | #N/A | #N/A | #N/A
[8 empty] | 119 | BF | 147.0266 | 2469.6262 | BR | 0.33625 | 3183.2496 | 146 | AI | 0.24103 | 150.0087 | 6269686.4451 | 540866.0027 | 146 | N | 0.26687 | 155.9758 | 5561086.0031 | 545123.4579 | #N/A | 537731.1595 | #N/A | 150.0087 | 1 | 59 | 170.0087 | 73 | CS | 0.45453 | 137.6509 | 2950678.7296 | 253646.3385 | #N/A | #N/A | #N/A | #N/A | #N/A | #N/A | #N/A | #N/A | #N/A | #N/A | #N/A | 542342.9149 | #N/A | 155.9758 | 1 | 12 | 155.9758 | 73 | DP | 0.42074 | 134.2575 | 5238475.8917 | 265942.7041 | #N/A | #N/A | #N/A | #N/A | #N/A | #N/A | #N/A | #N/A | #N/A | #N/A
[8 empty] | 120 | CX | 147.0585 | 4809.524 | AO | 0.33583 | 4516.4007 | 147 | DM | 0.31325 | 150.0419 | 7212509.9539 | 548078.5126 | 147 | AA | 0.26655 | 147.3464 | 1523356.1669 | 546646.8141 | #N/A | 544472.2577 | #N/A | 150.0419 | 1 | 60 | 150.0419 | 74 | AX | 0.47499 | 137.658 | 1361871.753 | 253646.3385 | #N/A | #N/A | #N/A | #N/A | #N/A | #N/A | #N/A | #N/A | #N/A | #N/A | #N/A | 545885.136 | #N/A | 147.3464 | 1 | 13 | 167.3464 | 74 | D | 0.41868 | 138.6065 | 5680536.4815 | 265942.7041 | #N/A | #N/A | #N/A | #N/A | #N/A | #N/A | #N/A | #N/A | #N/A | #N/A
[8 empty] | 121 | AG | 147.106 | 5331.1033 | CN | 0.33543 | 4541.9207 | 148 | AD | 0.25178 | 150.251 | 2340958.5112 | 550419.4711 | 148 | AH | 0.26574 | 147.4208 | 4248890.1696 | 550895.7042 | #N/A | 549248.9919 | #N/A | 150.251 | 1 | 61 | 170.251 | 74 | AX | 0.47499 | 137.658 | 1361871.753 | 255008.2103 | #N/A | #N/A | #N/A | #N/A | #N/A | #N/A | #N/A | #N/A | #N/A | #N/A | #N/A | 548771.2592 | #N/A | 147.4208 | 1 | 14 | 147.4208 | 74 | D | 0.41868 | 138.6065 | 5680536.4815 | 271623.2406 | #N/A | #N/A | #N/A | #N/A | #N/A | #N/A | #N/A | #N/A | #N/A | #N/A
[8 empty] | 122 | DB | 147.1795 | 5011.4188 | BF | 0.33538 | 2469.6262 | 149 | CE | 0.33718 | 150.3235 | 3670735.3273 | 554090.2065 | 149 | V | 0.26573 | 147.9008 | 3379212.0276 | 554274.9163 | #N/A | 552254.8388 | #N/A | 150.3235 | 1 | 62 | 150.3235 | 75 | DA | 0.46765 | 137.6583 | 6592330.636 | 255008.2103 | #N/A | #N/A | #N/A | #N/A | #N/A | #N/A | #N/A | #N/A | #N/A | #N/A | #N/A | 552585.3103 | #N/A | 147.9008 | 1 | 15 | 167.9008 | 75 | CV | 0.41661 | 143.0497 | 7852753.104 | 271623.2406 | #N/A | #N/A | #N/A | #N/A | #N/A | #N/A | #N/A | #N/A | #N/A | #N/A
[8 empty] | 123 | AA | 147.3464 | 1523.3562 | BW | 0.33397 | 1003.0537 | 150 | AK | 0.27996 | 150.3492 | 1995563.4766 | 556085.77 | 150 | A | 0.26504 | 149.2372 | 1415270.5787 | 555690.1869 | #N/A | 555087.9882 | #N/A | 150.3492 | 1 | 63 | 170.3492 | 75 | DA | 0.46765 | 137.6583 | 6592330.636 | 261600.5409 | #N/A | #N/A | #N/A | #N/A | #N/A | #N/A | #N/A | #N/A | #N/A | #N/A | #N/A | 554982.5516 | #N/A | 149.2372 | 1 | 16 | 149.2372 | 75 | CV | 0.41661 | 143.0497 | 7852753.104 | 279475.9937 | #N/A | #N/A | #N/A | #N/A | #N/A | #N/A | #N/A | #N/A | #N/A | #N/A
[8 empty] | 124 | AH | 147.4208 | 4248.8902 | DB | 0.33365 | 5011.4188 | 151 | BG | 0.29155 | 150.4841 | 2265810.2997 | 558351.5803 | 151 | Q | 0.26161 | 151.9039 | 2705433.194 | 558395.62 | #N/A | 557218.6751 | #N/A | 150.4841 | 1 | 64 | 150.4841 | 76 | AR | 0.43301 | 137.7054 | 4105933.2717 | 261600.5409 | #N/A | #N/A | #N/A | #N/A | #N/A | #N/A | #N/A | #N/A | #N/A | #N/A | #N/A | 557042.9034 | #N/A | 151.9039 | 1 | 17 | 171.9039 | 76 | DU | 0.41549 | 136.3702 | 4138440.0708 | 279475.9937 | #N/A | #N/A | #N/A | #N/A | #N/A | #N/A | #N/A | #N/A | #N/A | #N/A
[8 empty] | 125 | W | 147.5871 | 3629.4874 | FA | 0.32295 | 1365.5626 | 152 | AJ | 0.28777 | 150.587 | 4525960.9211 | 562877.5412 | 152 | T | 0.26031 | 148.3513 | 3083910.4536 | 561479.5305 | #N/A | 560614.5607 | #N/A | 150.587 | 1 | 65 | 170.587 | 76 | AR | 0.43301 | 137.7054 | 4105933.2717 | 265706.4742 | #N/A | #N/A | #N/A | #N/A | #N/A | #N/A | #N/A | #N/A | #N/A | #N/A | #N/A | 559937.5753 | #N/A | 148.3513 | 1 | 18 | 148.3513 | 76 | DU | 0.41549 | 136.3702 | 4138440.0708 | 283614.4338 | #N/A | #N/A | #N/A | #N/A | #N/A | #N/A | #N/A | #N/A | #N/A | #N/A
[8 empty] | 126 | BR | 147.6852 | 3183.2496 | AY | 0.32206 | 3120.73 | 153 | U | 0.21908 | 151.7595 | 2632735.8414 | 565510.277 | 153 | AF | 0.25981 | 148.1692 | 6027375.3466 | 567506.9058 | #N/A | 564193.9091 | #N/A | 151.7595 | 1 | 66 | 151.7595 | 77 | H | 0.3829 | 137.8785 | 489720.7628 | 265706.4742 | #N/A | #N/A | #N/A | #N/A | #N/A | #N/A | #N/A | #N/A | #N/A | #N/A | #N/A | 564493.2182 | #N/A | 148.1692 | 1 | 19 | 168.1692 | 77 | BO | 0.41492 | 136.0594 | 4565071.4971 | 283614.4338 | #N/A | #N/A | #N/A | #N/A | #N/A | #N/A | #N/A | #N/A | #N/A | #N/A
[8 empty] | 127 | V | 147.9008 | 3379.212 | DM | 0.31325 | 7212.51 | 154 | AL | 0.25102 | 151.8961 | 5869274.5421 | 571379.5516 | 154 | AB | 0.25533 | 148.4789 | 5443720.8345 | 572950.6267 | #N/A | 568444.9143 | #N/A | 151.8961 | 1 | 67 | 171.8961 | 77 | H | 0.3829 | 137.8785 | 489720.7628 | 266196.1949 | #N/A | #N/A | #N/A | #N/A | #N/A | #N/A | #N/A | #N/A | #N/A | #N/A | #N/A | 570228.7663 | #N/A | 148.4789 | 1 | 20 | 148.4789 | 77 | BO | 0.41492 | 136.0594 | 4565071.4971 | 288179.5053 | #N/A | #N/A | #N/A | #N/A | #N/A | #N/A | #N/A | #N/A | #N/A | #N/A
[8 empty] | 128 | M | 147.9504 | 6334.453 | AZ | 0.31197 | 3623.4417 | 155 | Q | 0.26161 | 151.9039 | 2705433.194 | 574084.9848 | 155 | R | 0.25425 | 149.9505 | 2585736.3766 | 575536.3631 | #N/A | 572732.2682 | #N/A | 151.9039 | 1 | 68 | 151.9039 | 78 | EV | 0.40766 | 138.0321 | 2021973.5589 | 266196.1949 | #N/A | #N/A | #N/A | #N/A | #N/A | #N/A | #N/A | #N/A | #N/A | #N/A | #N/A | 574243.4949 | #N/A | 149.9505 | 1 | 21 | 169.9505 | 78 | BT | 0.41442 | 136.9019 | 2890349.3194 | 288179.5053 | #N/A | #N/A | #N/A | #N/A | #N/A | #N/A | #N/A | #N/A | #N/A | #N/A
[8 empty] | 129 | AF | 148.1692 | 6027.3753 | BS | 0.31175 | 1804.8117 | 156 | CR | 0.29876 | 151.9555 | 10648412.4161 | 584733.3972 | 156 | AD | 0.25178 | 150.251 | 2340958.5112 | 577877.3216 | #N/A | 579409.191 | #N/A | 151.9555 | 1 | 69 | 171.9555 | 78 | EV | 0.40766 | 138.0321 | 2021973.5589 | 268218.1685 | #N/A | #N/A | #N/A | #N/A | #N/A | #N/A | #N/A | #N/A | #N/A | #N/A | #N/A | 576706.8423 | #N/A | 150.251 | 1 | 22 | 150.251 | 78 | BT | 0.41442 | 136.9019 | 2890349.3194 | 291069.8546 | #N/A | #N/A | #N/A | #N/A | #N/A | #N/A | #N/A | #N/A | #N/A | #N/A
[8 empty] | 130 | AY | 148.2474 | 3120.73 | EK | 0.31174 | 318.9281 | 157 | S | 0.22644 | 152.6511 | 3017663.4887 | 587751.0607 | 157 | AL | 0.25102 | 151.8961 | 5869274.5421 | 583746.5961 | #N/A | 586242.2289 | #N/A | 152.6511 | 1 | 70 | 152.6511 | 79 | DO | 0.43541 | 138.3403 | 3150989.0898 | 268218.1685 | #N/A | #N/A | #N/A | #N/A | #N/A | #N/A | #N/A | #N/A | #N/A | #N/A | #N/A | 580811.9588 | #N/A | 151.8961 | 1 | 23 | 171.8961 | 79 | DI | 0.4092 | 140.6925 | 9094876.2198 | 291069.8546 | #N/A | #N/A | #N/A | #N/A | #N/A | #N/A | #N/A | #N/A | #N/A | #N/A
[8 empty] | 131 | BW | 148.294 | 1003.0537 | EZ | 0.31137 | 1929.7972 | 158 | P | 0.21209 | 152.6584 | 994134.041 | 588745.1947 | 158 | AI | 0.24103 | 150.0087 | 6269686.4451 | 590016.2826 | #N/A | 588248.1277 | #N/A | 152.6584 | 1 | 71 | 172.6584 | 79 | DO | 0.43541 | 138.3403 | 3150989.0898 | 271369.1576 | #N/A | #N/A | #N/A | #N/A | #N/A | #N/A | #N/A | #N/A | #N/A | #N/A | #N/A | 586881.4393 | #N/A | 150.0087 | 1 | 24 | 150.0087 | 79 | DI | 0.4092 | 140.6925 | 9094876.2198 | 300164.7308 | #N/A | #N/A | #N/A | #N/A | #N/A | #N/A | #N/A | #N/A | #N/A | #N/A
[8 empty] | 132 | Y | 148.3359 | 3158.865 | AU | 0.31026 | 1503.8901 | 159 | AM | 0.27865 | 153.3957 | 2486655.7014 | 591231.8504 | 159 | AE | 0.24 | 149.952 | 3712589.9492 | 593728.8725 | #N/A | 589988.5225 | #N/A | 153.3957 | 1 | 72 | 153.3957 | 80 | D | 0.41868 | 138.6065 | 5680536.4815 | 271369.1576 | #N/A | #N/A | #N/A | #N/A | #N/A | #N/A | #N/A | #N/A | #N/A | #N/A | #N/A | 591872.5775 | #N/A | 149.952 | 1 | 25 | 169.952 | 80 | J | 0.40878 | 141.1453 | 2076397.3043 | 300164.7308 | #N/A | #N/A | #N/A | #N/A | #N/A | #N/A | #N/A | #N/A | #N/A | #N/A
[8 empty] | 133 | T | 148.3513 | 3083.9105 | DF | 0.3022 | 6014.5282 | 160 | X | 0.21403 | 153.6372 | 967331.4228 | 592199.1818 | 160 | S | 0.22644 | 152.6511 | 3017663.4887 | 596746.536 | #N/A | 591715.5161 | #N/A | 153.6372 | 1 | 73 | 173.6372 | 80 | D | 0.41868 | 138.6065 | 5680536.4815 | 277049.6941 | #N/A | #N/A | #N/A | #N/A | #N/A | #N/A | #N/A | #N/A | #N/A | #N/A | #N/A | 595237.7042 | #N/A | 152.6511 | 1 | 26 | 152.6511 | 80 | J | 0.40878 | 141.1453 | 2076397.3043 | 302241.1281 | #N/A | #N/A | #N/A | #N/A | #N/A | #N/A | #N/A | #N/A | #N/A | #N/A
[8 empty] | 134 | AC | 148.3742 | 5914.4199 | CR | 0.29876 | 10648.4124 | 161 | K | 0.28257 | 154.5436 | 2289587.7581 | 594488.7696 | 161 | BH | 0.22243 | 155.643 | 2309550.1811 | 599056.0862 | #N/A | 593343.9757 | #N/A | 154.5436 | 1 | 74 | 154.5436 | 81 | EC | 0.38226 | 138.7435 | 12849288.097 | 277049.6941 | #N/A | #N/A | #N/A | #N/A | #N/A | #N/A | #N/A | #N/A | #N/A | #N/A | #N/A | 597901.3111 | #N/A | 155.643 | 1 | 27 | 175.643 | 81 | BK | 0.40871 | 142.2045 | 3629027.4141 | 302241.1281 | #N/A | #N/A | #N/A | #N/A | #N/A | #N/A | #N/A | #N/A | #N/A | #N/A
[8 empty] | 135 | AB | 148.4789 | 5443.7208 | BG | 0.29155 | 2265.8103 | 162 | ED | 0.27608 | 154.9518 | 1290881.7152 | 595779.6513 | 162 | U | 0.21908 | 151.7595 | 2632735.8414 | 601688.822 | #N/A | 595134.2104 | #N/A | 154.9518 | 1 | 75 | 174.9518 | 81 | EC | 0.38226 | 138.7435 | 12849288.097 | 289898.9822 | #N/A | #N/A | #N/A | #N/A | #N/A | #N/A | #N/A | #N/A | #N/A | #N/A | #N/A | 600372.4541 | #N/A | 151.7595 | 1 | 28 | 151.7595 | 81 | BK | 0.40871 | 142.2045 | 3629027.4141 | 305870.1555 | #N/A | #N/A | #N/A | #N/A | #N/A | #N/A | #N/A | #N/A | #N/A | #N/A
[8 empty] | 136 | CW | 148.5919 | 2609.1303 | AJ | 0.28777 | 4525.9609 | 163 | BH | 0.22243 | 155.643 | 2309550.1811 | 598089.2015 | 163 | X | 0.21403 | 153.6372 | 967331.4228 | 602656.1534 | #N/A | 596934.4264 | #N/A | 155.643 | 1 | 76 | 155.643 | 82 | DD | 0.43488 | 139.0706 | 4653304.5633 | 289898.9822 | #N/A | #N/A | #N/A | #N/A | #N/A | #N/A | #N/A | #N/A | #N/A | #N/A | #N/A | 602172.4877 | #N/A | 153.6372 | 1 | 29 | 173.6372 | 82 | EV | 0.40766 | 138.0321 | 2021973.5589 | 305870.1555 | #N/A | #N/A | #N/A | #N/A | #N/A | #N/A | #N/A | #N/A | #N/A | #N/A
[8 empty] | 137 | L | 148.7398 | 6127.2615 | K | 0.28257 | 2289.5878 | 164 | N | 0.26687 | 155.9758 | 5561086.0031 | 603650.2875 | 164 | P | 0.21209 | 152.6584 | 994134.041 | 603650.2875 | #N/A | 600869.7445 | #N/A | 155.9758 | 1 | 77 | 175.9758 | 82 | DD | 0.43488 | 139.0706 | 4653304.5633 | 294552.2867 | #N/A | #N/A | #N/A | #N/A | #N/A | #N/A | #N/A | #N/A | #N/A | #N/A | #N/A | 603153.2205 | #N/A | 152.6584 | 1 | 30 | 152.6584 | 82 | EV | 0.40766 | 138.0321 | 2021973.5589 | 307892.1291 | #N/A | #N/A | #N/A | #N/A | #N/A | #N/A | #N/A | #N/A | #N/A | #N/A
[8 empty] | 138 | FA | 148.7782 | 1365.5626 | AG | 0.28147 | 5331.1033 | 165 | O | 0.20257 | 162.8842 | 8372037.8058 | 612022.3253 | 165 | O | 0.20257 | 162.8842 | 8372037.8058 | 612022.3253 | #N/A | 607836.3064 | #N/A | 162.8842 | 1 | 78 | 162.8842 | 83 | EQ | 0.34223 | 139.2682 | 469990.5242 | 294552.2867 | #N/A | #N/A | #N/A | #N/A | #N/A | #N/A | #N/A | #N/A | #N/A | #N/A | #N/A | 607836.3064 | #N/A | 162.8842 | 1 | 31 | 182.8842 | 83 | F | 0.40512 | 142.1963 | 1279554.4236 | 307892.1291 | #N/A | #N/A | #N/A | #N/A | #N/A | #N/A | #N/A | #N/A | #N/A | #N/A
[8 empty] | 139 | BD | 148.7815 | 4696.8643 | AK | 0.27996 | 1995.5635 | 166 | #N/A | #N/A | #N/A | #N/A | #N/A | 166 | #N/A | #N/A | #N/A | #N/A | #N/A | #N/A | #N/A | #N/A | #N/A | #N/A | #N/A | #N/A | 83 | EQ | 0.34223 | 139.2682 | 469990.5242 | 295022.2773 | #N/A | #N/A | #N/A | #N/A | #N/A | #N/A | #N/A | #N/A | #N/A | #N/A | #N/A | #N/A | #N/A | #N/A | #N/A | #N/A | #N/A | 83 | F | 0.40512 | 142.1963 | 1279554.4236 | 309171.6835 | #N/A | #N/A | #N/A | #N/A | #N/A | #N/A | #N/A | #N/A | #N/A | #N/A
[8 empty] | 140 | A | 149.2372 | 1415.2706 | AM | 0.27865 | 2486.6557 | 167 | #N/A | #N/A | #N/A | #N/A | #N/A | 167 | #N/A | #N/A | #N/A | #N/A | #N/A | #N/A | #N/A | #N/A | #N/A | #N/A | #N/A | #N/A | 84 | FG | 0.34043 | 139.4512 | 220281.64 | 295022.2773 | #N/A | #N/A | #N/A | #N/A | #N/A | #N/A | #N/A | #N/A | #N/A | #N/A | #N/A | #N/A | #N/A | #N/A | #N/A | #N/A | #N/A | 84 | BZ | 0.40444 | 141.344 | 9266294.0436 | 309171.6835 | #N/A | #N/A | #N/A | #N/A | #N/A | #N/A | #N/A | #N/A | #N/A | #N/A
[8 empty] | 141 | DF | 149.3065 | 6014.5282 | Y | 0.27847 | 3158.865 | 168 | #N/A | #N/A | #N/A | #N/A | #N/A | 168 | #N/A | #N/A | #N/A | #N/A | #N/A | #N/A | #N/A | #N/A | #N/A | #N/A | #N/A | #N/A | 84 | FG | 0.34043 | 139.4512 | 220281.64 | 295242.5589 | #N/A | #N/A | #N/A | #N/A | #N/A | #N/A | #N/A | #N/A | #N/A | #N/A | #N/A | #N/A | #N/A | #N/A | #N/A | #N/A | #N/A | 84 | BZ | 0.40444 | 141.344 | 9266294.0436 | 318437.9776 | #N/A | #N/A | #N/A | #N/A | #N/A | #N/A | #N/A | #N/A | #N/A | #N/A
[8 empty] | 142 | CD | 149.3371 | 2950.0906 | ED | 0.27608 | 1290.8817 | 169 | #N/A | #N/A | #N/A | #N/A | #N/A | 169 | #N/A | #N/A | #N/A | #N/A | #N/A | #N/A | #N/A | #N/A | #N/A | #N/A | #N/A | #N/A | 85 | BL | 0.43891 | 139.551 | 2394679.1812 | 295242.5589 | #N/A | #N/A | #N/A | #N/A | #N/A | #N/A | #N/A | #N/A | #N/A | #N/A | #N/A | #N/A | #N/A | #N/A | #N/A | #N/A | #N/A | 85 | AP | 0.40299 | 142.4323 | 4103690.1607 | 318437.9776 | #N/A | #N/A | #N/A | #N/A | #N/A | #N/A | #N/A | #N/A | #N/A | #N/A
[8 empty] | 143 | EZ | 149.8086 | 1929.7972 | Z | 0.27583 | 1306.6457 | 170 | #N/A | #N/A | #N/A | #N/A | #N/A | 170 | #N/A | #N/A | #N/A | #N/A | #N/A | #N/A | #N/A | #N/A | #N/A | #N/A | #N/A | #N/A | 85 | BL | 0.43891 | 139.551 | 2394679.1812 | 297637.2381 | #N/A | #N/A | #N/A | #N/A | #N/A | #N/A | #N/A | #N/A | #N/A | #N/A | #N/A | #N/A | #N/A | #N/A | #N/A | #N/A | #N/A | 85 | AP | 0.40299 | 142.4323 | 4103690.1607 | 322541.6677 | #N/A | #N/A | #N/A | #N/A | #N/A | #N/A | #N/A | #N/A | #N/A | #N/A
[8 empty] | 144 | R | 149.9505 | 2585.7364 | W | 0.2708 | 3629.4874 | 171 | #N/A | #N/A | #N/A | #N/A | #N/A | 171 | #N/A | #N/A | #N/A | #N/A | #N/A | #N/A | #N/A | #N/A | #N/A | #N/A | #N/A | #N/A | 86 | CK | 0.42816 | 140.1452 | 14697888.1005 | 297637.2381 | #N/A | #N/A | #N/A | #N/A | #N/A | #N/A | #N/A | #N/A | #N/A | #N/A | #N/A | #N/A | #N/A | #N/A | #N/A | #N/A | #N/A | 86 | C | 0.40006 | 142.016 | 6358314.5718 | 322541.6677 | #N/A | #N/A | #N/A | #N/A | #N/A | #N/A | #N/A | #N/A | #N/A | #N/A
[8 empty] | 145 | AE | 149.952 | 3712.5899 | AC | 0.2686 | 5914.4199 | 172 | #N/A | #N/A | #N/A | #N/A | #N/A | 172 | #N/A | #N/A | #N/A | #N/A | #N/A | #N/A | #N/A | #N/A | #N/A | #N/A | #N/A | #N/A | 86 | CK | 0.42816 | 140.1452 | 14697888.1005 | 312335.1262 | #N/A | #N/A | #N/A | #N/A | #N/A | #N/A | #N/A | #N/A | #N/A | #N/A | #N/A | #N/A | #N/A | #N/A | #N/A | #N/A | #N/A | 86 | C | 0.40006 | 142.016 | 6358314.5718 | 328899.9823 | #N/A | #N/A | #N/A | #N/A | #N/A | #N/A | #N/A | #N/A | #N/A | #N/A
[8 empty] | 146 | AI | 150.0087 | 6269.6864 | N | 0.26687 | 5561.086 | 173 | #N/A | #N/A | #N/A | #N/A | #N/A | 173 | #N/A | #N/A | #N/A | #N/A | #N/A | #N/A | #N/A | #N/A | #N/A | #N/A | #N/A | #N/A | 87 | CO | 0.42497 | 140.3277 | 1871442.7705 | 312335.1262 | #N/A | #N/A | #N/A | #N/A | #N/A | #N/A | #N/A | #N/A | #N/A | #N/A | #N/A | #N/A | #N/A | #N/A | #N/A | #N/A | #N/A | 87 | I | 0.39945 | 141.9919 | 2980607.3968 | 328899.9823 | #N/A | #N/A | #N/A | #N/A | #N/A | #N/A | #N/A | #N/A | #N/A | #N/A
[8 empty] | 147 | DM | 150.0419 | 7212.51 | AA | 0.26655 | 1523.3562 | 174 | #N/A | #N/A | #N/A | #N/A | #N/A | 174 | #N/A | #N/A | #N/A | #N/A | #N/A | #N/A | #N/A | #N/A | #N/A | #N/A | #N/A | #N/A | 87 | CO | 0.42497 | 140.3277 | 1871442.7705 | 314206.569 | #N/A | #N/A | #N/A | #N/A | #N/A | #N/A | #N/A | #N/A | #N/A | #N/A | #N/A | #N/A | #N/A | #N/A | #N/A | #N/A | #N/A | 87 | I | 0.39945 | 141.9919 | 2980607.3968 | 331880.5897 | #N/A | #N/A | #N/A | #N/A | #N/A | #N/A | #N/A | #N/A | #N/A | #N/A
[8 empty] | 148 | AD | 150.251 | 2340.9585 | AH | 0.26574 | 4248.8902 | 175 | #N/A | #N/A | #N/A | #N/A | #N/A | 175 | #N/A | #N/A | #N/A | #N/A | #N/A | #N/A | #N/A | #N/A | #N/A | #N/A | #N/A | #N/A | 88 | DI | 0.4092 | 140.6925 | 9094876.2198 | 314206.569 | #N/A | #N/A | #N/A | #N/A | #N/A | #N/A | #N/A | #N/A | #N/A | #N/A | #N/A | #N/A | #N/A | #N/A | #N/A | #N/A | #N/A | 88 | CU | 0.39921 | 144.6966 | 2089013.5934 | 331880.5897 | #N/A | #N/A | #N/A | #N/A | #N/A | #N/A | #N/A | #N/A | #N/A | #N/A
[8 empty] | 149 | CE | 150.3235 | 3670.7353 | V | 0.26573 | 3379.212 | 176 | #N/A | #N/A | #N/A | #N/A | #N/A | 176 | #N/A | #N/A | #N/A | #N/A | #N/A | #N/A | #N/A | #N/A | #N/A | #N/A | #N/A | #N/A | 88 | DI | 0.4092 | 140.6925 | 9094876.2198 | 323301.4452 | #N/A | #N/A | #N/A | #N/A | #N/A | #N/A | #N/A | #N/A | #N/A | #N/A | #N/A | #N/A | #N/A | #N/A | #N/A | #N/A | #N/A | 88 | CU | 0.39921 | 144.6966 | 2089013.5934 | 333969.6033 | #N/A | #N/A | #N/A | #N/A | #N/A | #N/A | #N/A | #N/A | #N/A | #N/A
[8 empty] | 150 | AK | 150.3492 | 1995.5635 | A | 0.26504 | 1415.2706 | 177 | #N/A | #N/A | #N/A | #N/A | #N/A | 177 | #N/A | #N/A | #N/A | #N/A | #N/A | #N/A | #N/A | #N/A | #N/A | #N/A | #N/A | #N/A | 89 | EY | 0.35202 | 140.8782 | 778983.9975 | 323301.4452 | #N/A | #N/A | #N/A | #N/A | #N/A | #N/A | #N/A | #N/A | #N/A | #N/A | #N/A | #N/A | #N/A | #N/A | #N/A | #N/A | #N/A | 89 | EM | 0.39841 | 133.8206 | 2169996.1359 | 333969.6033 | #N/A | #N/A | #N/A | #N/A | #N/A | #N/A | #N/A | #N/A | #N/A | #N/A
[8 empty] | 151 | BG | 150.4841 | 2265.8103 | Q | 0.26161 | 2705.4332 | 178 | #N/A | #N/A | #N/A | #N/A | #N/A | 178 | #N/A | #N/A | #N/A | #N/A | #N/A | #N/A | #N/A | #N/A | #N/A | #N/A | #N/A | #N/A | 89 | EY | 0.35202 | 140.8782 | 778983.9975 | 324080.4292 | #N/A | #N/A | #N/A | #N/A | #N/A | #N/A | #N/A | #N/A | #N/A | #N/A | #N/A | #N/A | #N/A | #N/A | #N/A | #N/A | #N/A | 89 | EM | 0.39841 | 133.8206 | 2169996.1359 | 336139.5994 | #N/A | #N/A | #N/A | #N/A | #N/A | #N/A | #N/A | #N/A | #N/A | #N/A
[8 empty] | 152 | AJ | 150.587 | 4525.9609 | T | 0.26031 | 3083.9105 | 179 | #N/A | #N/A | #N/A | #N/A | #N/A | 179 | #N/A | #N/A | #N/A | #N/A | #N/A | #N/A | #N/A | #N/A | #N/A | #N/A | #N/A | #N/A | 90 | J | 0.40878 | 141.1453 | 2076397.3043 | 324080.4292 | #N/A | #N/A | #N/A | #N/A | #N/A | #N/A | #N/A | #N/A | #N/A | #N/A | #N/A | #N/A | #N/A | #N/A | #N/A | #N/A | #N/A | 90 | E | 0.39794 | 141.912 | 7181165.4684 | 336139.5994 | #N/A | #N/A | #N/A | #N/A | #N/A | #N/A | #N/A | #N/A | #N/A | #N/A
[8 empty] | 153 | U | 151.7595 | 2632.7358 | AF | 0.25981 | 6027.3753 | 180 | #N/A | #N/A | #N/A | #N/A | #N/A | 180 | #N/A | #N/A | #N/A | #N/A | #N/A | #N/A | #N/A | #N/A | #N/A | #N/A | #N/A | #N/A | 90 | J | 0.40878 | 141.1453 | 2076397.3043 | 326156.8265 | #N/A | #N/A | #N/A | #N/A | #N/A | #N/A | #N/A | #N/A | #N/A | #N/A | #N/A | #N/A | #N/A | #N/A | #N/A | #N/A | #N/A | 90 | E | 0.39794 | 141.912 | 7181165.4684 | 343320.7649 | #N/A | #N/A | #N/A | #N/A | #N/A | #N/A | #N/A | #N/A | #N/A | #N/A
[8 empty] | 154 | AL | 151.8961 | 5869.2745 | AB | 0.25533 | 5443.7208 | 181 | #N/A | #N/A | #N/A | #N/A | #N/A | 181 | #N/A | #N/A | #N/A | #N/A | #N/A | #N/A | #N/A | #N/A | #N/A | #N/A | #N/A | #N/A | 91 | BZ | 0.40444 | 141.344 | 9266294.0436 | 326156.8265 | #N/A | #N/A | #N/A | #N/A | #N/A | #N/A | #N/A | #N/A | #N/A | #N/A | #N/A | #N/A | #N/A | #N/A | #N/A | #N/A | #N/A | 91 | DJ | 0.39609 | 137.3335 | 14447212.5641 | 357767.9774 | #N/A | #N/A | #N/A | #N/A | #N/A | #N/A | #N/A | #N/A | #N/A | #N/A
[8 empty] | 155 | Q | 151.9039 | 2705.4332 | R | 0.25425 | 2585.7364 | 182 | #N/A | #N/A | #N/A | #N/A | #N/A | 182 | #N/A | #N/A | #N/A | #N/A | #N/A | #N/A | #N/A | #N/A | #N/A | #N/A | #N/A | #N/A | 91 | BZ | 0.40444 | 141.344 | 9266294.0436 | 335423.1205 | #N/A | #N/A | #N/A | #N/A | #N/A | #N/A | #N/A | #N/A | #N/A | #N/A | #N/A | #N/A | #N/A | #N/A | #N/A | #N/A | #N/A | 91 | DJ | 0.39609 | 137.3335 | 14447212.5641 | 357767.9774 | #N/A | #N/A | #N/A | #N/A | #N/A | #N/A | #N/A | #N/A | #N/A | #N/A
[8 empty] | 156 | CR | 151.9555 | 10648.4124 | AD | 0.25178 | 2340.9585 | 183 | #N/A | #N/A | #N/A | #N/A | #N/A | 183 | #N/A | #N/A | #N/A | #N/A | #N/A | #N/A | #N/A | #N/A | #N/A | #N/A | #N/A | #N/A | 92 | CH | 0.42116 | 141.8203 | 4622147.1138 | 340045.2676 | #N/A | #N/A | #N/A | #N/A | #N/A | #N/A | #N/A | #N/A | #N/A | #N/A | #N/A | #N/A | #N/A | #N/A | #N/A | #N/A | #N/A | 92 | EJ | 0.39185 | 135.716 | 357403.7819 | 358125.3812 | #N/A | #N/A | #N/A | #N/A | #N/A | #N/A | #N/A | #N/A | #N/A | #N/A
[8 empty] | 157 | S | 152.6511 | 3017.6635 | AL | 0.25102 | 5869.2745 | 184 | #N/A | #N/A | #N/A | #N/A | #N/A | 184 | #N/A | #N/A | #N/A | #N/A | #N/A | #N/A | #N/A | #N/A | #N/A | #N/A | #N/A | #N/A | 92 | CH | 0.42116 | 141.8203 | 4622147.1138 | 340045.2676 | #N/A | #N/A | #N/A | #N/A | #N/A | #N/A | #N/A | #N/A | #N/A | #N/A | #N/A | #N/A | #N/A | #N/A | #N/A | #N/A | #N/A | 92 | EJ | 0.39185 | 135.716 | 357403.7819 | 358125.3812 | #N/A | #N/A | #N/A | #N/A | #N/A | #N/A | #N/A | #N/A | #N/A | #N/A
[8 empty] | 158 | P | 152.6584 | 994.134 | AI | 0.24103 | 6269.6864 | 185 | #N/A | #N/A | #N/A | #N/A | #N/A | 185 | #N/A | #N/A | #N/A | #N/A | #N/A | #N/A | #N/A | #N/A | #N/A | #N/A | #N/A | #N/A | 93 | E | 0.39794 | 141.912 | 7181165.4684 | 347226.4331 | #N/A | #N/A | #N/A | #N/A | #N/A | #N/A | #N/A | #N/A | #N/A | #N/A | #N/A | #N/A | #N/A | #N/A | #N/A | #N/A | #N/A | 93 | CP | 0.39029 | 143.9083 | 2791153.5444 | 360916.5348 | #N/A | #N/A | #N/A | #N/A | #N/A | #N/A | #N/A | #N/A | #N/A | #N/A
[8 empty] | 159 | AM | 153.3957 | 2486.6557 | AE | 0.24 | 3712.5899 | 186 | #N/A | #N/A | #N/A | #N/A | #N/A | 186 | #N/A | #N/A | #N/A | #N/A | #N/A | #N/A | #N/A | #N/A | #N/A | #N/A | #N/A | #N/A | 93 | E | 0.39794 | 141.912 | 7181165.4684 | 347226.4331 | #N/A | #N/A | #N/A | #N/A | #N/A | #N/A | #N/A | #N/A | #N/A | #N/A | #N/A | #N/A | #N/A | #N/A | #N/A | #N/A | #N/A | 93 | CP | 0.39029 | 143.9083 | 2791153.5444 | 360916.5348 | #N/A | #N/A | #N/A | #N/A | #N/A | #N/A | #N/A | #N/A | #N/A | #N/A
[8 empty] | 160 | X | 153.6372 | 967.3314 | S | 0.22644 | 3017.6635 | 187 | #N/A | #N/A | #N/A | #N/A | #N/A | 187 | #N/A | #N/A | #N/A | #N/A | #N/A | #N/A | #N/A | #N/A | #N/A | #N/A | #N/A | #N/A | 94 | B | 0.38162 | 141.9499 | 5501982.7278 | 352728.4158 | #N/A | #N/A | #N/A | #N/A | #N/A | #N/A | #N/A | #N/A | #N/A | #N/A | #N/A | #N/A | #N/A | #N/A | #N/A | #N/A | #N/A | 94 | BQ | 0.38785 | 144.1024 | 3522859.1733 | 364439.3939 | #N/A | #N/A | #N/A | #N/A | #N/A | #N/A | #N/A | #N/A | #N/A | #N/A
[8 empty] | 161 | K | 154.5436 | 2289.5878 | BH | 0.22243 | 2309.5502 | 188 | #N/A | #N/A | #N/A | #N/A | #N/A | 188 | #N/A | #N/A | #N/A | #N/A | #N/A | #N/A | #N/A | #N/A | #N/A | #N/A | #N/A | #N/A | 94 | B | 0.38162 | 141.9499 | 5501982.7278 | 352728.4158 | #N/A | #N/A | #N/A | #N/A | #N/A | #N/A | #N/A | #N/A | #N/A | #N/A | #N/A | #N/A | #N/A | #N/A | #N/A | #N/A | #N/A | 94 | BQ | 0.38785 | 144.1024 | 3522859.1733 | 364439.3939 | #N/A | #N/A | #N/A | #N/A | #N/A | #N/A | #N/A | #N/A | #N/A | #N/A
[8 empty] | 162 | ED | 154.9518 | 1290.8817 | U | 0.21908 | 2632.7358 | 189 | #N/A | #N/A | #N/A | #N/A | #N/A | 189 | #N/A | #N/A | #N/A | #N/A | #N/A | #N/A | #N/A | #N/A | #N/A | #N/A | #N/A | #N/A | 95 | I | 0.39945 | 141.9919 | 2980607.3968 | 355709.0232 | #N/A | #N/A | #N/A | #N/A | #N/A | #N/A | #N/A | #N/A | #N/A | #N/A | #N/A | #N/A | #N/A | #N/A | #N/A | #N/A | #N/A | 95 | EP | 0.38402 | 134.2766 | 1070032.2687 | 365509.4262 | #N/A | #N/A | #N/A | #N/A | #N/A | #N/A | #N/A | #N/A | #N/A | #N/A
[8 empty] | 163 | BH | 155.643 | 2309.5502 | X | 0.21403 | 967.3314 | 190 | #N/A | #N/A | #N/A | #N/A | #N/A | 190 | #N/A | #N/A | #N/A | #N/A | #N/A | #N/A | #N/A | #N/A | #N/A | #N/A | #N/A | #N/A | 95 | I | 0.39945 | 141.9919 | 2980607.3968 | 355709.0232 | #N/A | #N/A | #N/A | #N/A | #N/A | #N/A | #N/A | #N/A | #N/A | #N/A | #N/A | #N/A | #N/A | #N/A | #N/A | #N/A | #N/A | 95 | EP | 0.38402 | 134.2766 | 1070032.2687 | 365509.4262 | #N/A | #N/A | #N/A | #N/A | #N/A | #N/A | #N/A | #N/A | #N/A | #N/A
[8 empty] | 164 | N | 155.9758 | 5561.086 | P | 0.21209 | 994.134 | 191 | #N/A | #N/A | #N/A | #N/A | #N/A | 191 | #N/A | #N/A | #N/A | #N/A | #N/A | #N/A | #N/A | #N/A | #N/A | #N/A | #N/A | #N/A | 96 | C | 0.40006 | 142.016 | 6358314.5718 | 362067.3378 | #N/A | #N/A | #N/A | #N/A | #N/A | #N/A | #N/A | #N/A | #N/A | #N/A | #N/A | #N/A | #N/A | #N/A | #N/A | #N/A | #N/A | 96 | H | 0.3829 | 137.8785 | 489720.7628 | 365999.147 | #N/A | #N/A | #N/A | #N/A | #N/A | #N/A | #N/A | #N/A | #N/A | #N/A
[8 empty] | 165 | O | 162.8842 | 8372.0378 | O | 0.20257 | 8372.0378 | 192 | #N/A | #N/A | #N/A | #N/A | #N/A | 192 | #N/A | #N/A | #N/A | #N/A | #N/A | #N/A | #N/A | #N/A | #N/A | #N/A | #N/A | #N/A | 96 | C | 0.40006 | 142.016 | 6358314.5718 | 362067.3378 | #N/A | #N/A | #N/A | #N/A | #N/A | #N/A | #N/A | #N/A | #N/A | #N/A | #N/A | #N/A | #N/A | #N/A | #N/A | #N/A | #N/A | 96 | H | 0.3829 | 137.8785 | 489720.7628 | 365999.147 | #N/A | #N/A | #N/A | #N/A | #N/A | #N/A | #N/A | #N/A | #N/A | #N/A
[8 empty] | 166 | [6 empty] | 193 | #N/A | #N/A | #N/A | #N/A | #N/A | 193 | #N/A | #N/A | #N/A | #N/A | #N/A | #N/A | #N/A | #N/A | #N/A | #N/A | #N/A | #N/A | 97 | F | 0.40512 | 142.1963 | 1279554.4236 | 363346.8922 | #N/A | #N/A | #N/A | #N/A | #N/A | #N/A | #N/A | #N/A | #N/A | #N/A | #N/A | #N/A | #N/A | #N/A | #N/A | #N/A | #N/A | 97 | EC | 0.38226 | 138.7435 | 12849288.097 | 378848.4351 | #N/A | #N/A | #N/A | #N/A | #N/A | #N/A | #N/A | #N/A | #N/A | #N/A
[8 empty] | 167 | [6 empty] | 194 | #N/A | #N/A | #N/A | #N/A | #N/A | 194 | #N/A | #N/A | #N/A | #N/A | #N/A | #N/A | #N/A | #N/A | #N/A | #N/A | #N/A | #N/A | 97 | F | 0.40512 | 142.1963 | 1279554.4236 | 363346.8922 | #N/A | #N/A | #N/A | #N/A | #N/A | #N/A | #N/A | #N/A | #N/A | #N/A | #N/A | #N/A | #N/A | #N/A | #N/A | #N/A | #N/A | 97 | EC | 0.38226 | 138.7435 | 12849288.097 | 378848.4351 | #N/A | #N/A | #N/A | #N/A | #N/A | #N/A | #N/A | #N/A | #N/A | #N/A
[8 empty] | 168 | [6 empty] | 195 | #N/A | #N/A | #N/A | #N/A | #N/A | 195 | #N/A | #N/A | #N/A | #N/A | #N/A | #N/A | #N/A | #N/A | #N/A | #N/A | #N/A | #N/A | 98 | BK | 0.40871 | 142.2045 | 3629027.4141 | 366975.9196 | #N/A | #N/A | #N/A | #N/A | #N/A | #N/A | #N/A | #N/A | #N/A | #N/A | #N/A | #N/A | #N/A | #N/A | #N/A | #N/A | #N/A | 98 | B | 0.38162 | 141.9499 | 5501982.7278 | 384350.4178 | #N/A | #N/A | #N/A | #N/A | #N/A | #N/A | #N/A | #N/A | #N/A | #N/A
[8 empty] | 169 | [6 empty] | 196 | #N/A | #N/A | #N/A | #N/A | #N/A | 196 | #N/A | #N/A | #N/A | #N/A | #N/A | #N/A | #N/A | #N/A | #N/A | #N/A | #N/A | #N/A | 98 | BK | 0.40871 | 142.2045 | 3629027.4141 | 366975.9196 | #N/A | #N/A | #N/A | #N/A | #N/A | #N/A | #N/A | #N/A | #N/A | #N/A | #N/A | #N/A | #N/A | #N/A | #N/A | #N/A | #N/A | 98 | B | 0.38162 | 141.9499 | 5501982.7278 | 384350.4178 | #N/A | #N/A | #N/A | #N/A | #N/A | #N/A | #N/A | #N/A | #N/A | #N/A
[8 empty] | 170 | [6 empty] | 197 | #N/A | #N/A | #N/A | #N/A | #N/A | 197 | #N/A | #N/A | #N/A | #N/A | #N/A | #N/A | #N/A | #N/A | #N/A | #N/A | #N/A | #N/A | 99 | EG | 0.37935 | 142.3964 | 7262473.4433 | 374238.3931 | #N/A | #N/A | #N/A | #N/A | #N/A | #N/A | #N/A | #N/A | #N/A | #N/A | #N/A | #N/A | #N/A | #N/A | #N/A | #N/A | #N/A | 99 | BY | 0.37938 | 142.4218 | 2536498.3208 | 386886.9161 | #N/A | #N/A | #N/A | #N/A | #N/A | #N/A | #N/A | #N/A | #N/A | #N/A
[8 empty] | 171 | [6 empty] | 198 | #N/A | #N/A | #N/A | #N/A | #N/A | 198 | #N/A | #N/A | #N/A | #N/A | #N/A | #N/A | #N/A | #N/A | #N/A | #N/A | #N/A | #N/A | 99 | EG | 0.37935 | 142.3964 | 7262473.4433 | 374238.3931 | #N/A | #N/A | #N/A | #N/A | #N/A | #N/A | #N/A | #N/A | #N/A | #N/A | #N/A | #N/A | #N/A | #N/A | #N/A | #N/A | #N/A | 99 | BY | 0.37938 | 142.4218 | 2536498.3208 | 386886.9161 | #N/A | #N/A | #N/A | #N/A | #N/A | #N/A | #N/A | #N/A | #N/A | #N/A
[8 empty] | 172 | [6 empty] | 199 | #N/A | #N/A | #N/A | #N/A | #N/A | 199 | #N/A | #N/A | #N/A | #N/A | #N/A | #N/A | #N/A | #N/A | #N/A | #N/A | #N/A | #N/A | 100 | BY | 0.37938 | 142.4218 | 2536498.3208 | 376774.8914 | #N/A | #N/A | #N/A | #N/A | #N/A | #N/A | #N/A | #N/A | #N/A | #N/A | #N/A | #N/A | #N/A | #N/A | #N/A | #N/A | #N/A | 100 | EG | 0.37935 | 142.3964 | 7262473.4433 | 394149.3896 | #N/A | #N/A | #N/A | #N/A | #N/A | #N/A | #N/A | #N/A | #N/A | #N/A
[8 empty] | 173 | [6 empty] | 200 | #N/A | #N/A | #N/A | #N/A | #N/A | 200 | #N/A | #N/A | #N/A | #N/A | #N/A | #N/A | #N/A | #N/A | #N/A | #N/A | #N/A | #N/A | 100 | BY | 0.37938 | 142.4218 | 2536498.3208 | 376774.8914 | #N/A | #N/A | #N/A | #N/A | #N/A | #N/A | #N/A | #N/A | #N/A | #N/A | #N/A | #N/A | #N/A | #N/A | #N/A | #N/A | #N/A | 100 | EG | 0.37935 | 142.3964 | 7262473.4433 | 394149.3896 | #N/A | #N/A | #N/A | #N/A | #N/A | #N/A | #N/A | #N/A | #N/A | #N/A
[8 empty] | 174 | [6 empty] | 201 | #N/A | #N/A | #N/A | #N/A | #N/A | 201 | #N/A | #N/A | #N/A | #N/A | #N/A | #N/A | #N/A | #N/A | #N/A | #N/A | #N/A | #N/A | 101 | AP | 0.40299 | 142.4323 | 4103690.1607 | 380878.5816 | #N/A | #N/A | #N/A | #N/A | #N/A | #N/A | #N/A | #N/A | #N/A | #N/A | #N/A | #N/A | #N/A | #N/A | #N/A | #N/A | #N/A | 101 | BU | 0.37727 | 145.8776 | 3932848.4772 | 398082.238 | #N/A | #N/A | #N/A | #N/A | #N/A | #N/A | #N/A | #N/A | #N/A | #N/A
[8 empty] | 175 | [6 empty] | 202 | #N/A | #N/A | #N/A | #N/A | #N/A | 202 | #N/A | #N/A | #N/A | #N/A | #N/A | #N/A | #N/A | #N/A | #N/A | #N/A | #N/A | #N/A | 101 | AP | 0.40299 | 142.4323 | 4103690.1607 | 380878.5816 | #N/A | #N/A | #N/A | #N/A | #N/A | #N/A | #N/A | #N/A | #N/A | #N/A | #N/A | #N/A | #N/A | #N/A | #N/A | #N/A | #N/A | 101 | BU | 0.37727 | 145.8776 | 3932848.4772 | 398082.238 | #N/A | #N/A | #N/A | #N/A | #N/A | #N/A | #N/A | #N/A | #N/A | #N/A
[8 empty] | 176 | [6 empty] | 203 | #N/A | #N/A | #N/A | #N/A | #N/A | 203 | #N/A | #N/A | #N/A | #N/A | #N/A | #N/A | #N/A | #N/A | #N/A | #N/A | #N/A | #N/A | 102 | CV | 0.41661 | 143.0497 | 7852753.104 | 388731.3347 | #N/A | #N/A | #N/A | #N/A | #N/A | #N/A | #N/A | #N/A | #N/A | #N/A | #N/A | #N/A | #N/A | #N/A | #N/A | #N/A | #N/A | 102 | BC | 0.37629 | 145.2724 | 5089541.7334 | 403171.7798 | #N/A | #N/A | #N/A | #N/A | #N/A | #N/A | #N/A | #N/A | #N/A | #N/A
[8 empty] | 177 | [6 empty] | 204 | #N/A | #N/A | #N/A | #N/A | #N/A | 204 | #N/A | #N/A | #N/A | #N/A | #N/A | #N/A | #N/A | #N/A | #N/A | #N/A | #N/A | #N/A | 102 | CV | 0.41661 | 143.0497 | 7852753.104 | 388731.3347 | #N/A | #N/A | #N/A | #N/A | #N/A | #N/A | #N/A | #N/A | #N/A | #N/A | #N/A | #N/A | #N/A | #N/A | #N/A | #N/A | #N/A | 102 | BC | 0.37629 | 145.2724 | 5089541.7334 | 403171.7798 | #N/A | #N/A | #N/A | #N/A | #N/A | #N/A | #N/A | #N/A | #N/A | #N/A
[8 empty] | 178 | [6 empty] | 205 | #N/A | #N/A | #N/A | #N/A | #N/A | 205 | #N/A | #N/A | #N/A | #N/A | #N/A | #N/A | #N/A | #N/A | #N/A | #N/A | #N/A | #N/A | 103 | AO | 0.33583 | 143.4151 | 4516400.6769 | 393247.7353 | #N/A | #N/A | #N/A | #N/A | #N/A | #N/A | #N/A | #N/A | #N/A | #N/A | #N/A | #N/A | #N/A | #N/A | #N/A | #N/A | #N/A | 103 | BV | 0.37517 | 145.571 | 2733407.5712 | 405905.1873 | #N/A | #N/A | #N/A | #N/A | #N/A | #N/A | #N/A | #N/A | #N/A | #N/A
[8 empty] | 179 | [6 empty] | 206 | #N/A | #N/A | #N/A | #N/A | #N/A | 206 | #N/A | #N/A | #N/A | #N/A | #N/A | #N/A | #N/A | #N/A | #N/A | #N/A | #N/A | #N/A | 103 | AO | 0.33583 | 143.4151 | 4516400.6769 | 393247.7353 | #N/A | #N/A | #N/A | #N/A | #N/A | #N/A | #N/A | #N/A | #N/A | #N/A | #N/A | #N/A | #N/A | #N/A | #N/A | #N/A | #N/A | 103 | BV | 0.37517 | 145.571 | 2733407.5712 | 405905.1873 | #N/A | #N/A | #N/A | #N/A | #N/A | #N/A | #N/A | #N/A | #N/A | #N/A
[8 empty] | 180 | [6 empty] | 207 | #N/A | #N/A | #N/A | #N/A | #N/A | 207 | #N/A | #N/A | #N/A | #N/A | #N/A | #N/A | #N/A | #N/A | #N/A | #N/A | #N/A | #N/A | 104 | CP | 0.39029 | 143.9083 | 2791153.5444 | 396038.8889 | #N/A | #N/A | #N/A | #N/A | #N/A | #N/A | #N/A | #N/A | #N/A | #N/A | #N/A | #N/A | #N/A | #N/A | #N/A | #N/A | #N/A | 104 | EN | 0.37077 | 136.7844 | 1311044.2243 | 407216.2316 | #N/A | #N/A | #N/A | #N/A | #N/A | #N/A | #N/A | #N/A | #N/A | #N/A
[8 empty] | 181 | [6 empty] | 208 | #N/A | #N/A | #N/A | #N/A | #N/A | 208 | #N/A | #N/A | #N/A | #N/A | #N/A | #N/A | #N/A | #N/A | #N/A | #N/A | #N/A | #N/A | 104 | CP | 0.39029 | 143.9083 | 2791153.5444 | 396038.8889 | #N/A | #N/A | #N/A | #N/A | #N/A | #N/A | #N/A | #N/A | #N/A | #N/A | #N/A | #N/A | #N/A | #N/A | #N/A | #N/A | #N/A | 104 | EN | 0.37077 | 136.7844 | 1311044.2243 | 407216.2316 | #N/A | #N/A | #N/A | #N/A | #N/A | #N/A | #N/A | #N/A | #N/A | #N/A
[8 empty] | 182 | [6 empty] | 209 | #N/A | #N/A | #N/A | #N/A | #N/A | 209 | #N/A | #N/A | #N/A | #N/A | #N/A | #N/A | #N/A | #N/A | #N/A | #N/A | #N/A | #N/A | 105 | BQ | 0.38785 | 144.1024 | 3522859.1733 | 399561.7481 | #N/A | #N/A | #N/A | #N/A | #N/A | #N/A | #N/A | #N/A | #N/A | #N/A | #N/A | #N/A | #N/A | #N/A | #N/A | #N/A | #N/A | 105 | BX | 0.35805 | 146.4523 | 2189291.0102 | 409405.5226 | #N/A | #N/A | #N/A | #N/A | #N/A | #N/A | #N/A | #N/A | #N/A | #N/A
[8 empty] | 183 | [6 empty] | 210 | #N/A | #N/A | #N/A | #N/A | #N/A | 210 | #N/A | #N/A | #N/A | #N/A | #N/A | #N/A | #N/A | #N/A | #N/A | #N/A | #N/A | #N/A | 105 | BQ | 0.38785 | 144.1024 | 3522859.1733 | 399561.7481 | #N/A | #N/A | #N/A | #N/A | #N/A | #N/A | #N/A | #N/A | #N/A | #N/A | #N/A | #N/A | #N/A | #N/A | #N/A | #N/A | #N/A | 105 | BX | 0.35805 | 146.4523 | 2189291.0102 | 409405.5226 | #N/A | #N/A | #N/A | #N/A | #N/A | #N/A | #N/A | #N/A | #N/A | #N/A
[8 empty] | 184 | [6 empty] | 211 | #N/A | #N/A | #N/A | #N/A | #N/A | 211 | #N/A | #N/A | #N/A | #N/A | #N/A | #N/A | #N/A | #N/A | #N/A | #N/A | #N/A | #N/A | 106 | EL | 0.34563 | 144.2457 | 493571.398 | 400055.3195 | #N/A | #N/A | #N/A | #N/A | #N/A | #N/A | #N/A | #N/A | #N/A | #N/A | #N/A | #N/A | #N/A | #N/A | #N/A | #N/A | #N/A | 106 | L | 0.35453 | 148.7398 | 6127261.4611 | 415532.784 | #N/A | #N/A | #N/A | #N/A | #N/A | #N/A | #N/A | #N/A | #N/A | #N/A
[8 empty] | 185 | [6 empty] | 212 | #N/A | #N/A | #N/A | #N/A | #N/A | 212 | #N/A | #N/A | #N/A | #N/A | #N/A | #N/A | #N/A | #N/A | #N/A | #N/A | #N/A | #N/A | 106 | EL | 0.34563 | 144.2457 | 493571.398 | 400055.3195 | #N/A | #N/A | #N/A | #N/A | #N/A | #N/A | #N/A | #N/A | #N/A | #N/A | #N/A | #N/A | #N/A | #N/A | #N/A | #N/A | #N/A | 106 | L | 0.35453 | 148.7398 | 6127261.4611 | 415532.784 | #N/A | #N/A | #N/A | #N/A | #N/A | #N/A | #N/A | #N/A | #N/A | #N/A
[8 empty] | 186 | [6 empty] | 213 | #N/A | #N/A | #N/A | #N/A | #N/A | 213 | #N/A | #N/A | #N/A | #N/A | #N/A | #N/A | #N/A | #N/A | #N/A | #N/A | #N/A | #N/A | 107 | BS | 0.31175 | 144.3016 | 1804811.6642 | 401860.1311 | #N/A | #N/A | #N/A | #N/A | #N/A | #N/A | #N/A | #N/A | #N/A | #N/A | #N/A | #N/A | #N/A | #N/A | #N/A | #N/A | #N/A | 107 | M | 0.35349 | 147.9504 | 6334452.9609 | 421867.237 | #N/A | #N/A | #N/A | #N/A | #N/A | #N/A | #N/A | #N/A | #N/A | #N/A
[8 empty] | 187 | [6 empty] | 214 | #N/A | #N/A | #N/A | #N/A | #N/A | 214 | #N/A | #N/A | #N/A | #N/A | #N/A | #N/A | #N/A | #N/A | #N/A | #N/A | #N/A | #N/A | 107 | BS | 0.31175 | 144.3016 | 1804811.6642 | 401860.1311 | #N/A | #N/A | #N/A | #N/A | #N/A | #N/A | #N/A | #N/A | #N/A | #N/A | #N/A | #N/A | #N/A | #N/A | #N/A | #N/A | #N/A | 107 | M | 0.35349 | 147.9504 | 6334452.9609 | 421867.237 | #N/A | #N/A | #N/A | #N/A | #N/A | #N/A | #N/A | #N/A | #N/A | #N/A
[8 empty] | 188 | [6 empty] | 215 | #N/A | #N/A | #N/A | #N/A | #N/A | 215 | #N/A | #N/A | #N/A | #N/A | #N/A | #N/A | #N/A | #N/A | #N/A | #N/A | #N/A | #N/A | 108 | EK | 0.31174 | 144.565 | 318928.0553 | 402179.0592 | #N/A | #N/A | #N/A | #N/A | #N/A | #N/A | #N/A | #N/A | #N/A | #N/A | #N/A | #N/A | #N/A | #N/A | #N/A | #N/A | #N/A | 108 | CX | 0.35267 | 147.0585 | 4809523.9719 | 426676.761 | #N/A | #N/A | #N/A | #N/A | #N/A | #N/A | #N/A | #N/A | #N/A | #N/A
[8 empty] | 189 | [6 empty] | 216 | #N/A | #N/A | #N/A | #N/A | #N/A | 216 | #N/A | #N/A | #N/A | #N/A | #N/A | #N/A | #N/A | #N/A | #N/A | #N/A | #N/A | #N/A | 108 | EK | 0.31174 | 144.565 | 318928.0553 | 402179.0592 | #N/A | #N/A | #N/A | #N/A | #N/A | #N/A | #N/A | #N/A | #N/A | #N/A | #N/A | #N/A | #N/A | #N/A | #N/A | #N/A | #N/A | 108 | CX | 0.35267 | 147.0585 | 4809523.9719 | 426676.761 | #N/A | #N/A | #N/A | #N/A | #N/A | #N/A | #N/A | #N/A | #N/A | #N/A
[8 empty] | 190 | [6 empty] | 217 | #N/A | #N/A | #N/A | #N/A | #N/A | 217 | #N/A | #N/A | #N/A | #N/A | #N/A | #N/A | #N/A | #N/A | #N/A | #N/A | #N/A | #N/A | 109 | CU | 0.39921 | 144.6966 | 2089013.5934 | 404268.0728 | #N/A | #N/A | #N/A | #N/A | #N/A | #N/A | #N/A | #N/A | #N/A | #N/A | #N/A | #N/A | #N/A | #N/A | #N/A | #N/A | #N/A | 109 | EY | 0.35202 | 140.8782 | 778983.9975 | 427455.745 | #N/A | #N/A | #N/A | #N/A | #N/A | #N/A | #N/A | #N/A | #N/A | #N/A
[8 empty] | 191 | [6 empty] | 218 | #N/A | #N/A | #N/A | #N/A | #N/A | 218 | #N/A | #N/A | #N/A | #N/A | #N/A | #N/A | #N/A | #N/A | #N/A | #N/A | #N/A | #N/A | 109 | CU | 0.39921 | 144.6966 | 2089013.5934 | 404268.0728 | #N/A | #N/A | #N/A | #N/A | #N/A | #N/A | #N/A | #N/A | #N/A | #N/A | #N/A | #N/A | #N/A | #N/A | #N/A | #N/A | #N/A | 109 | EY | 0.35202 | 140.8782 | 778983.9975 | 427455.745 | #N/A | #N/A | #N/A | #N/A | #N/A | #N/A | #N/A | #N/A | #N/A | #N/A
[8 empty] | 192 | [6 empty] | 219 | #N/A | #N/A | #N/A | #N/A | #N/A | 219 | #N/A | #N/A | #N/A | #N/A | #N/A | #N/A | #N/A | #N/A | #N/A | #N/A | #N/A | #N/A | 110 | AQ | 0.33635 | 144.8918 | 4328029.1425 | 408596.1019 | #N/A | #N/A | #N/A | #N/A | #N/A | #N/A | #N/A | #N/A | #N/A | #N/A | #N/A | #N/A | #N/A | #N/A | #N/A | #N/A | #N/A | 110 | CD | 0.35073 | 149.3371 | 2950090.608 | 430405.8356 | #N/A | #N/A | #N/A | #N/A | #N/A | #N/A | #N/A | #N/A | #N/A | #N/A
[8 empty] | 193 | [6 empty] | 220 | #N/A | #N/A | #N/A | #N/A | #N/A | 220 | #N/A | #N/A | #N/A | #N/A | #N/A | #N/A | #N/A | #N/A | #N/A | #N/A | #N/A | #N/A | 110 | AQ | 0.33635 | 144.8918 | 4328029.1425 | 408596.1019 | #N/A | #N/A | #N/A | #N/A | #N/A | #N/A | #N/A | #N/A | #N/A | #N/A | #N/A | #N/A | #N/A | #N/A | #N/A | #N/A | #N/A | 110 | CD | 0.35073 | 149.3371 | 2950090.608 | 430405.8356 | #N/A | #N/A | #N/A | #N/A | #N/A | #N/A | #N/A | #N/A | #N/A | #N/A
[8 empty] | 194 | [6 empty] | 221 | #N/A | #N/A | #N/A | #N/A | #N/A | 221 | #N/A | #N/A | #N/A | #N/A | #N/A | #N/A | #N/A | #N/A | #N/A | #N/A | #N/A | #N/A | 111 | BC | 0.37629 | 145.2724 | 5089541.7334 | 413685.6436 | #N/A | #N/A | #N/A | #N/A | #N/A | #N/A | #N/A | #N/A | #N/A | #N/A | #N/A | #N/A | #N/A | #N/A | #N/A | #N/A | #N/A | 111 | CW | 0.34969 | 148.5919 | 2609130.2564 | 433014.9658 | #N/A | #N/A | #N/A | #N/A | #N/A | #N/A | #N/A | #N/A | #N/A | #N/A
[8 empty] | 195 | [6 empty] | 222 | #N/A | #N/A | #N/A | #N/A | #N/A | 222 | #N/A | #N/A | #N/A | #N/A | #N/A | #N/A | #N/A | #N/A | #N/A | #N/A | #N/A | #N/A | 111 | BC | 0.37629 | 145.2724 | 5089541.7334 | 413685.6436 | #N/A | #N/A | #N/A | #N/A | #N/A | #N/A | #N/A | #N/A | #N/A | #N/A | #N/A | #N/A | #N/A | #N/A | #N/A | #N/A | #N/A | 111 | CW | 0.34969 | 148.5919 | 2609130.2564 | 433014.9658 | #N/A | #N/A | #N/A | #N/A | #N/A | #N/A | #N/A | #N/A | #N/A | #N/A
[8 empty] | 196 | [6 empty] | 223 | #N/A | #N/A | #N/A | #N/A | #N/A | 223 | #N/A | #N/A | #N/A | #N/A | #N/A | #N/A | #N/A | #N/A | #N/A | #N/A | #N/A | #N/A | 112 | BV | 0.37517 | 145.571 | 2733407.5712 | 416419.0512 | #N/A | #N/A | #N/A | #N/A | #N/A | #N/A | #N/A | #N/A | #N/A | #N/A | #N/A | #N/A | #N/A | #N/A | #N/A | #N/A | #N/A | 112 | EI | 0.34866 | 135.0305 | 204671.018 | 433219.6369 | #N/A | #N/A | #N/A | #N/A | #N/A | #N/A | #N/A | #N/A | #N/A | #N/A
[8 empty] | 197 | [6 empty] | 224 | #N/A | #N/A | #N/A | #N/A | #N/A | 224 | #N/A | #N/A | #N/A | #N/A | #N/A | #N/A | #N/A | #N/A | #N/A | #N/A | #N/A | #N/A | 112 | BV | 0.37517 | 145.571 | 2733407.5712 | 416419.0512 | #N/A | #N/A | #N/A | #N/A | #N/A | #N/A | #N/A | #N/A | #N/A | #N/A | #N/A | #N/A | #N/A | #N/A | #N/A | #N/A | #N/A | 112 | EI | 0.34866 | 135.0305 | 204671.018 | 433219.6369 | #N/A | #N/A | #N/A | #N/A | #N/A | #N/A | #N/A | #N/A | #N/A | #N/A
[8 empty] | 198 | [6 empty] | 225 | #N/A | #N/A | #N/A | #N/A | #N/A | 225 | #N/A | #N/A | #N/A | #N/A | #N/A | #N/A | #N/A | #N/A | #N/A | #N/A | #N/A | #N/A | 113 | AZ | 0.31197 | 145.5978 | 3623441.6817 | 420042.4929 | #N/A | #N/A | #N/A | #N/A | #N/A | #N/A | #N/A | #N/A | #N/A | #N/A | #N/A | #N/A | #N/A | #N/A | #N/A | #N/A | #N/A | 113 | EL | 0.34563 | 144.2457 | 493571.398 | 433713.2083 | #N/A | #N/A | #N/A | #N/A | #N/A | #N/A | #N/A | #N/A | #N/A | #N/A
[8 empty] | 199 | [6 empty] | 226 | #N/A | #N/A | #N/A | #N/A | #N/A | 226 | #N/A | #N/A | #N/A | #N/A | #N/A | #N/A | #N/A | #N/A | #N/A | #N/A | #N/A | #N/A | 113 | AZ | 0.31197 | 145.5978 | 3623441.6817 | 420042.4929 | #N/A | #N/A | #N/A | #N/A | #N/A | #N/A | #N/A | #N/A | #N/A | #N/A | #N/A | #N/A | #N/A | #N/A | #N/A | #N/A | #N/A | 113 | EL | 0.34563 | 144.2457 | 493571.398 | 433713.2083 | #N/A | #N/A | #N/A | #N/A | #N/A | #N/A | #N/A | #N/A | #N/A | #N/A
[8 empty] | 200 | [6 empty] | 227 | #N/A | #N/A | #N/A | #N/A | #N/A | 227 | #N/A | #N/A | #N/A | #N/A | #N/A | #N/A | #N/A | #N/A | #N/A | #N/A | #N/A | #N/A | 114 | BU | 0.37727 | 145.8776 | 3932848.4772 | 423975.3414 | #N/A | #N/A | #N/A | #N/A | #N/A | #N/A | #N/A | #N/A | #N/A | #N/A | #N/A | #N/A | #N/A | #N/A | #N/A | #N/A | #N/A | 114 | BD | 0.34502 | 148.7815 | 4696864.2898 | 438410.0725 | #N/A | #N/A | #N/A | #N/A | #N/A | #N/A | #N/A | #N/A | #N/A | #N/A
[8 empty] | 201 | [6 empty] | 228 | #N/A | #N/A | #N/A | #N/A | #N/A | 228 | #N/A | #N/A | #N/A | #N/A | #N/A | #N/A | #N/A | #N/A | #N/A | #N/A | #N/A | #N/A | 114 | BU | 0.37727 | 145.8776 | 3932848.4772 | 423975.3414 | #N/A | #N/A | #N/A | #N/A | #N/A | #N/A | #N/A | #N/A | #N/A | #N/A | #N/A | #N/A | #N/A | #N/A | #N/A | #N/A | #N/A | 114 | BD | 0.34502 | 148.7815 | 4696864.2898 | 438410.0725 | #N/A | #N/A | #N/A | #N/A | #N/A | #N/A | #N/A | #N/A | #N/A | #N/A
[8 empty] | 202 | [6 empty] | 229 | #N/A | #N/A | #N/A | #N/A | #N/A | 229 | #N/A | #N/A | #N/A | #N/A | #N/A | #N/A | #N/A | #N/A | #N/A | #N/A | #N/A | #N/A | 115 | CN | 0.33543 | 146.2252 | 4541920.7184 | 428517.2621 | #N/A | #N/A | #N/A | #N/A | #N/A | #N/A | #N/A | #N/A | #N/A | #N/A | #N/A | #N/A | #N/A | #N/A | #N/A | #N/A | #N/A | 115 | EQ | 0.34223 | 139.2682 | 469990.5242 | 438880.0631 | #N/A | #N/A | #N/A | #N/A | #N/A | #N/A | #N/A | #N/A | #N/A | #N/A
[8 empty] | 203 | [6 empty] | 230 | #N/A | #N/A | #N/A | #N/A | #N/A | 230 | #N/A | #N/A | #N/A | #N/A | #N/A | #N/A | #N/A | #N/A | #N/A | #N/A | #N/A | #N/A | 115 | CN | 0.33543 | 146.2252 | 4541920.7184 | 428517.2621 | #N/A | #N/A | #N/A | #N/A | #N/A | #N/A | #N/A | #N/A | #N/A | #N/A | #N/A | #N/A | #N/A | #N/A | #N/A | #N/A | #N/A | 115 | EQ | 0.34223 | 139.2682 | 469990.5242 | 438880.0631 | #N/A | #N/A | #N/A | #N/A | #N/A | #N/A | #N/A | #N/A | #N/A | #N/A
[8 empty] | 204 | [6 empty] | 231 | #N/A | #N/A | #N/A | #N/A | #N/A | 231 | #N/A | #N/A | #N/A | #N/A | #N/A | #N/A | #N/A | #N/A | #N/A | #N/A | #N/A | #N/A | 116 | BX | 0.35805 | 146.4523 | 2189291.0102 | 430706.5531 | #N/A | #N/A | #N/A | #N/A | #N/A | #N/A | #N/A | #N/A | #N/A | #N/A | #N/A | #N/A | #N/A | #N/A | #N/A | #N/A | #N/A | 116 | FG | 0.34043 | 139.4512 | 220281.64 | 439100.3447 | #N/A | #N/A | #N/A | #N/A | #N/A | #N/A | #N/A | #N/A | #N/A | #N/A
[8 empty] | 205 | [6 empty] | 232 | #N/A | #N/A | #N/A | #N/A | #N/A | 232 | #N/A | #N/A | #N/A | #N/A | #N/A | #N/A | #N/A | #N/A | #N/A | #N/A | #N/A | #N/A | 116 | BX | 0.35805 | 146.4523 | 2189291.0102 | 430706.5531 | #N/A | #N/A | #N/A | #N/A | #N/A | #N/A | #N/A | #N/A | #N/A | #N/A | #N/A | #N/A | #N/A | #N/A | #N/A | #N/A | #N/A | 116 | FG | 0.34043 | 139.4512 | 220281.64 | 439100.3447 | #N/A | #N/A | #N/A | #N/A | #N/A | #N/A | #N/A | #N/A | #N/A | #N/A
[8 empty] | 206 | [6 empty] | 233 | #N/A | #N/A | #N/A | #N/A | #N/A | 233 | #N/A | #N/A | #N/A | #N/A | #N/A | #N/A | #N/A | #N/A | #N/A | #N/A | #N/A | #N/A | 117 | Z | 0.27583 | 146.5405 | 1306645.6656 | 432013.1988 | #N/A | #N/A | #N/A | #N/A | #N/A | #N/A | #N/A | #N/A | #N/A | #N/A | #N/A | #N/A | #N/A | #N/A | #N/A | #N/A | #N/A | 117 | CE | 0.33718 | 150.3235 | 3670735.3273 | 442771.08 | #N/A | #N/A | #N/A | #N/A | #N/A | #N/A | #N/A | #N/A | #N/A | #N/A
[8 empty] | 207 | [6 empty] | 234 | #N/A | #N/A | #N/A | #N/A | #N/A | 234 | #N/A | #N/A | #N/A | #N/A | #N/A | #N/A | #N/A | #N/A | #N/A | #N/A | #N/A | #N/A | 117 | Z | 0.27583 | 146.5405 | 1306645.6656 | 432013.1988 | #N/A | #N/A | #N/A | #N/A | #N/A | #N/A | #N/A | #N/A | #N/A | #N/A | #N/A | #N/A | #N/A | #N/A | #N/A | #N/A | #N/A | 117 | CE | 0.33718 | 150.3235 | 3670735.3273 | 442771.08 | #N/A | #N/A | #N/A | #N/A | #N/A | #N/A | #N/A | #N/A | #N/A | #N/A
[8 empty] | 208 | [6 empty] | 235 | #N/A | #N/A | #N/A | #N/A | #N/A | 235 | #N/A | #N/A | #N/A | #N/A | #N/A | #N/A | #N/A | #N/A | #N/A | #N/A | #N/A | #N/A | 118 | AU | 0.31026 | 147.0197 | 1503890.0903 | 433517.0889 | #N/A | #N/A | #N/A | #N/A | #N/A | #N/A | #N/A | #N/A | #N/A | #N/A | #N/A | #N/A | #N/A | #N/A | #N/A | #N/A | #N/A | 118 | AQ | 0.33635 | 144.8918 | 4328029.1425 | 447099.1092 | #N/A | #N/A | #N/A | #N/A | #N/A | #N/A | #N/A | #N/A | #N/A | #N/A
[8 empty] | 209 | [6 empty] | 236 | #N/A | #N/A | #N/A | #N/A | #N/A | 236 | #N/A | #N/A | #N/A | #N/A | #N/A | #N/A | #N/A | #N/A | #N/A | #N/A | #N/A | #N/A | 118 | AU | 0.31026 | 147.0197 | 1503890.0903 | 433517.0889 | #N/A | #N/A | #N/A | #N/A | #N/A | #N/A | #N/A | #N/A | #N/A | #N/A | #N/A | #N/A | #N/A | #N/A | #N/A | #N/A | #N/A | 118 | AQ | 0.33635 | 144.8918 | 4328029.1425 | 447099.1092 | #N/A | #N/A | #N/A | #N/A | #N/A | #N/A | #N/A | #N/A | #N/A | #N/A
[8 empty] | 210 | [6 empty] | 237 | #N/A | #N/A | #N/A | #N/A | #N/A | 237 | #N/A | #N/A | #N/A | #N/A | #N/A | #N/A | #N/A | #N/A | #N/A | #N/A | #N/A | #N/A | 119 | BF | 0.33538 | 147.0266 | 2469626.1989 | 435986.7151 | #N/A | #N/A | #N/A | #N/A | #N/A | #N/A | #N/A | #N/A | #N/A | #N/A | #N/A | #N/A | #N/A | #N/A | #N/A | #N/A | #N/A | 119 | BR | 0.33625 | 147.6852 | 3183249.632 | 450282.3588 | #N/A | #N/A | #N/A | #N/A | #N/A | #N/A | #N/A | #N/A | #N/A | #N/A
[8 empty] | 211 | [6 empty] | 238 | #N/A | #N/A | #N/A | #N/A | #N/A | 238 | #N/A | #N/A | #N/A | #N/A | #N/A | #N/A | #N/A | #N/A | #N/A | #N/A | #N/A | #N/A | 119 | BF | 0.33538 | 147.0266 | 2469626.1989 | 435986.7151 | #N/A | #N/A | #N/A | #N/A | #N/A | #N/A | #N/A | #N/A | #N/A | #N/A | #N/A | #N/A | #N/A | #N/A | #N/A | #N/A | #N/A | 119 | BR | 0.33625 | 147.6852 | 3183249.632 | 450282.3588 | #N/A | #N/A | #N/A | #N/A | #N/A | #N/A | #N/A | #N/A | #N/A | #N/A
[8 empty] | 212 | [6 empty] | 239 | #N/A | #N/A | #N/A | #N/A | #N/A | 239 | #N/A | #N/A | #N/A | #N/A | #N/A | #N/A | #N/A | #N/A | #N/A | #N/A | #N/A | #N/A | 120 | CX | 0.35267 | 147.0585 | 4809523.9719 | 440796.239 | #N/A | #N/A | #N/A | #N/A | #N/A | #N/A | #N/A | #N/A | #N/A | #N/A | #N/A | #N/A | #N/A | #N/A | #N/A | #N/A | #N/A | 120 | AO | 0.33583 | 143.4151 | 4516400.6769 | 454798.7595 | #N/A | #N/A | #N/A | #N/A | #N/A | #N/A | #N/A | #N/A | #N/A | #N/A
[8 empty] | 213 | [6 empty] | 240 | #N/A | #N/A | #N/A | #N/A | #N/A | 240 | #N/A | #N/A | #N/A | #N/A | #N/A | #N/A | #N/A | #N/A | #N/A | #N/A | #N/A | #N/A | 120 | CX | 0.35267 | 147.0585 | 4809523.9719 | 440796.239 | #N/A | #N/A | #N/A | #N/A | #N/A | #N/A | #N/A | #N/A | #N/A | #N/A | #N/A | #N/A | #N/A | #N/A | #N/A | #N/A | #N/A | 120 | AO | 0.33583 | 143.4151 | 4516400.6769 | 454798.7595 | #N/A | #N/A | #N/A | #N/A | #N/A | #N/A | #N/A | #N/A | #N/A | #N/A
[8 empty] | 214 | [6 empty] | 241 | #N/A | #N/A | #N/A | #N/A | #N/A | 241 | #N/A | #N/A | #N/A | #N/A | #N/A | #N/A | #N/A | #N/A | #N/A | #N/A | #N/A | #N/A | 121 | AG | 0.28147 | 147.106 | 5331103.3097 | 446127.3423 | #N/A | #N/A | #N/A | #N/A | #N/A | #N/A | #N/A | #N/A | #N/A | #N/A | #N/A | #N/A | #N/A | #N/A | #N/A | #N/A | #N/A | 121 | CN | 0.33543 | 146.2252 | 4541920.7184 | 459340.6802 | #N/A | #N/A | #N/A | #N/A | #N/A | #N/A | #N/A | #N/A | #N/A | #N/A
[8 empty] | 215 | [6 empty] | 242 | #N/A | #N/A | #N/A | #N/A | #N/A | 242 | #N/A | #N/A | #N/A | #N/A | #N/A | #N/A | #N/A | #N/A | #N/A | #N/A | #N/A | #N/A | 121 | AG | 0.28147 | 147.106 | 5331103.3097 | 446127.3423 | #N/A | #N/A | #N/A | #N/A | #N/A | #N/A | #N/A | #N/A | #N/A | #N/A | #N/A | #N/A | #N/A | #N/A | #N/A | #N/A | #N/A | 121 | CN | 0.33543 | 146.2252 | 4541920.7184 | 459340.6802 | #N/A | #N/A | #N/A | #N/A | #N/A | #N/A | #N/A | #N/A | #N/A | #N/A
[8 empty] | 216 | [6 empty] | 243 | #N/A | #N/A | #N/A | #N/A | #N/A | 243 | #N/A | #N/A | #N/A | #N/A | #N/A | #N/A | #N/A | #N/A | #N/A | #N/A | #N/A | #N/A | 122 | DB | 0.33365 | 147.1795 | 5011418.8302 | 451138.7612 | #N/A | #N/A | #N/A | #N/A | #N/A | #N/A | #N/A | #N/A | #N/A | #N/A | #N/A | #N/A | #N/A | #N/A | #N/A | #N/A | #N/A | 122 | BF | 0.33538 | 147.0266 | 2469626.1989 | 461810.3064 | #N/A | #N/A | #N/A | #N/A | #N/A | #N/A | #N/A | #N/A | #N/A | #N/A
[8 empty] | 217 | [6 empty] | 244 | #N/A | #N/A | #N/A | #N/A | #N/A | 244 | #N/A | #N/A | #N/A | #N/A | #N/A | #N/A | #N/A | #N/A | #N/A | #N/A | #N/A | #N/A | 122 | DB | 0.33365 | 147.1795 | 5011418.8302 | 451138.7612 | #N/A | #N/A | #N/A | #N/A | #N/A | #N/A | #N/A | #N/A | #N/A | #N/A | #N/A | #N/A | #N/A | #N/A | #N/A | #N/A | #N/A | 122 | BF | 0.33538 | 147.0266 | 2469626.1989 | 461810.3064 | #N/A | #N/A | #N/A | #N/A | #N/A | #N/A | #N/A | #N/A | #N/A | #N/A
[8 empty] | 218 | [6 empty] | 245 | #N/A | #N/A | #N/A | #N/A | #N/A | 245 | #N/A | #N/A | #N/A | #N/A | #N/A | #N/A | #N/A | #N/A | #N/A | #N/A | #N/A | #N/A | 123 | AA | 0.26655 | 147.3464 | 1523356.1669 | 452662.1173 | #N/A | #N/A | #N/A | #N/A | #N/A | #N/A | #N/A | #N/A | #N/A | #N/A | #N/A | #N/A | #N/A | #N/A | #N/A | #N/A | #N/A | 123 | BW | 0.33397 | 148.294 | 1003053.6942 | 462813.3601 | #N/A | #N/A | #N/A | #N/A | #N/A | #N/A | #N/A | #N/A | #N/A | #N/A
[8 empty] | 219 | [6 empty] | 246 | #N/A | #N/A | #N/A | #N/A | #N/A | 246 | #N/A | #N/A | #N/A | #N/A | #N/A | #N/A | #N/A | #N/A | #N/A | #N/A | #N/A | #N/A | 123 | AA | 0.26655 | 147.3464 | 1523356.1669 | 452662.1173 | #N/A | #N/A | #N/A | #N/A | #N/A | #N/A | #N/A | #N/A | #N/A | #N/A | #N/A | #N/A | #N/A | #N/A | #N/A | #N/A | #N/A | 123 | BW | 0.33397 | 148.294 | 1003053.6942 | 462813.3601 | #N/A | #N/A | #N/A | #N/A | #N/A | #N/A | #N/A | #N/A | #N/A | #N/A
[8 empty] | 220 | [6 empty] | 247 | #N/A | #N/A | #N/A | #N/A | #N/A | 247 | #N/A | #N/A | #N/A | #N/A | #N/A | #N/A | #N/A | #N/A | #N/A | #N/A | #N/A | #N/A | 124 | AH | 0.26574 | 147.4208 | 4248890.1696 | 456911.0075 | #N/A | #N/A | #N/A | #N/A | #N/A | #N/A | #N/A | #N/A | #N/A | #N/A | #N/A | #N/A | #N/A | #N/A | #N/A | #N/A | #N/A | 124 | DB | 0.33365 | 147.1795 | 5011418.8302 | 467824.7789 | #N/A | #N/A | #N/A | #N/A | #N/A | #N/A | #N/A | #N/A | #N/A | #N/A
[8 empty] | 221 | [6 empty] | 248 | #N/A | #N/A | #N/A | #N/A | #N/A | 248 | #N/A | #N/A | #N/A | #N/A | #N/A | #N/A | #N/A | #N/A | #N/A | #N/A | #N/A | #N/A | 124 | AH | 0.26574 | 147.4208 | 4248890.1696 | 456911.0075 | #N/A | #N/A | #N/A | #N/A | #N/A | #N/A | #N/A | #N/A | #N/A | #N/A | #N/A | #N/A | #N/A | #N/A | #N/A | #N/A | #N/A | 124 | DB | 0.33365 | 147.1795 | 5011418.8302 | 467824.7789 | #N/A | #N/A | #N/A | #N/A | #N/A | #N/A | #N/A | #N/A | #N/A | #N/A
[8 empty] | 222 | [6 empty] | 249 | #N/A | #N/A | #N/A | #N/A | #N/A | 249 | #N/A | #N/A | #N/A | #N/A | #N/A | #N/A | #N/A | #N/A | #N/A | #N/A | #N/A | #N/A | 125 | W | 0.2708 | 147.5871 | 3629487.4048 | 460540.4949 | #N/A | #N/A | #N/A | #N/A | #N/A | #N/A | #N/A | #N/A | #N/A | #N/A | #N/A | #N/A | #N/A | #N/A | #N/A | #N/A | #N/A | 125 | FA | 0.32295 | 148.7782 | 1365562.6392 | 469190.3416 | #N/A | #N/A | #N/A | #N/A | #N/A | #N/A | #N/A | #N/A | #N/A | #N/A
[8 empty] | 223 | [6 empty] | 250 | #N/A | #N/A | #N/A | #N/A | #N/A | 250 | #N/A | #N/A | #N/A | #N/A | #N/A | #N/A | #N/A | #N/A | #N/A | #N/A | #N/A | #N/A | 125 | W | 0.2708 | 147.5871 | 3629487.4048 | 460540.4949 | #N/A | #N/A | #N/A | #N/A | #N/A | #N/A | #N/A | #N/A | #N/A | #N/A | #N/A | #N/A | #N/A | #N/A | #N/A | #N/A | #N/A | 125 | FA | 0.32295 | 148.7782 | 1365562.6392 | 469190.3416 | #N/A | #N/A | #N/A | #N/A | #N/A | #N/A | #N/A | #N/A | #N/A | #N/A
[8 empty] | 224 | [6 empty] | 251 | #N/A | #N/A | #N/A | #N/A | #N/A | 251 | #N/A | #N/A | #N/A | #N/A | #N/A | #N/A | #N/A | #N/A | #N/A | #N/A | #N/A | #N/A | 126 | BR | 0.33625 | 147.6852 | 3183249.632 | 463723.7445 | #N/A | #N/A | #N/A | #N/A | #N/A | #N/A | #N/A | #N/A | #N/A | #N/A | #N/A | #N/A | #N/A | #N/A | #N/A | #N/A | #N/A | 126 | AY | 0.32206 | 148.2474 | 3120729.9805 | 472311.0715 | #N/A | #N/A | #N/A | #N/A | #N/A | #N/A | #N/A | #N/A | #N/A | #N/A
[8 empty] | 225 | [6 empty] | 252 | #N/A | #N/A | #N/A | #N/A | #N/A | 252 | #N/A | #N/A | #N/A | #N/A | #N/A | #N/A | #N/A | #N/A | #N/A | #N/A | #N/A | #N/A | 126 | BR | 0.33625 | 147.6852 | 3183249.632 | 463723.7445 | #N/A | #N/A | #N/A | #N/A | #N/A | #N/A | #N/A | #N/A | #N/A | #N/A | #N/A | #N/A | #N/A | #N/A | #N/A | #N/A | #N/A | 126 | AY | 0.32206 | 148.2474 | 3120729.9805 | 472311.0715 | #N/A | #N/A | #N/A | #N/A | #N/A | #N/A | #N/A | #N/A | #N/A | #N/A
[8 empty] | 226 | [6 empty] | 253 | #N/A | #N/A | #N/A | #N/A | #N/A | 253 | #N/A | #N/A | #N/A | #N/A | #N/A | #N/A | #N/A | #N/A | #N/A | #N/A | #N/A | #N/A | 127 | V | 0.26573 | 147.9008 | 3379212.0276 | 467102.9566 | #N/A | #N/A | #N/A | #N/A | #N/A | #N/A | #N/A | #N/A | #N/A | #N/A | #N/A | #N/A | #N/A | #N/A | #N/A | #N/A | #N/A | 127 | DM | 0.31325 | 150.0419 | 7212509.9539 | 479523.5815 | #N/A | #N/A | #N/A | #N/A | #N/A | #N/A | #N/A | #N/A | #N/A | #N/A
[8 empty] | 227 | [6 empty] | 254 | #N/A | #N/A | #N/A | #N/A | #N/A | 254 | #N/A | #N/A | #N/A | #N/A | #N/A | #N/A | #N/A | #N/A | #N/A | #N/A | #N/A | #N/A | 127 | V | 0.26573 | 147.9008 | 3379212.0276 | 467102.9566 | #N/A | #N/A | #N/A | #N/A | #N/A | #N/A | #N/A | #N/A | #N/A | #N/A | #N/A | #N/A | #N/A | #N/A | #N/A | #N/A | #N/A | 127 | DM | 0.31325 | 150.0419 | 7212509.9539 | 479523.5815 | #N/A | #N/A | #N/A | #N/A | #N/A | #N/A | #N/A | #N/A | #N/A | #N/A
[8 empty] | 228 | [6 empty] | 255 | #N/A | #N/A | #N/A | #N/A | #N/A | 255 | #N/A | #N/A | #N/A | #N/A | #N/A | #N/A | #N/A | #N/A | #N/A | #N/A | #N/A | #N/A | 128 | M | 0.35349 | 147.9504 | 6334452.9609 | 473437.4095 | #N/A | #N/A | #N/A | #N/A | #N/A | #N/A | #N/A | #N/A | #N/A | #N/A | #N/A | #N/A | #N/A | #N/A | #N/A | #N/A | #N/A | 128 | AZ | 0.31197 | 145.5978 | 3623441.6817 | 483147.0232 | #N/A | #N/A | #N/A | #N/A | #N/A | #N/A | #N/A | #N/A | #N/A | #N/A
[8 empty] | 229 | [6 empty] | 256 | #N/A | #N/A | #N/A | #N/A | #N/A | 256 | #N/A | #N/A | #N/A | #N/A | #N/A | #N/A | #N/A | #N/A | #N/A | #N/A | #N/A | #N/A | 128 | M | 0.35349 | 147.9504 | 6334452.9609 | 473437.4095 | #N/A | #N/A | #N/A | #N/A | #N/A | #N/A | #N/A | #N/A | #N/A | #N/A | #N/A | #N/A | #N/A | #N/A | #N/A | #N/A | #N/A | 128 | AZ | 0.31197 | 145.5978 | 3623441.6817 | 483147.0232 | #N/A | #N/A | #N/A | #N/A | #N/A | #N/A | #N/A | #N/A | #N/A | #N/A
[8 empty] | 230 | [6 empty] | 257 | #N/A | #N/A | #N/A | #N/A | #N/A | 257 | #N/A | #N/A | #N/A | #N/A | #N/A | #N/A | #N/A | #N/A | #N/A | #N/A | #N/A | #N/A | 129 | AF | 0.25981 | 148.1692 | 6027375.3466 | 479464.7849 | #N/A | #N/A | #N/A | #N/A | #N/A | #N/A | #N/A | #N/A | #N/A | #N/A | #N/A | #N/A | #N/A | #N/A | #N/A | #N/A | #N/A | 129 | BS | 0.31175 | 144.3016 | 1804811.6642 | 484951.8348 | #N/A | #N/A | #N/A | #N/A | #N/A | #N/A | #N/A | #N/A | #N/A | #N/A
[8 empty] | 231 | [6 empty] | 258 | #N/A | #N/A | #N/A | #N/A | #N/A | 258 | #N/A | #N/A | #N/A | #N/A | #N/A | #N/A | #N/A | #N/A | #N/A | #N/A | #N/A | #N/A | 129 | AF | 0.25981 | 148.1692 | 6027375.3466 | 479464.7849 | #N/A | #N/A | #N/A | #N/A | #N/A | #N/A | #N/A | #N/A | #N/A | #N/A | #N/A | #N/A | #N/A | #N/A | #N/A | #N/A | #N/A | 129 | BS | 0.31175 | 144.3016 | 1804811.6642 | 484951.8348 | #N/A | #N/A | #N/A | #N/A | #N/A | #N/A | #N/A | #N/A | #N/A | #N/A
[8 empty] | 232 | [6 empty] | 259 | #N/A | #N/A | #N/A | #N/A | #N/A | 259 | #N/A | #N/A | #N/A | #N/A | #N/A | #N/A | #N/A | #N/A | #N/A | #N/A | #N/A | #N/A | 130 | AY | 0.32206 | 148.2474 | 3120729.9805 | 482585.5149 | #N/A | #N/A | #N/A | #N/A | #N/A | #N/A | #N/A | #N/A | #N/A | #N/A | #N/A | #N/A | #N/A | #N/A | #N/A | #N/A | #N/A | 130 | EK | 0.31174 | 144.565 | 318928.0553 | 485270.7629 | #N/A | #N/A | #N/A | #N/A | #N/A | #N/A | #N/A | #N/A | #N/A | #N/A
[8 empty] | 233 | [6 empty] | 260 | #N/A | #N/A | #N/A | #N/A | #N/A | 260 | #N/A | #N/A | #N/A | #N/A | #N/A | #N/A | #N/A | #N/A | #N/A | #N/A | #N/A | #N/A | 130 | AY | 0.32206 | 148.2474 | 3120729.9805 | 482585.5149 | #N/A | #N/A | #N/A | #N/A | #N/A | #N/A | #N/A | #N/A | #N/A | #N/A | #N/A | #N/A | #N/A | #N/A | #N/A | #N/A | #N/A | 130 | EK | 0.31174 | 144.565 | 318928.0553 | 485270.7629 | #N/A | #N/A | #N/A | #N/A | #N/A | #N/A | #N/A | #N/A | #N/A | #N/A
[8 empty] | 234 | [6 empty] | 261 | #N/A | #N/A | #N/A | #N/A | #N/A | 261 | #N/A | #N/A | #N/A | #N/A | #N/A | #N/A | #N/A | #N/A | #N/A | #N/A | #N/A | #N/A | 131 | BW | 0.33397 | 148.294 | 1003053.6942 | 483588.5686 | #N/A | #N/A | #N/A | #N/A | #N/A | #N/A | #N/A | #N/A | #N/A | #N/A | #N/A | #N/A | #N/A | #N/A | #N/A | #N/A | #N/A | 131 | EZ | 0.31137 | 149.8086 | 1929797.194 | 487200.5601 | #N/A | #N/A | #N/A | #N/A | #N/A | #N/A | #N/A | #N/A | #N/A | #N/A
[8 empty] | 235 | [6 empty] | 262 | #N/A | #N/A | #N/A | #N/A | #N/A | 262 | #N/A | #N/A | #N/A | #N/A | #N/A | #N/A | #N/A | #N/A | #N/A | #N/A | #N/A | #N/A | 131 | BW | 0.33397 | 148.294 | 1003053.6942 | 483588.5686 | #N/A | #N/A | #N/A | #N/A | #N/A | #N/A | #N/A | #N/A | #N/A | #N/A | #N/A | #N/A | #N/A | #N/A | #N/A | #N/A | #N/A | 131 | EZ | 0.31137 | 149.8086 | 1929797.194 | 487200.5601 | #N/A | #N/A | #N/A | #N/A | #N/A | #N/A | #N/A | #N/A | #N/A | #N/A
[8 empty] | 236 | [6 empty] | 263 | #N/A | #N/A | #N/A | #N/A | #N/A | 263 | #N/A | #N/A | #N/A | #N/A | #N/A | #N/A | #N/A | #N/A | #N/A | #N/A | #N/A | #N/A | 132 | Y | 0.27847 | 148.3359 | 3158864.9571 | 486747.4335 | #N/A | #N/A | #N/A | #N/A | #N/A | #N/A | #N/A | #N/A | #N/A | #N/A | #N/A | #N/A | #N/A | #N/A | #N/A | #N/A | #N/A | 132 | AU | 0.31026 | 147.0197 | 1503890.0903 | 488704.4502 | #N/A | #N/A | #N/A | #N/A | #N/A | #N/A | #N/A | #N/A | #N/A | #N/A
[8 empty] | 237 | [6 empty] | 264 | #N/A | #N/A | #N/A | #N/A | #N/A | 264 | #N/A | #N/A | #N/A | #N/A | #N/A | #N/A | #N/A | #N/A | #N/A | #N/A | #N/A | #N/A | 132 | Y | 0.27847 | 148.3359 | 3158864.9571 | 486747.4335 | #N/A | #N/A | #N/A | #N/A | #N/A | #N/A | #N/A | #N/A | #N/A | #N/A | #N/A | #N/A | #N/A | #N/A | #N/A | #N/A | #N/A | 132 | AU | 0.31026 | 147.0197 | 1503890.0903 | 488704.4502 | #N/A | #N/A | #N/A | #N/A | #N/A | #N/A | #N/A | #N/A | #N/A | #N/A
[8 empty] | 238 | [6 empty] | 265 | #N/A | #N/A | #N/A | #N/A | #N/A | 265 | #N/A | #N/A | #N/A | #N/A | #N/A | #N/A | #N/A | #N/A | #N/A | #N/A | #N/A | #N/A | 133 | T | 0.26031 | 148.3513 | 3083910.4536 | 489831.344 | #N/A | #N/A | #N/A | #N/A | #N/A | #N/A | #N/A | #N/A | #N/A | #N/A | #N/A | #N/A | #N/A | #N/A | #N/A | #N/A | #N/A | 133 | DF | 0.3022 | 149.3065 | 6014528.1995 | 494718.9784 | #N/A | #N/A | #N/A | #N/A | #N/A | #N/A | #N/A | #N/A | #N/A | #N/A
[8 empty] | 239 | [6 empty] | 266 | #N/A | #N/A | #N/A | #N/A | #N/A | 266 | #N/A | #N/A | #N/A | #N/A | #N/A | #N/A | #N/A | #N/A | #N/A | #N/A | #N/A | #N/A | 133 | T | 0.26031 | 148.3513 | 3083910.4536 | 489831.344 | #N/A | #N/A | #N/A | #N/A | #N/A | #N/A | #N/A | #N/A | #N/A | #N/A | #N/A | #N/A | #N/A | #N/A | #N/A | #N/A | #N/A | 133 | DF | 0.3022 | 149.3065 | 6014528.1995 | 494718.9784 | #N/A | #N/A | #N/A | #N/A | #N/A | #N/A | #N/A | #N/A | #N/A | #N/A
[8 empty] | 240 | [6 empty] | 267 | #N/A | #N/A | #N/A | #N/A | #N/A | 267 | #N/A | #N/A | #N/A | #N/A | #N/A | #N/A | #N/A | #N/A | #N/A | #N/A | #N/A | #N/A | 134 | AC | 0.2686 | 148.3742 | 5914419.8907 | 495745.7639 | #N/A | #N/A | #N/A | #N/A | #N/A | #N/A | #N/A | #N/A | #N/A | #N/A | #N/A | #N/A | #N/A | #N/A | #N/A | #N/A | #N/A | 134 | CR | 0.29876 | 151.9555 | 10648412.4161 | 505367.3908 | #N/A | #N/A | #N/A | #N/A | #N/A | #N/A | #N/A | #N/A | #N/A | #N/A
[8 empty] | 241 | [6 empty] | 268 | #N/A | #N/A | #N/A | #N/A | #N/A | 268 | #N/A | #N/A | #N/A | #N/A | #N/A | #N/A | #N/A | #N/A | #N/A | #N/A | #N/A | #N/A | 134 | AC | 0.2686 | 148.3742 | 5914419.8907 | 495745.7639 | #N/A | #N/A | #N/A | #N/A | #N/A | #N/A | #N/A | #N/A | #N/A | #N/A | #N/A | #N/A | #N/A | #N/A | #N/A | #N/A | #N/A | 134 | CR | 0.29876 | 151.9555 | 10648412.4161 | 505367.3908 | #N/A | #N/A | #N/A | #N/A | #N/A | #N/A | #N/A | #N/A | #N/A | #N/A
[8 empty] | 242 | [6 empty] | 269 | #N/A | #N/A | #N/A | #N/A | #N/A | 269 | #N/A | #N/A | #N/A | #N/A | #N/A | #N/A | #N/A | #N/A | #N/A | #N/A | #N/A | #N/A | 135 | AB | 0.25533 | 148.4789 | 5443720.8345 | 501189.4847 | #N/A | #N/A | #N/A | #N/A | #N/A | #N/A | #N/A | #N/A | #N/A | #N/A | #N/A | #N/A | #N/A | #N/A | #N/A | #N/A | #N/A | 135 | BG | 0.29155 | 150.4841 | 2265810.2997 | 507633.2011 | #N/A | #N/A | #N/A | #N/A | #N/A | #N/A | #N/A | #N/A | #N/A | #N/A
[8 empty] | 243 | [6 empty] | 270 | #N/A | #N/A | #N/A | #N/A | #N/A | 270 | #N/A | #N/A | #N/A | #N/A | #N/A | #N/A | #N/A | #N/A | #N/A | #N/A | #N/A | #N/A | 135 | AB | 0.25533 | 148.4789 | 5443720.8345 | 501189.4847 | #N/A | #N/A | #N/A | #N/A | #N/A | #N/A | #N/A | #N/A | #N/A | #N/A | #N/A | #N/A | #N/A | #N/A | #N/A | #N/A | #N/A | 135 | BG | 0.29155 | 150.4841 | 2265810.2997 | 507633.2011 | #N/A | #N/A | #N/A | #N/A | #N/A | #N/A | #N/A | #N/A | #N/A | #N/A
[8 empty] | 244 | [6 empty] | 271 | #N/A | #N/A | #N/A | #N/A | #N/A | 271 | #N/A | #N/A | #N/A | #N/A | #N/A | #N/A | #N/A | #N/A | #N/A | #N/A | #N/A | #N/A | 136 | CW | 0.34969 | 148.5919 | 2609130.2564 | 503798.6149 | #N/A | #N/A | #N/A | #N/A | #N/A | #N/A | #N/A | #N/A | #N/A | #N/A | #N/A | #N/A | #N/A | #N/A | #N/A | #N/A | #N/A | 136 | AJ | 0.28777 | 150.587 | 4525960.9211 | 512159.162 | #N/A | #N/A | #N/A | #N/A | #N/A | #N/A | #N/A | #N/A | #N/A | #N/A
[8 empty] | 245 | [6 empty] | 272 | #N/A | #N/A | #N/A | #N/A | #N/A | 272 | #N/A | #N/A | #N/A | #N/A | #N/A | #N/A | #N/A | #N/A | #N/A | #N/A | #N/A | #N/A | 136 | CW | 0.34969 | 148.5919 | 2609130.2564 | 503798.6149 | #N/A | #N/A | #N/A | #N/A | #N/A | #N/A | #N/A | #N/A | #N/A | #N/A | #N/A | #N/A | #N/A | #N/A | #N/A | #N/A | #N/A | 136 | AJ | 0.28777 | 150.587 | 4525960.9211 | 512159.162 | #N/A | #N/A | #N/A | #N/A | #N/A | #N/A | #N/A | #N/A | #N/A | #N/A
[8 empty] | 246 | [6 empty] | 273 | #N/A | #N/A | #N/A | #N/A | #N/A | 273 | #N/A | #N/A | #N/A | #N/A | #N/A | #N/A | #N/A | #N/A | #N/A | #N/A | #N/A | #N/A | 137 | L | 0.35453 | 148.7398 | 6127261.4611 | 509925.8764 | #N/A | #N/A | #N/A | #N/A | #N/A | #N/A | #N/A | #N/A | #N/A | #N/A | #N/A | #N/A | #N/A | #N/A | #N/A | #N/A | #N/A | 137 | K | 0.28257 | 154.5436 | 2289587.7581 | 514448.7498 | #N/A | #N/A | #N/A | #N/A | #N/A | #N/A | #N/A | #N/A | #N/A | #N/A
[8 empty] | 247 | [6 empty] | 274 | #N/A | #N/A | #N/A | #N/A | #N/A | 274 | #N/A | #N/A | #N/A | #N/A | #N/A | #N/A | #N/A | #N/A | #N/A | #N/A | #N/A | #N/A | 137 | L | 0.35453 | 148.7398 | 6127261.4611 | 509925.8764 | #N/A | #N/A | #N/A | #N/A | #N/A | #N/A | #N/A | #N/A | #N/A | #N/A | #N/A | #N/A | #N/A | #N/A | #N/A | #N/A | #N/A | 137 | K | 0.28257 | 154.5436 | 2289587.7581 | 514448.7498 | #N/A | #N/A | #N/A | #N/A | #N/A | #N/A | #N/A | #N/A | #N/A | #N/A
[8 empty] | 248 | [6 empty] | 275 | #N/A | #N/A | #N/A | #N/A | #N/A | 275 | #N/A | #N/A | #N/A | #N/A | #N/A | #N/A | #N/A | #N/A | #N/A | #N/A | #N/A | #N/A | 138 | FA | 0.32295 | 148.7782 | 1365562.6392 | 511291.439 | #N/A | #N/A | #N/A | #N/A | #N/A | #N/A | #N/A | #N/A | #N/A | #N/A | #N/A | #N/A | #N/A | #N/A | #N/A | #N/A | #N/A | 138 | AG | 0.28147 | 147.106 | 5331103.3097 | 519779.8531 | #N/A | #N/A | #N/A | #N/A | #N/A | #N/A | #N/A | #N/A | #N/A | #N/A
[8 empty] | 249 | [6 empty] | 276 | #N/A | #N/A | #N/A | #N/A | #N/A | 276 | #N/A | #N/A | #N/A | #N/A | #N/A | #N/A | #N/A | #N/A | #N/A | #N/A | #N/A | #N/A | 138 | FA | 0.32295 | 148.7782 | 1365562.6392 | 511291.439 | #N/A | #N/A | #N/A | #N/A | #N/A | #N/A | #N/A | #N/A | #N/A | #N/A | #N/A | #N/A | #N/A | #N/A | #N/A | #N/A | #N/A | 138 | AG | 0.28147 | 147.106 | 5331103.3097 | 519779.8531 | #N/A | #N/A | #N/A | #N/A | #N/A | #N/A | #N/A | #N/A | #N/A | #N/A
[8 empty] | 250 | [6 empty] | 277 | #N/A | #N/A | #N/A | #N/A | #N/A | 277 | #N/A | #N/A | #N/A | #N/A | #N/A | #N/A | #N/A | #N/A | #N/A | #N/A | #N/A | #N/A | 139 | BD | 0.34502 | 148.7815 | 4696864.2898 | 515988.3033 | #N/A | #N/A | #N/A | #N/A | #N/A | #N/A | #N/A | #N/A | #N/A | #N/A | #N/A | #N/A | #N/A | #N/A | #N/A | #N/A | #N/A | 139 | AK | 0.27996 | 150.3492 | 1995563.4766 | 521775.4166 | #N/A | #N/A | #N/A | #N/A | #N/A | #N/A | #N/A | #N/A | #N/A | #N/A
[8 empty] | 251 | [6 empty] | 278 | #N/A | #N/A | #N/A | #N/A | #N/A | 278 | #N/A | #N/A | #N/A | #N/A | #N/A | #N/A | #N/A | #N/A | #N/A | #N/A | #N/A | #N/A | 139 | BD | 0.34502 | 148.7815 | 4696864.2898 | 515988.3033 | #N/A | #N/A | #N/A | #N/A | #N/A | #N/A | #N/A | #N/A | #N/A | #N/A | #N/A | #N/A | #N/A | #N/A | #N/A | #N/A | #N/A | 139 | AK | 0.27996 | 150.3492 | 1995563.4766 | 521775.4166 | #N/A | #N/A | #N/A | #N/A | #N/A | #N/A | #N/A | #N/A | #N/A | #N/A
[8 empty] | 252 | [6 empty] | 279 | #N/A | #N/A | #N/A | #N/A | #N/A | 279 | #N/A | #N/A | #N/A | #N/A | #N/A | #N/A | #N/A | #N/A | #N/A | #N/A | #N/A | #N/A | 140 | A | 0.26504 | 149.2372 | 1415270.5787 | 517403.5739 | #N/A | #N/A | #N/A | #N/A | #N/A | #N/A | #N/A | #N/A | #N/A | #N/A | #N/A | #N/A | #N/A | #N/A | #N/A | #N/A | #N/A | 140 | AM | 0.27865 | 153.3957 | 2486655.7014 | 524262.0723 | #N/A | #N/A | #N/A | #N/A | #N/A | #N/A | #N/A | #N/A | #N/A | #N/A
[8 empty] | 253 | [6 empty] | 280 | #N/A | #N/A | #N/A | #N/A | #N/A | 280 | #N/A | #N/A | #N/A | #N/A | #N/A | #N/A | #N/A | #N/A | #N/A | #N/A | #N/A | #N/A | 140 | A | 0.26504 | 149.2372 | 1415270.5787 | 517403.5739 | #N/A | #N/A | #N/A | #N/A | #N/A | #N/A | #N/A | #N/A | #N/A | #N/A | #N/A | #N/A | #N/A | #N/A | #N/A | #N/A | #N/A | 140 | AM | 0.27865 | 153.3957 | 2486655.7014 | 524262.0723 | #N/A | #N/A | #N/A | #N/A | #N/A | #N/A | #N/A | #N/A | #N/A | #N/A
[8 empty] | 254 | [6 empty] | 281 | #N/A | #N/A | #N/A | #N/A | #N/A | 281 | #N/A | #N/A | #N/A | #N/A | #N/A | #N/A | #N/A | #N/A | #N/A | #N/A | #N/A | #N/A | 141 | DF | 0.3022 | 149.3065 | 6014528.1995 | 523418.1021 | #N/A | #N/A | #N/A | #N/A | #N/A | #N/A | #N/A | #N/A | #N/A | #N/A | #N/A | #N/A | #N/A | #N/A | #N/A | #N/A | #N/A | 141 | Y | 0.27847 | 148.3359 | 3158864.9571 | 527420.9372 | #N/A | #N/A | #N/A | #N/A | #N/A | #N/A | #N/A | #N/A | #N/A | #N/A
[8 empty] | 255 | [6 empty] | 282 | #N/A | #N/A | #N/A | #N/A | #N/A | 282 | #N/A | #N/A | #N/A | #N/A | #N/A | #N/A | #N/A | #N/A | #N/A | #N/A | #N/A | #N/A | 141 | DF | 0.3022 | 149.3065 | 6014528.1995 | 523418.1021 | #N/A | #N/A | #N/A | #N/A | #N/A | #N/A | #N/A | #N/A | #N/A | #N/A | #N/A | #N/A | #N/A | #N/A | #N/A | #N/A | #N/A | 141 | Y | 0.27847 | 148.3359 | 3158864.9571 | 527420.9372 | #N/A | #N/A | #N/A | #N/A | #N/A | #N/A | #N/A | #N/A | #N/A | #N/A
[8 empty] | 256 | [6 empty] | 283 | #N/A | #N/A | #N/A | #N/A | #N/A | 283 | #N/A | #N/A | #N/A | #N/A | #N/A | #N/A | #N/A | #N/A | #N/A | #N/A | #N/A | #N/A | 142 | CD | 0.35073 | 149.3371 | 2950090.608 | 526368.1927 | #N/A | #N/A | #N/A | #N/A | #N/A | #N/A | #N/A | #N/A | #N/A | #N/A | #N/A | #N/A | #N/A | #N/A | #N/A | #N/A | #N/A | 142 | ED | 0.27608 | 154.9518 | 1290881.7152 | 528711.8189 | #N/A | #N/A | #N/A | #N/A | #N/A | #N/A | #N/A | #N/A | #N/A | #N/A
[8 empty] | 257 | [6 empty] | 284 | #N/A | #N/A | #N/A | #N/A | #N/A | 284 | #N/A | #N/A | #N/A | #N/A | #N/A | #N/A | #N/A | #N/A | #N/A | #N/A | #N/A | #N/A | 142 | CD | 0.35073 | 149.3371 | 2950090.608 | 526368.1927 | #N/A | #N/A | #N/A | #N/A | #N/A | #N/A | #N/A | #N/A | #N/A | #N/A | #N/A | #N/A | #N/A | #N/A | #N/A | #N/A | #N/A | 142 | ED | 0.27608 | 154.9518 | 1290881.7152 | 528711.8189 | #N/A | #N/A | #N/A | #N/A | #N/A | #N/A | #N/A | #N/A | #N/A | #N/A
[8 empty] | 258 | [6 empty] | 285 | #N/A | #N/A | #N/A | #N/A | #N/A | 285 | #N/A | #N/A | #N/A | #N/A | #N/A | #N/A | #N/A | #N/A | #N/A | #N/A | #N/A | #N/A | 143 | EZ | 0.31137 | 149.8086 | 1929797.194 | 528297.9899 | #N/A | #N/A | #N/A | #N/A | #N/A | #N/A | #N/A | #N/A | #N/A | #N/A | #N/A | #N/A | #N/A | #N/A | #N/A | #N/A | #N/A | 143 | Z | 0.27583 | 146.5405 | 1306645.6656 | 530018.4646 | #N/A | #N/A | #N/A | #N/A | #N/A | #N/A | #N/A | #N/A | #N/A | #N/A
[8 empty] | 259 | [6 empty] | 286 | #N/A | #N/A | #N/A | #N/A | #N/A | 286 | #N/A | #N/A | #N/A | #N/A | #N/A | #N/A | #N/A | #N/A | #N/A | #N/A | #N/A | #N/A | 143 | EZ | 0.31137 | 149.8086 | 1929797.194 | 528297.9899 | #N/A | #N/A | #N/A | #N/A | #N/A | #N/A | #N/A | #N/A | #N/A | #N/A | #N/A | #N/A | #N/A | #N/A | #N/A | #N/A | #N/A | 143 | Z | 0.27583 | 146.5405 | 1306645.6656 | 530018.4646 | #N/A | #N/A | #N/A | #N/A | #N/A | #N/A | #N/A | #N/A | #N/A | #N/A
[8 empty] | 260 | [6 empty] | 287 | #N/A | #N/A | #N/A | #N/A | #N/A | 287 | #N/A | #N/A | #N/A | #N/A | #N/A | #N/A | #N/A | #N/A | #N/A | #N/A | #N/A | #N/A | 144 | R | 0.25425 | 149.9505 | 2585736.3766 | 530883.7263 | #N/A | #N/A | #N/A | #N/A | #N/A | #N/A | #N/A | #N/A | #N/A | #N/A | #N/A | #N/A | #N/A | #N/A | #N/A | #N/A | #N/A | 144 | W | 0.2708 | 147.5871 | 3629487.4048 | 533647.952 | #N/A | #N/A | #N/A | #N/A | #N/A | #N/A | #N/A | #N/A | #N/A | #N/A
[8 empty] | 261 | [6 empty] | 288 | #N/A | #N/A | #N/A | #N/A | #N/A | 288 | #N/A | #N/A | #N/A | #N/A | #N/A | #N/A | #N/A | #N/A | #N/A | #N/A | #N/A | #N/A | 144 | R | 0.25425 | 149.9505 | 2585736.3766 | 530883.7263 | #N/A | #N/A | #N/A | #N/A | #N/A | #N/A | #N/A | #N/A | #N/A | #N/A | #N/A | #N/A | #N/A | #N/A | #N/A | #N/A | #N/A | 144 | W | 0.2708 | 147.5871 | 3629487.4048 | 533647.952 | #N/A | #N/A | #N/A | #N/A | #N/A | #N/A | #N/A | #N/A | #N/A | #N/A
[8 empty] | 262 | [6 empty] | 289 | #N/A | #N/A | #N/A | #N/A | #N/A | 289 | #N/A | #N/A | #N/A | #N/A | #N/A | #N/A | #N/A | #N/A | #N/A | #N/A | #N/A | #N/A | 145 | AE | 0.24 | 149.952 | 3712589.9492 | 534596.3162 | #N/A | #N/A | #N/A | #N/A | #N/A | #N/A | #N/A | #N/A | #N/A | #N/A | #N/A | #N/A | #N/A | #N/A | #N/A | #N/A | #N/A | 145 | AC | 0.2686 | 148.3742 | 5914419.8907 | 539562.3719 | #N/A | #N/A | #N/A | #N/A | #N/A | #N/A | #N/A | #N/A | #N/A | #N/A
[8 empty] | 263 | [6 empty] | 290 | #N/A | #N/A | #N/A | #N/A | #N/A | 290 | #N/A | #N/A | #N/A | #N/A | #N/A | #N/A | #N/A | #N/A | #N/A | #N/A | #N/A | #N/A | 145 | AE | 0.24 | 149.952 | 3712589.9492 | 534596.3162 | #N/A | #N/A | #N/A | #N/A | #N/A | #N/A | #N/A | #N/A | #N/A | #N/A | #N/A | #N/A | #N/A | #N/A | #N/A | #N/A | #N/A | 145 | AC | 0.2686 | 148.3742 | 5914419.8907 | 539562.3719 | #N/A | #N/A | #N/A | #N/A | #N/A | #N/A | #N/A | #N/A | #N/A | #N/A
[8 empty] | 264 | [6 empty] | 291 | #N/A | #N/A | #N/A | #N/A | #N/A | 291 | #N/A | #N/A | #N/A | #N/A | #N/A | #N/A | #N/A | #N/A | #N/A | #N/A | #N/A | #N/A | 146 | AI | 0.24103 | 150.0087 | 6269686.4451 | 540866.0027 | #N/A | #N/A | #N/A | #N/A | #N/A | #N/A | #N/A | #N/A | #N/A | #N/A | #N/A | #N/A | #N/A | #N/A | #N/A | #N/A | #N/A | 146 | N | 0.26687 | 155.9758 | 5561086.0031 | 545123.4579 | #N/A | #N/A | #N/A | #N/A | #N/A | #N/A | #N/A | #N/A | #N/A | #N/A
[8 empty] | 265 | [6 empty] | 292 | #N/A | #N/A | #N/A | #N/A | #N/A | 292 | #N/A | #N/A | #N/A | #N/A | #N/A | #N/A | #N/A | #N/A | #N/A | #N/A | #N/A | #N/A | 146 | AI | 0.24103 | 150.0087 | 6269686.4451 | 540866.0027 | #N/A | #N/A | #N/A | #N/A | #N/A | #N/A | #N/A | #N/A | #N/A | #N/A | #N/A | #N/A | #N/A | #N/A | #N/A | #N/A | #N/A | 146 | N | 0.26687 | 155.9758 | 5561086.0031 | 545123.4579 | #N/A | #N/A | #N/A | #N/A | #N/A | #N/A | #N/A | #N/A | #N/A | #N/A
[8 empty] | 266 | [6 empty] | 293 | #N/A | #N/A | #N/A | #N/A | #N/A | 293 | #N/A | #N/A | #N/A | #N/A | #N/A | #N/A | #N/A | #N/A | #N/A | #N/A | #N/A | #N/A | 147 | DM | 0.31325 | 150.0419 | 7212509.9539 | 548078.5126 | #N/A | #N/A | #N/A | #N/A | #N/A | #N/A | #N/A | #N/A | #N/A | #N/A | #N/A | #N/A | #N/A | #N/A | #N/A | #N/A | #N/A | 147 | AA | 0.26655 | 147.3464 | 1523356.1669 | 546646.8141 | #N/A | #N/A | #N/A | #N/A | #N/A | #N/A | #N/A | #N/A | #N/A | #N/A
[8 empty] | 267 | [6 empty] | 294 | #N/A | #N/A | #N/A | #N/A | #N/A | 294 | #N/A | #N/A | #N/A | #N/A | #N/A | #N/A | #N/A | #N/A | #N/A | #N/A | #N/A | #N/A | 147 | DM | 0.31325 | 150.0419 | 7212509.9539 | 548078.5126 | #N/A | #N/A | #N/A | #N/A | #N/A | #N/A | #N/A | #N/A | #N/A | #N/A | #N/A | #N/A | #N/A | #N/A | #N/A | #N/A | #N/A | 147 | AA | 0.26655 | 147.3464 | 1523356.1669 | 546646.8141 | #N/A | #N/A | #N/A | #N/A | #N/A | #N/A | #N/A | #N/A | #N/A | #N/A
[8 empty] | 268 | [6 empty] | 295 | #N/A | #N/A | #N/A | #N/A | #N/A | 295 | #N/A | #N/A | #N/A | #N/A | #N/A | #N/A | #N/A | #N/A | #N/A | #N/A | #N/A | #N/A | 148 | AD | 0.25178 | 150.251 | 2340958.5112 | 550419.4711 | #N/A | #N/A | #N/A | #N/A | #N/A | #N/A | #N/A | #N/A | #N/A | #N/A | #N/A | #N/A | #N/A | #N/A | #N/A | #N/A | #N/A | 148 | AH | 0.26574 | 147.4208 | 4248890.1696 | 550895.7042 | #N/A | #N/A | #N/A | #N/A | #N/A | #N/A | #N/A | #N/A | #N/A | #N/A
[8 empty] | 269 | [6 empty] | 296 | #N/A | #N/A | #N/A | #N/A | #N/A | 296 | #N/A | #N/A | #N/A | #N/A | #N/A | #N/A | #N/A | #N/A | #N/A | #N/A | #N/A | #N/A | 148 | AD | 0.25178 | 150.251 | 2340958.5112 | 550419.4711 | #N/A | #N/A | #N/A | #N/A | #N/A | #N/A | #N/A | #N/A | #N/A | #N/A | #N/A | #N/A | #N/A | #N/A | #N/A | #N/A | #N/A | 148 | AH | 0.26574 | 147.4208 | 4248890.1696 | 550895.7042 | #N/A | #N/A | #N/A | #N/A | #N/A | #N/A | #N/A | #N/A | #N/A | #N/A
[8 empty] | 270 | [6 empty] | 297 | #N/A | #N/A | #N/A | #N/A | #N/A | 297 | #N/A | #N/A | #N/A | #N/A | #N/A | #N/A | #N/A | #N/A | #N/A | #N/A | #N/A | #N/A | 149 | CE | 0.33718 | 150.3235 | 3670735.3273 | 554090.2065 | #N/A | #N/A | #N/A | #N/A | #N/A | #N/A | #N/A | #N/A | #N/A | #N/A | #N/A | #N/A | #N/A | #N/A | #N/A | #N/A | #N/A | 149 | V | 0.26573 | 147.9008 | 3379212.0276 | 554274.9163 | #N/A | #N/A | #N/A | #N/A | #N/A | #N/A | #N/A | #N/A | #N/A | #N/A
[8 empty] | 271 | [6 empty] | 298 | #N/A | #N/A | #N/A | #N/A | #N/A | 298 | #N/A | #N/A | #N/A | #N/A | #N/A | #N/A | #N/A | #N/A | #N/A | #N/A | #N/A | #N/A | 149 | CE | 0.33718 | 150.3235 | 3670735.3273 | 554090.2065 | #N/A | #N/A | #N/A | #N/A | #N/A | #N/A | #N/A | #N/A | #N/A | #N/A | #N/A | #N/A | #N/A | #N/A | #N/A | #N/A | #N/A | 149 | V | 0.26573 | 147.9008 | 3379212.0276 | 554274.9163 | #N/A | #N/A | #N/A | #N/A | #N/A | #N/A | #N/A | #N/A | #N/A | #N/A
[8 empty] | 272 | [6 empty] | 299 | #N/A | #N/A | #N/A | #N/A | #N/A | 299 | #N/A | #N/A | #N/A | #N/A | #N/A | #N/A | #N/A | #N/A | #N/A | #N/A | #N/A | #N/A | 150 | AK | 0.27996 | 150.3492 | 1995563.4766 | 556085.77 | #N/A | #N/A | #N/A | #N/A | #N/A | #N/A | #N/A | #N/A | #N/A | #N/A | #N/A | #N/A | #N/A | #N/A | #N/A | #N/A | #N/A | 150 | A | 0.26504 | 149.2372 | 1415270.5787 | 555690.1869 | #N/A | #N/A | #N/A | #N/A | #N/A | #N/A | #N/A | #N/A | #N/A | #N/A
[8 empty] | 273 | [6 empty] | 300 | #N/A | #N/A | #N/A | #N/A | #N/A | 300 | #N/A | #N/A | #N/A | #N/A | #N/A | #N/A | #N/A | #N/A | #N/A | #N/A | #N/A | #N/A | 150 | AK | 0.27996 | 150.3492 | 1995563.4766 | 556085.77 | #N/A | #N/A | #N/A | #N/A | #N/A | #N/A | #N/A | #N/A | #N/A | #N/A | #N/A | #N/A | #N/A | #N/A | #N/A | #N/A | #N/A | 150 | A | 0.26504 | 149.2372 | 1415270.5787 | 555690.1869 | #N/A | #N/A | #N/A | #N/A | #N/A | #N/A | #N/A | #N/A | #N/A | #N/A
[8 empty] | 274 | [6 empty] | 301 | #N/A | #N/A | #N/A | #N/A | #N/A | 301 | #N/A | #N/A | #N/A | #N/A | #N/A | #N/A | #N/A | #N/A | #N/A | #N/A | #N/A | #N/A | 151 | BG | 0.29155 | 150.4841 | 2265810.2997 | 558351.5803 | #N/A | #N/A | #N/A | #N/A | #N/A | #N/A | #N/A | #N/A | #N/A | #N/A | #N/A | #N/A | #N/A | #N/A | #N/A | #N/A | #N/A | 151 | Q | 0.26161 | 151.9039 | 2705433.194 | 558395.62 | #N/A | #N/A | #N/A | #N/A | #N/A | #N/A | #N/A | #N/A | #N/A | #N/A
[8 empty] | 275 | [6 empty] | 302 | #N/A | #N/A | #N/A | #N/A | #N/A | 302 | #N/A | #N/A | #N/A | #N/A | #N/A | #N/A | #N/A | #N/A | #N/A | #N/A | #N/A | #N/A | 151 | BG | 0.29155 | 150.4841 | 2265810.2997 | 558351.5803 | #N/A | #N/A | #N/A | #N/A | #N/A | #N/A | #N/A | #N/A | #N/A | #N/A | #N/A | #N/A | #N/A | #N/A | #N/A | #N/A | #N/A | 151 | Q | 0.26161 | 151.9039 | 2705433.194 | 558395.62 | #N/A | #N/A | #N/A | #N/A | #N/A | #N/A | #N/A | #N/A | #N/A | #N/A
[8 empty] | 276 | [6 empty] | 303 | #N/A | #N/A | #N/A | #N/A | #N/A | 303 | #N/A | #N/A | #N/A | #N/A | #N/A | #N/A | #N/A | #N/A | #N/A | #N/A | #N/A | #N/A | 152 | AJ | 0.28777 | 150.587 | 4525960.9211 | 562877.5412 | #N/A | #N/A | #N/A | #N/A | #N/A | #N/A | #N/A | #N/A | #N/A | #N/A | #N/A | #N/A | #N/A | #N/A | #N/A | #N/A | #N/A | 152 | T | 0.26031 | 148.3513 | 3083910.4536 | 561479.5305 | #N/A | #N/A | #N/A | #N/A | #N/A | #N/A | #N/A | #N/A | #N/A | #N/A
[8 empty] | 277 | [6 empty] | 304 | #N/A | #N/A | #N/A | #N/A | #N/A | 304 | #N/A | #N/A | #N/A | #N/A | #N/A | #N/A | #N/A | #N/A | #N/A | #N/A | #N/A | #N/A | 152 | AJ | 0.28777 | 150.587 | 4525960.9211 | 562877.5412 | #N/A | #N/A | #N/A | #N/A | #N/A | #N/A | #N/A | #N/A | #N/A | #N/A | #N/A | #N/A | #N/A | #N/A | #N/A | #N/A | #N/A | 152 | T | 0.26031 | 148.3513 | 3083910.4536 | 561479.5305 | #N/A | #N/A | #N/A | #N/A | #N/A | #N/A | #N/A | #N/A | #N/A | #N/A
[8 empty] | 278 | [6 empty] | 305 | #N/A | #N/A | #N/A | #N/A | #N/A | 305 | #N/A | #N/A | #N/A | #N/A | #N/A | #N/A | #N/A | #N/A | #N/A | #N/A | #N/A | #N/A | 153 | U | 0.21908 | 151.7595 | 2632735.8414 | 565510.277 | #N/A | #N/A | #N/A | #N/A | #N/A | #N/A | #N/A | #N/A | #N/A | #N/A | #N/A | #N/A | #N/A | #N/A | #N/A | #N/A | #N/A | 153 | AF | 0.25981 | 148.1692 | 6027375.3466 | 567506.9058 | #N/A | #N/A | #N/A | #N/A | #N/A | #N/A | #N/A | #N/A | #N/A | #N/A
[8 empty] | 279 | [6 empty] | 306 | #N/A | #N/A | #N/A | #N/A | #N/A | 306 | #N/A | #N/A | #N/A | #N/A | #N/A | #N/A | #N/A | #N/A | #N/A | #N/A | #N/A | #N/A | 153 | U | 0.21908 | 151.7595 | 2632735.8414 | 565510.277 | #N/A | #N/A | #N/A | #N/A | #N/A | #N/A | #N/A | #N/A | #N/A | #N/A | #N/A | #N/A | #N/A | #N/A | #N/A | #N/A | #N/A | 153 | AF | 0.25981 | 148.1692 | 6027375.3466 | 567506.9058 | #N/A | #N/A | #N/A | #N/A | #N/A | #N/A | #N/A | #N/A | #N/A | #N/A
[8 empty] | 280 | [6 empty] | 307 | #N/A | #N/A | #N/A | #N/A | #N/A | 307 | #N/A | #N/A | #N/A | #N/A | #N/A | #N/A | #N/A | #N/A | #N/A | #N/A | #N/A | #N/A | 154 | AL | 0.25102 | 151.8961 | 5869274.5421 | 571379.5516 | #N/A | #N/A | #N/A | #N/A | #N/A | #N/A | #N/A | #N/A | #N/A | #N/A | #N/A | #N/A | #N/A | #N/A | #N/A | #N/A | #N/A | 154 | AB | 0.25533 | 148.4789 | 5443720.8345 | 572950.6267 | #N/A | #N/A | #N/A | #N/A | #N/A | #N/A | #N/A | #N/A | #N/A | #N/A
[8 empty] | 281 | [6 empty] | 308 | #N/A | #N/A | #N/A | #N/A | #N/A | 308 | #N/A | #N/A | #N/A | #N/A | #N/A | #N/A | #N/A | #N/A | #N/A | #N/A | #N/A | #N/A | 154 | AL | 0.25102 | 151.8961 | 5869274.5421 | 571379.5516 | #N/A | #N/A | #N/A | #N/A | #N/A | #N/A | #N/A | #N/A | #N/A | #N/A | #N/A | #N/A | #N/A | #N/A | #N/A | #N/A | #N/A | 154 | AB | 0.25533 | 148.4789 | 5443720.8345 | 572950.6267 | #N/A | #N/A | #N/A | #N/A | #N/A | #N/A | #N/A | #N/A | #N/A | #N/A
[8 empty] | 282 | [6 empty] | 309 | #N/A | #N/A | #N/A | #N/A | #N/A | 309 | #N/A | #N/A | #N/A | #N/A | #N/A | #N/A | #N/A | #N/A | #N/A | #N/A | #N/A | #N/A | 155 | Q | 0.26161 | 151.9039 | 2705433.194 | 574084.9848 | #N/A | #N/A | #N/A | #N/A | #N/A | #N/A | #N/A | #N/A | #N/A | #N/A | #N/A | #N/A | #N/A | #N/A | #N/A | #N/A | #N/A | 155 | R | 0.25425 | 149.9505 | 2585736.3766 | 575536.3631 | #N/A | #N/A | #N/A | #N/A | #N/A | #N/A | #N/A | #N/A | #N/A | #N/A
[8 empty] | 283 | [6 empty] | 310 | #N/A | #N/A | #N/A | #N/A | #N/A | 310 | #N/A | #N/A | #N/A | #N/A | #N/A | #N/A | #N/A | #N/A | #N/A | #N/A | #N/A | #N/A | 155 | Q | 0.26161 | 151.9039 | 2705433.194 | 574084.9848 | #N/A | #N/A | #N/A | #N/A | #N/A | #N/A | #N/A | #N/A | #N/A | #N/A | #N/A | #N/A | #N/A | #N/A | #N/A | #N/A | #N/A | 155 | R | 0.25425 | 149.9505 | 2585736.3766 | 575536.3631 | #N/A | #N/A | #N/A | #N/A | #N/A | #N/A | #N/A | #N/A | #N/A | #N/A
[8 empty] | 284 | [6 empty] | 311 | #N/A | #N/A | #N/A | #N/A | #N/A | 311 | #N/A | #N/A | #N/A | #N/A | #N/A | #N/A | #N/A | #N/A | #N/A | #N/A | #N/A | #N/A | 156 | CR | 0.29876 | 151.9555 | 10648412.4161 | 584733.3972 | #N/A | #N/A | #N/A | #N/A | #N/A | #N/A | #N/A | #N/A | #N/A | #N/A | #N/A | #N/A | #N/A | #N/A | #N/A | #N/A | #N/A | 156 | AD | 0.25178 | 150.251 | 2340958.5112 | 577877.3216 | #N/A | #N/A | #N/A | #N/A | #N/A | #N/A | #N/A | #N/A | #N/A | #N/A
[8 empty] | 285 | [6 empty] | 312 | #N/A | #N/A | #N/A | #N/A | #N/A | 312 | #N/A | #N/A | #N/A | #N/A | #N/A | #N/A | #N/A | #N/A | #N/A | #N/A | #N/A | #N/A | 156 | CR | 0.29876 | 151.9555 | 10648412.4161 | 584733.3972 | #N/A | #N/A | #N/A | #N/A | #N/A | #N/A | #N/A | #N/A | #N/A | #N/A | #N/A | #N/A | #N/A | #N/A | #N/A | #N/A | #N/A | 156 | AD | 0.25178 | 150.251 | 2340958.5112 | 577877.3216 | #N/A | #N/A | #N/A | #N/A | #N/A | #N/A | #N/A | #N/A | #N/A | #N/A
[8 empty] | 286 | [6 empty] | 313 | #N/A | #N/A | #N/A | #N/A | #N/A | 313 | #N/A | #N/A | #N/A | #N/A | #N/A | #N/A | #N/A | #N/A | #N/A | #N/A | #N/A | #N/A | 157 | S | 0.22644 | 152.6511 | 3017663.4887 | 587751.0607 | #N/A | #N/A | #N/A | #N/A | #N/A | #N/A | #N/A | #N/A | #N/A | #N/A | #N/A | #N/A | #N/A | #N/A | #N/A | #N/A | #N/A | 157 | AL | 0.25102 | 151.8961 | 5869274.5421 | 583746.5961 | #N/A | #N/A | #N/A | #N/A | #N/A | #N/A | #N/A | #N/A | #N/A | #N/A
[8 empty] | 287 | [6 empty] | 314 | #N/A | #N/A | #N/A | #N/A | #N/A | 314 | #N/A | #N/A | #N/A | #N/A | #N/A | #N/A | #N/A | #N/A | #N/A | #N/A | #N/A | #N/A | 157 | S | 0.22644 | 152.6511 | 3017663.4887 | 587751.0607 | #N/A | #N/A | #N/A | #N/A | #N/A | #N/A | #N/A | #N/A | #N/A | #N/A | #N/A | #N/A | #N/A | #N/A | #N/A | #N/A | #N/A | 157 | AL | 0.25102 | 151.8961 | 5869274.5421 | 583746.5961 | #N/A | #N/A | #N/A | #N/A | #N/A | #N/A | #N/A | #N/A | #N/A | #N/A
[8 empty] | 288 | [6 empty] | 315 | #N/A | #N/A | #N/A | #N/A | #N/A | 315 | #N/A | #N/A | #N/A | #N/A | #N/A | #N/A | #N/A | #N/A | #N/A | #N/A | #N/A | #N/A | 158 | P | 0.21209 | 152.6584 | 994134.041 | 588745.1947 | #N/A | #N/A | #N/A | #N/A | #N/A | #N/A | #N/A | #N/A | #N/A | #N/A | #N/A | #N/A | #N/A | #N/A | #N/A | #N/A | #N/A | 158 | AI | 0.24103 | 150.0087 | 6269686.4451 | 590016.2826 | #N/A | #N/A | #N/A | #N/A | #N/A | #N/A | #N/A | #N/A | #N/A | #N/A
[8 empty] | 289 | [6 empty] | 316 | #N/A | #N/A | #N/A | #N/A | #N/A | 316 | #N/A | #N/A | #N/A | #N/A | #N/A | #N/A | #N/A | #N/A | #N/A | #N/A | #N/A | #N/A | 158 | P | 0.21209 | 152.6584 | 994134.041 | 588745.1947 | #N/A | #N/A | #N/A | #N/A | #N/A | #N/A | #N/A | #N/A | #N/A | #N/A | #N/A | #N/A | #N/A | #N/A | #N/A | #N/A | #N/A | 158 | AI | 0.24103 | 150.0087 | 6269686.4451 | 590016.2826 | #N/A | #N/A | #N/A | #N/A | #N/A | #N/A | #N/A | #N/A | #N/A | #N/A
[8 empty] | 290 | [6 empty] | 317 | #N/A | #N/A | #N/A | #N/A | #N/A | 317 | #N/A | #N/A | #N/A | #N/A | #N/A | #N/A | #N/A | #N/A | #N/A | #N/A | #N/A | #N/A | 159 | AM | 0.27865 | 153.3957 | 2486655.7014 | 591231.8504 | #N/A | #N/A | #N/A | #N/A | #N/A | #N/A | #N/A | #N/A | #N/A | #N/A | #N/A | #N/A | #N/A | #N/A | #N/A | #N/A | #N/A | 159 | AE | 0.24 | 149.952 | 3712589.9492 | 593728.8725 | #N/A | #N/A | #N/A | #N/A | #N/A | #N/A | #N/A | #N/A | #N/A | #N/A
[8 empty] | 291 | [6 empty] | 318 | #N/A | #N/A | #N/A | #N/A | #N/A | 318 | #N/A | #N/A | #N/A | #N/A | #N/A | #N/A | #N/A | #N/A | #N/A | #N/A | #N/A | #N/A | 159 | AM | 0.27865 | 153.3957 | 2486655.7014 | 591231.8504 | #N/A | #N/A | #N/A | #N/A | #N/A | #N/A | #N/A | #N/A | #N/A | #N/A | #N/A | #N/A | #N/A | #N/A | #N/A | #N/A | #N/A | 159 | AE | 0.24 | 149.952 | 3712589.9492 | 593728.8725 | #N/A | #N/A | #N/A | #N/A | #N/A | #N/A | #N/A | #N/A | #N/A | #N/A
[8 empty] | 292 | [6 empty] | 319 | #N/A | #N/A | #N/A | #N/A | #N/A | 319 | #N/A | #N/A | #N/A | #N/A | #N/A | #N/A | #N/A | #N/A | #N/A | #N/A | #N/A | #N/A | 160 | X | 0.21403 | 153.6372 | 967331.4228 | 592199.1818 | #N/A | #N/A | #N/A | #N/A | #N/A | #N/A | #N/A | #N/A | #N/A | #N/A | #N/A | #N/A | #N/A | #N/A | #N/A | #N/A | #N/A | 160 | S | 0.22644 | 152.6511 | 3017663.4887 | 596746.536 | #N/A | #N/A | #N/A | #N/A | #N/A | #N/A | #N/A | #N/A | #N/A | #N/A
[8 empty] | 293 | [6 empty] | 320 | #N/A | #N/A | #N/A | #N/A | #N/A | 320 | #N/A | #N/A | #N/A | #N/A | #N/A | #N/A | #N/A | #N/A | #N/A | #N/A | #N/A | #N/A | 160 | X | 0.21403 | 153.6372 | 967331.4228 | 592199.1818 | #N/A | #N/A | #N/A | #N/A | #N/A | #N/A | #N/A | #N/A | #N/A | #N/A | #N/A | #N/A | #N/A | #N/A | #N/A | #N/A | #N/A | 160 | S | 0.22644 | 152.6511 | 3017663.4887 | 596746.536 | #N/A | #N/A | #N/A | #N/A | #N/A | #N/A | #N/A | #N/A | #N/A | #N/A
[8 empty] | 294 | [6 empty] | 321 | #N/A | #N/A | #N/A | #N/A | #N/A | 321 | #N/A | #N/A | #N/A | #N/A | #N/A | #N/A | #N/A | #N/A | #N/A | #N/A | #N/A | #N/A | 161 | K | 0.28257 | 154.5436 | 2289587.7581 | 594488.7696 | #N/A | #N/A | #N/A | #N/A | #N/A | #N/A | #N/A | #N/A | #N/A | #N/A | #N/A | #N/A | #N/A | #N/A | #N/A | #N/A | #N/A | 161 | BH | 0.22243 | 155.643 | 2309550.1811 | 599056.0862 | #N/A | #N/A | #N/A | #N/A | #N/A | #N/A | #N/A | #N/A | #N/A | #N/A
[8 empty] | 295 | [6 empty] | 322 | #N/A | #N/A | #N/A | #N/A | #N/A | 322 | #N/A | #N/A | #N/A | #N/A | #N/A | #N/A | #N/A | #N/A | #N/A | #N/A | #N/A | #N/A | 161 | K | 0.28257 | 154.5436 | 2289587.7581 | 594488.7696 | #N/A | #N/A | #N/A | #N/A | #N/A | #N/A | #N/A | #N/A | #N/A | #N/A | #N/A | #N/A | #N/A | #N/A | #N/A | #N/A | #N/A | 161 | BH | 0.22243 | 155.643 | 2309550.1811 | 599056.0862 | #N/A | #N/A | #N/A | #N/A | #N/A | #N/A | #N/A | #N/A | #N/A | #N/A
[8 empty] | 296 | [6 empty] | 323 | #N/A | #N/A | #N/A | #N/A | #N/A | 323 | #N/A | #N/A | #N/A | #N/A | #N/A | #N/A | #N/A | #N/A | #N/A | #N/A | #N/A | #N/A | 162 | ED | 0.27608 | 154.9518 | 1290881.7152 | 595779.6513 | #N/A | #N/A | #N/A | #N/A | #N/A | #N/A | #N/A | #N/A | #N/A | #N/A | #N/A | #N/A | #N/A | #N/A | #N/A | #N/A | #N/A | 162 | U | 0.21908 | 151.7595 | 2632735.8414 | 601688.822 | #N/A | #N/A | #N/A | #N/A | #N/A | #N/A | #N/A | #N/A | #N/A | #N/A
[8 empty] | 297 | [6 empty] | 324 | #N/A | #N/A | #N/A | #N/A | #N/A | 324 | #N/A | #N/A | #N/A | #N/A | #N/A | #N/A | #N/A | #N/A | #N/A | #N/A | #N/A | #N/A | 162 | ED | 0.27608 | 154.9518 | 1290881.7152 | 595779.6513 | #N/A | #N/A | #N/A | #N/A | #N/A | #N/A | #N/A | #N/A | #N/A | #N/A | #N/A | #N/A | #N/A | #N/A | #N/A | #N/A | #N/A | 162 | U | 0.21908 | 151.7595 | 2632735.8414 | 601688.822 | #N/A | #N/A | #N/A | #N/A | #N/A | #N/A | #N/A | #N/A | #N/A | #N/A
[8 empty] | 298 | [6 empty] | 325 | #N/A | #N/A | #N/A | #N/A | #N/A | 325 | #N/A | #N/A | #N/A | #N/A | #N/A | #N/A | #N/A | #N/A | #N/A | #N/A | #N/A | #N/A | 163 | BH | 0.22243 | 155.643 | 2309550.1811 | 598089.2015 | #N/A | #N/A | #N/A | #N/A | #N/A | #N/A | #N/A | #N/A | #N/A | #N/A | #N/A | #N/A | #N/A | #N/A | #N/A | #N/A | #N/A | 163 | X | 0.21403 | 153.6372 | 967331.4228 | 602656.1534 | #N/A | #N/A | #N/A | #N/A | #N/A | #N/A | #N/A | #N/A | #N/A | #N/A
[8 empty] | 299 | [6 empty] | 326 | #N/A | #N/A | #N/A | #N/A | #N/A | 326 | #N/A | #N/A | #N/A | #N/A | #N/A | #N/A | #N/A | #N/A | #N/A | #N/A | #N/A | #N/A | 163 | BH | 0.22243 | 155.643 | 2309550.1811 | 598089.2015 | #N/A | #N/A | #N/A | #N/A | #N/A | #N/A | #N/A | #N/A | #N/A | #N/A | #N/A | #N/A | #N/A | #N/A | #N/A | #N/A | #N/A | 163 | X | 0.21403 | 153.6372 | 967331.4228 | 602656.1534 | #N/A | #N/A | #N/A | #N/A | #N/A | #N/A | #N/A | #N/A | #N/A | #N/A
[8 empty] | 300 | [6 empty] | 327 | #N/A | #N/A | #N/A | #N/A | #N/A | 327 | #N/A | #N/A | #N/A | #N/A | #N/A | #N/A | #N/A | #N/A | #N/A | #N/A | #N/A | #N/A | 164 | N | 0.26687 | 155.9758 | 5561086.0031 | 603650.2875 | #N/A | #N/A | #N/A | #N/A | #N/A | #N/A | #N/A | #N/A | #N/A | #N/A | #N/A | #N/A | #N/A | #N/A | #N/A | #N/A | #N/A | 164 | P | 0.21209 | 152.6584 | 994134.041 | 603650.2875 | #N/A | #N/A | #N/A | #N/A | #N/A | #N/A | #N/A | #N/A | #N/A | #N/A
[8 empty] | 301 | [6 empty] | 328 | #N/A | #N/A | #N/A | #N/A | #N/A | 328 | #N/A | #N/A | #N/A | #N/A | #N/A | #N/A | #N/A | #N/A | #N/A | #N/A | #N/A | #N/A | 164 | N | 0.26687 | 155.9758 | 5561086.0031 | 603650.2875 | #N/A | #N/A | #N/A | #N/A | #N/A | #N/A | #N/A | #N/A | #N/A | #N/A | #N/A | #N/A | #N/A | #N/A | #N/A | #N/A | #N/A | 164 | P | 0.21209 | 152.6584 | 994134.041 | 603650.2875 | #N/A | #N/A | #N/A | #N/A | #N/A | #N/A | #N/A | #N/A | #N/A | #N/A
[8 empty] | 302 | [6 empty] | 329 | #N/A | #N/A | #N/A | #N/A | #N/A | 329 | #N/A | #N/A | #N/A | #N/A | #N/A | #N/A | #N/A | #N/A | #N/A | #N/A | #N/A | #N/A | 165 | O | 0.20257 | 162.8842 | 8372037.8058 | 612022.3253 | #N/A | #N/A | #N/A | #N/A | #N/A | #N/A | #N/A | #N/A | #N/A | #N/A | #N/A | #N/A | #N/A | #N/A | #N/A | #N/A | #N/A | 165 | O | 0.20257 | 162.8842 | 8372037.8058 | 612022.3253 | #N/A | #N/A | #N/A | #N/A | #N/A | #N/A | #N/A | #N/A | #N/A | #N/A
[8 empty] | 303 | [6 empty] | 330 | #N/A | #N/A | #N/A | #N/A | #N/A | 330 | #N/A | #N/A | #N/A | #N/A | #N/A | #N/A | #N/A | #N/A | #N/A | #N/A | #N/A | #N/A | 165 | O | 0.20257 | 162.8842 | 8372037.8058 | 612022.3253 | #N/A | #N/A | #N/A | #N/A | #N/A | #N/A | #N/A | #N/A | #N/A | #N/A | #N/A | #N/A | #N/A | #N/A | #N/A | #N/A | #N/A | 165 | O | 0.20257 | 162.8842 | 8372037.8058 | 612022.3253 | #N/A | #N/A | #N/A | #N/A | #N/A | #N/A | #N/A | #N/A | #N/A | #N/A
[8 empty] | 304 | [25 empty] | 166 | #N/A | #N/A | #N/A | #N/A | #N/A | #N/A | #N/A | #N/A | #N/A | #N/A | #N/A | #N/A | #N/A | #N/A | #N/A | #N/A | #N/A | #N/A | 0 | #N/A | #N/A | #N/A | 166 | #N/A | #N/A | #N/A | #N/A | #N/A | #N/A | #N/A | #N/A | #N/A | #N/A | #N/A | #N/A | #N/A | #N/A | #N/A
[8 empty] | 305 | [25 empty] | 166 | #N/A | #N/A | #N/A | #N/A | #N/A | #N/A | #N/A | #N/A | #N/A | #N/A | #N/A | #N/A | #N/A | #N/A | #N/A | [7 empty] | 166 | #N/A | #N/A | #N/A | #N/A | #N/A | #N/A | #N/A | #N/A | #N/A | #N/A | #N/A | #N/A | #N/A | #N/A | #N/A
[8 empty] | 306 | [25 empty] | 167 | #N/A | #N/A | #N/A | #N/A | #N/A | #N/A | #N/A | #N/A | #N/A | #N/A | #N/A | #N/A | #N/A | #N/A | #N/A | [7 empty] | 167 | #N/A | #N/A | #N/A | #N/A | #N/A | #N/A | #N/A | #N/A | #N/A | #N/A | #N/A | #N/A | #N/A | #N/A | #N/A
[8 empty] | 307 | [25 empty] | 167 | #N/A | #N/A | #N/A | #N/A | #N/A | #N/A | #N/A | #N/A | #N/A | #N/A | #N/A | #N/A | #N/A | #N/A | #N/A | [7 empty] | 167 | #N/A | #N/A | #N/A | #N/A | #N/A | #N/A | #N/A | #N/A | #N/A | #N/A | #N/A | #N/A | #N/A | #N/A | #N/A
[8 empty] | 308 | [25 empty] | 168 | #N/A | #N/A | #N/A | #N/A | #N/A | #N/A | #N/A | #N/A | #N/A | #N/A | #N/A | #N/A | #N/A | #N/A | #N/A | [7 empty] | 168 | #N/A | #N/A | #N/A | #N/A | #N/A | #N/A | #N/A | #N/A | #N/A | #N/A | #N/A | #N/A | #N/A | #N/A | #N/A
[8 empty] | 309 | [25 empty] | 168 | #N/A | #N/A | #N/A | #N/A | #N/A | #N/A | #N/A | #N/A | #N/A | #N/A | #N/A | #N/A | #N/A | #N/A | #N/A | [7 empty] | 168 | #N/A | #N/A | #N/A | #N/A | #N/A | #N/A | #N/A | #N/A | #N/A | #N/A | #N/A | #N/A | #N/A | #N/A | #N/A
[8 empty] | 310 | [25 empty] | 169 | #N/A | #N/A | #N/A | #N/A | #N/A | #N/A | #N/A | #N/A | #N/A | #N/A | #N/A | #N/A | #N/A | #N/A | #N/A | [7 empty] | 169 | #N/A | #N/A | #N/A | #N/A | #N/A | #N/A | #N/A | #N/A | #N/A | #N/A | #N/A | #N/A | #N/A | #N/A | #N/A
[8 empty] | 311 | [25 empty] | 169 | #N/A | #N/A | #N/A | #N/A | #N/A | #N/A | #N/A | #N/A | #N/A | #N/A | #N/A | #N/A | #N/A | #N/A | #N/A | [7 empty] | 169 | #N/A | #N/A | #N/A | #N/A | #N/A | #N/A | #N/A | #N/A | #N/A | #N/A | #N/A | #N/A | #N/A | #N/A | #N/A
[8 empty] | 312 | [25 empty] | 170 | #N/A | #N/A | #N/A | #N/A | #N/A | #N/A | #N/A | #N/A | #N/A | #N/A | #N/A | #N/A | #N/A | #N/A | #N/A | [7 empty] | 170 | #N/A | #N/A | #N/A | #N/A | #N/A | #N/A | #N/A | #N/A | #N/A | #N/A | #N/A | #N/A | #N/A | #N/A | #N/A
[8 empty] | 313 | [25 empty] | 170 | #N/A | #N/A | #N/A | #N/A | #N/A | #N/A | #N/A | #N/A | #N/A | #N/A | #N/A | #N/A | #N/A | #N/A | #N/A | [7 empty] | 170 | #N/A | #N/A | #N/A | #N/A | #N/A | #N/A | #N/A | #N/A | #N/A | #N/A | #N/A | #N/A | #N/A | #N/A | #N/A
[8 empty] | 314 | [25 empty] | 171 | #N/A | #N/A | #N/A | #N/A | #N/A | #N/A | #N/A | #N/A | #N/A | #N/A | #N/A | #N/A | #N/A | #N/A | #N/A | [7 empty] | 171 | #N/A | #N/A | #N/A | #N/A | #N/A | #N/A | #N/A | #N/A | #N/A | #N/A | #N/A | #N/A | #N/A | #N/A | #N/A
[8 empty] | 315 | [25 empty] | 171 | #N/A | #N/A | #N/A | #N/A | #N/A | #N/A | #N/A | #N/A | #N/A | #N/A | #N/A | #N/A | #N/A | #N/A | #N/A | [7 empty] | 171 | #N/A | #N/A | #N/A | #N/A | #N/A | #N/A | #N/A | #N/A | #N/A | #N/A | #N/A | #N/A | #N/A | #N/A | #N/A
[8 empty] | 316 | [25 empty] | 172 | #N/A | #N/A | #N/A | #N/A | #N/A | #N/A | #N/A | #N/A | #N/A | #N/A | #N/A | #N/A | #N/A | #N/A | #N/A | [7 empty] | 172 | #N/A | #N/A | #N/A | #N/A | #N/A | #N/A | #N/A | #N/A | #N/A | #N/A | #N/A | #N/A | #N/A | #N/A | #N/A
[8 empty] | 317 | [25 empty] | 172 | #N/A | #N/A | #N/A | #N/A | #N/A | #N/A | #N/A | #N/A | #N/A | #N/A | #N/A | #N/A | #N/A | #N/A | #N/A | [7 empty] | 172 | #N/A | #N/A | #N/A | #N/A | #N/A | #N/A | #N/A | #N/A | #N/A | #N/A | #N/A | #N/A | #N/A | #N/A | #N/A
[8 empty] | 318 | [25 empty] | 173 | #N/A | #N/A | #N/A | #N/A | #N/A | #N/A | #N/A | #N/A | #N/A | #N/A | #N/A | #N/A | #N/A | #N/A | #N/A | [7 empty] | 173 | #N/A | #N/A | #N/A | #N/A | #N/A | #N/A | #N/A | #N/A | #N/A | #N/A | #N/A | #N/A | #N/A | #N/A | #N/A
[8 empty] | 319 | [25 empty] | 173 | #N/A | #N/A | #N/A | #N/A | #N/A | #N/A | #N/A | #N/A | #N/A | #N/A | #N/A | #N/A | #N/A | #N/A | #N/A | [7 empty] | 173 | #N/A | #N/A | #N/A | #N/A | #N/A | #N/A | #N/A | #N/A | #N/A | #N/A | #N/A | #N/A | #N/A | #N/A | #N/A
[8 empty] | 320 | [25 empty] | 174 | #N/A | #N/A | #N/A | #N/A | #N/A | #N/A | #N/A | #N/A | #N/A | #N/A | #N/A | #N/A | #N/A | #N/A | #N/A | [7 empty] | 174 | #N/A | #N/A | #N/A | #N/A | #N/A | #N/A | #N/A | #N/A | #N/A | #N/A | #N/A | #N/A | #N/A | #N/A | #N/A
[8 empty] | 321 | [25 empty] | 174 | #N/A | #N/A | #N/A | #N/A | #N/A | #N/A | #N/A | #N/A | #N/A | #N/A | #N/A | #N/A | #N/A | #N/A | #N/A | [7 empty] | 174 | #N/A | #N/A | #N/A | #N/A | #N/A | #N/A | #N/A | #N/A | #N/A | #N/A | #N/A | #N/A | #N/A | #N/A | #N/A
[8 empty] | 322 | [25 empty] | 175 | #N/A | #N/A | #N/A | #N/A | #N/A | #N/A | #N/A | #N/A | #N/A | #N/A | #N/A | #N/A | #N/A | #N/A | #N/A | [7 empty] | 175 | #N/A | #N/A | #N/A | #N/A | #N/A | #N/A | #N/A | #N/A | #N/A | #N/A | #N/A | #N/A | #N/A | #N/A | #N/A
[8 empty] | 323 | [25 empty] | 175 | #N/A | #N/A | #N/A | #N/A | #N/A | #N/A | #N/A | #N/A | #N/A | #N/A | #N/A | #N/A | #N/A | #N/A | #N/A | [7 empty] | 175 | #N/A | #N/A | #N/A | #N/A | #N/A | #N/A | #N/A | #N/A | #N/A | #N/A | #N/A | #N/A | #N/A | #N/A | #N/A
[8 empty] | 324 | [25 empty] | 176 | #N/A | #N/A | #N/A | #N/A | #N/A | #N/A | #N/A | #N/A | #N/A | #N/A | #N/A | #N/A | #N/A | #N/A | #N/A | [7 empty] | 176 | #N/A | #N/A | #N/A | #N/A | #N/A | #N/A | #N/A | #N/A | #N/A | #N/A | #N/A | #N/A | #N/A | #N/A | #N/A
[8 empty] | 325 | [25 empty] | 176 | #N/A | #N/A | #N/A | #N/A | #N/A | #N/A | #N/A | #N/A | #N/A | #N/A | #N/A | #N/A | #N/A | #N/A | #N/A | [7 empty] | 176 | #N/A | #N/A | #N/A | #N/A | #N/A | #N/A | #N/A | #N/A | #N/A | #N/A | #N/A | #N/A | #N/A | #N/A | #N/A
[8 empty] | 326 | [25 empty] | 177 | #N/A | #N/A | #N/A | #N/A | #N/A | #N/A | #N/A | #N/A | #N/A | #N/A | #N/A | #N/A | #N/A | #N/A | #N/A | [7 empty] | 177 | #N/A | #N/A | #N/A | #N/A | #N/A | #N/A | #N/A | #N/A | #N/A | #N/A | #N/A | #N/A | #N/A | #N/A | #N/A
[8 empty] | 327 | [25 empty] | 177 | #N/A | #N/A | #N/A | #N/A | #N/A | #N/A | #N/A | #N/A | #N/A | #N/A | #N/A | #N/A | #N/A | #N/A | #N/A | [7 empty] | 177 | #N/A | #N/A | #N/A | #N/A | #N/A | #N/A | #N/A | #N/A | #N/A | #N/A | #N/A | #N/A | #N/A | #N/A | #N/A
[8 empty] | 328 | [25 empty] | 178 | #N/A | #N/A | #N/A | #N/A | #N/A | #N/A | #N/A | #N/A | #N/A | #N/A | #N/A | #N/A | #N/A | #N/A | #N/A | [7 empty] | 178 | #N/A | #N/A | #N/A | #N/A | #N/A | #N/A | #N/A | #N/A | #N/A | #N/A | #N/A | #N/A | #N/A | #N/A | #N/A
[8 empty] | 329 | [25 empty] | 178 | #N/A | #N/A | #N/A | #N/A | #N/A | #N/A | #N/A | #N/A | #N/A | #N/A | #N/A | #N/A | #N/A | #N/A | #N/A | [7 empty] | 178 | #N/A | #N/A | #N/A | #N/A | #N/A | #N/A | #N/A | #N/A | #N/A | #N/A | #N/A | #N/A | #N/A | #N/A | #N/A
[8 empty] | 330 | [25 empty] | 179 | #N/A | #N/A | #N/A | #N/A | #N/A | #N/A | #N/A | #N/A | #N/A | #N/A | #N/A | #N/A | #N/A | #N/A | #N/A | [7 empty] | 179 | #N/A | #N/A | #N/A | #N/A | #N/A | #N/A | #N/A | #N/A | #N/A | #N/A | #N/A | #N/A | #N/A | #N/A | #N/A
[34 empty] | 179 | #N/A | #N/A | #N/A | #N/A | #N/A | #N/A | #N/A | #N/A | #N/A | #N/A | #N/A | #N/A | #N/A | #N/A | #N/A | [7 empty] | 179 | #N/A | #N/A | #N/A | #N/A | #N/A | #N/A | #N/A | #N/A | #N/A | #N/A | #N/A | #N/A | #N/A | #N/A | #N/A
[34 empty] | 180 | #N/A | #N/A | #N/A | #N/A | #N/A | #N/A | #N/A | #N/A | #N/A | #N/A | #N/A | #N/A | #N/A | #N/A | #N/A | [7 empty] | 180 | #N/A | #N/A | #N/A | #N/A | #N/A | #N/A | #N/A | #N/A | #N/A | #N/A | #N/A | #N/A | #N/A | #N/A | #N/A
[34 empty] | 180 | #N/A | #N/A | #N/A | #N/A | #N/A | #N/A | #N/A | #N/A | #N/A | #N/A | #N/A | #N/A | #N/A | #N/A | #N/A | [7 empty] | 180 | #N/A | #N/A | #N/A | #N/A | #N/A | #N/A | #N/A | #N/A | #N/A | #N/A | #N/A | #N/A | #N/A | #N/A | #N/A
[34 empty] | 181 | #N/A | #N/A | #N/A | #N/A | #N/A | #N/A | #N/A | #N/A | #N/A | #N/A | #N/A | #N/A | #N/A | #N/A | #N/A | [7 empty] | 181 | #N/A | #N/A | #N/A | #N/A | #N/A | #N/A | #N/A | #N/A | #N/A | #N/A | #N/A | #N/A | #N/A | #N/A | #N/A
[34 empty] | 181 | #N/A | #N/A | #N/A | #N/A | #N/A | #N/A | #N/A | #N/A | #N/A | #N/A | #N/A | #N/A | #N/A | #N/A | #N/A | [7 empty] | 181 | #N/A | #N/A | #N/A | #N/A | #N/A | #N/A | #N/A | #N/A | #N/A | #N/A | #N/A | #N/A | #N/A | #N/A | #N/A
[34 empty] | 182 | #N/A | #N/A | #N/A | #N/A | #N/A | #N/A | #N/A | #N/A | #N/A | #N/A | #N/A | #N/A | #N/A | #N/A | #N/A | [7 empty] | 182 | #N/A | #N/A | #N/A | #N/A | #N/A | #N/A | #N/A | #N/A | #N/A | #N/A | #N/A | #N/A | #N/A | #N/A | #N/A
[34 empty] | 182 | #N/A | #N/A | #N/A | #N/A | #N/A | #N/A | #N/A | #N/A | #N/A | #N/A | #N/A | #N/A | #N/A | #N/A | #N/A | [7 empty] | 182 | #N/A | #N/A | #N/A | #N/A | #N/A | #N/A | #N/A | #N/A | #N/A | #N/A | #N/A | #N/A | #N/A | #N/A | #N/A
[34 empty] | 183 | #N/A | #N/A | #N/A | #N/A | #N/A | #N/A | #N/A | #N/A | #N/A | #N/A | #N/A | #N/A | #N/A | #N/A | #N/A | [7 empty] | 183 | #N/A | #N/A | #N/A | #N/A | #N/A | #N/A | #N/A | #N/A | #N/A | #N/A | #N/A | #N/A | #N/A | #N/A | #N/A
[34 empty] | 183 | #N/A | #N/A | #N/A | #N/A | #N/A | #N/A | #N/A | #N/A | #N/A | #N/A | #N/A | #N/A | #N/A | #N/A | #N/A | [7 empty] | 183 | #N/A | #N/A | #N/A | #N/A | #N/A | #N/A | #N/A | #N/A | #N/A | #N/A | #N/A | #N/A | #N/A | #N/A | #N/A
[34 empty] | 184 | #N/A | #N/A | #N/A | #N/A | #N/A | #N/A | #N/A | #N/A | #N/A | #N/A | #N/A | #N/A | #N/A | #N/A | #N/A | [7 empty] | 184 | #N/A | #N/A | #N/A | #N/A | #N/A | #N/A | #N/A | #N/A | #N/A | #N/A | #N/A | #N/A | #N/A | #N/A | #N/A
[34 empty] | 184 | #N/A | #N/A | #N/A | #N/A | #N/A | #N/A | #N/A | #N/A | #N/A | #N/A | #N/A | #N/A | #N/A | #N/A | #N/A | [7 empty] | 184 | #N/A | #N/A | #N/A | #N/A | #N/A | #N/A | #N/A | #N/A | #N/A | #N/A | #N/A | #N/A | #N/A | #N/A | #N/A
[34 empty] | 185 | #N/A | #N/A | #N/A | #N/A | #N/A | #N/A | #N/A | #N/A | #N/A | #N/A | #N/A | #N/A | #N/A | #N/A | #N/A | [7 empty] | 185 | #N/A | #N/A | #N/A | #N/A | #N/A | #N/A | #N/A | #N/A | #N/A | #N/A | #N/A | #N/A | #N/A | #N/A | #N/A
[34 empty] | 185 | #N/A | #N/A | #N/A | #N/A | #N/A | #N/A | #N/A | #N/A | #N/A | #N/A | #N/A | #N/A | #N/A | #N/A | #N/A | [7 empty] | 185 | #N/A | #N/A | #N/A | #N/A | #N/A | #N/A | #N/A | #N/A | #N/A | #N/A | #N/A | #N/A | #N/A | #N/A | #N/A
[34 empty] | 186 | #N/A | #N/A | #N/A | #N/A | #N/A | #N/A | #N/A | #N/A | #N/A | #N/A | #N/A | #N/A | #N/A | #N/A | #N/A | [7 empty] | 186 | #N/A | #N/A | #N/A | #N/A | #N/A | #N/A | #N/A | #N/A | #N/A | #N/A | #N/A | #N/A | #N/A | #N/A | #N/A
[34 empty] | 186 | #N/A | #N/A | #N/A | #N/A | #N/A | #N/A | #N/A | #N/A | #N/A | #N/A | #N/A | #N/A | #N/A | #N/A | #N/A | [7 empty] | 186 | #N/A | #N/A | #N/A | #N/A | #N/A | #N/A | #N/A | #N/A | #N/A | #N/A | #N/A | #N/A | #N/A | #N/A | #N/A
[34 empty] | 187 | #N/A | #N/A | #N/A | #N/A | #N/A | #N/A | #N/A | #N/A | #N/A | #N/A | #N/A | #N/A | #N/A | #N/A | #N/A | [7 empty] | 187 | #N/A | #N/A | #N/A | #N/A | #N/A | #N/A | #N/A | #N/A | #N/A | #N/A | #N/A | #N/A | #N/A | #N/A | #N/A
[34 empty] | 187 | #N/A | #N/A | #N/A | #N/A | #N/A | #N/A | #N/A | #N/A | #N/A | #N/A | #N/A | #N/A | #N/A | #N/A | #N/A | [7 empty] | 187 | #N/A | #N/A | #N/A | #N/A | #N/A | #N/A | #N/A | #N/A | #N/A | #N/A | #N/A | #N/A | #N/A | #N/A | #N/A
[34 empty] | 188 | #N/A | #N/A | #N/A | #N/A | #N/A | #N/A | #N/A | #N/A | #N/A | #N/A | #N/A | #N/A | #N/A | #N/A | #N/A | [7 empty] | 188 | #N/A | #N/A | #N/A | #N/A | #N/A | #N/A | #N/A | #N/A | #N/A | #N/A | #N/A | #N/A | #N/A | #N/A | #N/A
[34 empty] | 188 | #N/A | #N/A | #N/A | #N/A | #N/A | #N/A | #N/A | #N/A | #N/A | #N/A | #N/A | #N/A | #N/A | #N/A | #N/A | [7 empty] | 188 | #N/A | #N/A | #N/A | #N/A | #N/A | #N/A | #N/A | #N/A | #N/A | #N/A | #N/A | #N/A | #N/A | #N/A | #N/A
[34 empty] | 189 | #N/A | #N/A | #N/A | #N/A | #N/A | #N/A | #N/A | #N/A | #N/A | #N/A | #N/A | #N/A | #N/A | #N/A | #N/A | [7 empty] | 189 | #N/A | #N/A | #N/A | #N/A | #N/A | #N/A | #N/A | #N/A | #N/A | #N/A | #N/A | #N/A | #N/A | #N/A | #N/A
[34 empty] | 189 | #N/A | #N/A | #N/A | #N/A | #N/A | #N/A | #N/A | #N/A | #N/A | #N/A | #N/A | #N/A | #N/A | #N/A | #N/A | [7 empty] | 189 | #N/A | #N/A | #N/A | #N/A | #N/A | #N/A | #N/A | #N/A | #N/A | #N/A | #N/A | #N/A | #N/A | #N/A | #N/A
[34 empty] | 190 | #N/A | #N/A | #N/A | #N/A | #N/A | #N/A | #N/A | #N/A | #N/A | #N/A | #N/A | #N/A | #N/A | #N/A | #N/A | [7 empty] | 190 | #N/A | #N/A | #N/A | #N/A | #N/A | #N/A | #N/A | #N/A | #N/A | #N/A | #N/A | #N/A | #N/A | #N/A | #N/A
[34 empty] | 190 | #N/A | #N/A | #N/A | #N/A | #N/A | #N/A | #N/A | #N/A | #N/A | #N/A | #N/A | #N/A | #N/A | #N/A | #N/A | [7 empty] | 190 | #N/A | #N/A | #N/A | #N/A | #N/A | #N/A | #N/A | #N/A | #N/A | #N/A | #N/A | #N/A | #N/A | #N/A | #N/A
[34 empty] | 191 | #N/A | #N/A | #N/A | #N/A | #N/A | #N/A | #N/A | #N/A | #N/A | #N/A | #N/A | #N/A | #N/A | #N/A | #N/A | [7 empty] | 191 | #N/A | #N/A | #N/A | #N/A | #N/A | #N/A | #N/A | #N/A | #N/A | #N/A | #N/A | #N/A | #N/A | #N/A | #N/A
[34 empty] | 191 | #N/A | #N/A | #N/A | #N/A | #N/A | #N/A | #N/A | #N/A | #N/A | #N/A | #N/A | #N/A | #N/A | #N/A | #N/A | [7 empty] | 191 | #N/A | #N/A | #N/A | #N/A | #N/A | #N/A | #N/A | #N/A | #N/A | #N/A | #N/A | #N/A | #N/A | #N/A | #N/A
[34 empty] | 192 | #N/A | #N/A | #N/A | #N/A | #N/A | #N/A | #N/A | #N/A | #N/A | #N/A | #N/A | #N/A | #N/A | #N/A | #N/A | [7 empty] | 192 | #N/A | #N/A | #N/A | #N/A | #N/A | #N/A | #N/A | #N/A | #N/A | #N/A | #N/A | #N/A | #N/A | #N/A | #N/A
[34 empty] | 192 | #N/A | #N/A | #N/A | #N/A | #N/A | #N/A | #N/A | #N/A | #N/A | #N/A | #N/A | #N/A | #N/A | #N/A | #N/A | [7 empty] | 192 | #N/A | #N/A | #N/A | #N/A | #N/A | #N/A | #N/A | #N/A | #N/A | #N/A | #N/A | #N/A | #N/A | #N/A | #N/A
[34 empty] | 193 | #N/A | #N/A | #N/A | #N/A | #N/A | #N/A | #N/A | #N/A | #N/A | #N/A | #N/A | #N/A | #N/A | #N/A | #N/A | [7 empty] | 193 | #N/A | #N/A | #N/A | #N/A | #N/A | #N/A | #N/A | #N/A | #N/A | #N/A | #N/A | #N/A | #N/A | #N/A | #N/A
[34 empty] | 193 | #N/A | #N/A | #N/A | #N/A | #N/A | #N/A | #N/A | #N/A | #N/A | #N/A | #N/A | #N/A | #N/A | #N/A | #N/A | [7 empty] | 193 | #N/A | #N/A | #N/A | #N/A | #N/A | #N/A | #N/A | #N/A | #N/A | #N/A | #N/A | #N/A | #N/A | #N/A | #N/A
[34 empty] | 194 | #N/A | #N/A | #N/A | #N/A | #N/A | #N/A | #N/A | #N/A | #N/A | #N/A | #N/A | #N/A | #N/A | #N/A | #N/A | [7 empty] | 194 | #N/A | #N/A | #N/A | #N/A | #N/A | #N/A | #N/A | #N/A | #N/A | #N/A | #N/A | #N/A | #N/A | #N/A | #N/A
[34 empty] | 194 | #N/A | #N/A | #N/A | #N/A | #N/A | #N/A | #N/A | #N/A | #N/A | #N/A | #N/A | #N/A | #N/A | #N/A | #N/A | [7 empty] | 194 | #N/A | #N/A | #N/A | #N/A | #N/A | #N/A | #N/A | #N/A | #N/A | #N/A | #N/A | #N/A | #N/A | #N/A | #N/A
[34 empty] | 195 | #N/A | #N/A | #N/A | #N/A | #N/A | #N/A | #N/A | #N/A | #N/A | #N/A | #N/A | #N/A | #N/A | #N/A | #N/A | [7 empty] | 195 | #N/A | #N/A | #N/A | #N/A | #N/A | #N/A | #N/A | #N/A | #N/A | #N/A | #N/A | #N/A | #N/A | #N/A | #N/A
[34 empty] | 195 | #N/A | #N/A | #N/A | #N/A | #N/A | #N/A | #N/A | #N/A | #N/A | #N/A | #N/A | #N/A | #N/A | #N/A | #N/A | [7 empty] | 195 | #N/A | #N/A | #N/A | #N/A | #N/A | #N/A | #N/A | #N/A | #N/A | #N/A | #N/A | #N/A | #N/A | #N/A | #N/A
[34 empty] | 196 | #N/A | #N/A | #N/A | #N/A | #N/A | #N/A | #N/A | #N/A | #N/A | #N/A | #N/A | #N/A | #N/A | #N/A | #N/A | [7 empty] | 196 | #N/A | #N/A | #N/A | #N/A | #N/A | #N/A | #N/A | #N/A | #N/A | #N/A | #N/A | #N/A | #N/A | #N/A | #N/A
[34 empty] | 196 | #N/A | #N/A | #N/A | #N/A | #N/A | #N/A | #N/A | #N/A | #N/A | #N/A | #N/A | #N/A | #N/A | #N/A | #N/A | [7 empty] | 196 | #N/A | #N/A | #N/A | #N/A | #N/A | #N/A | #N/A | #N/A | #N/A | #N/A | #N/A | #N/A | #N/A | #N/A | #N/A
[34 empty] | 197 | #N/A | #N/A | #N/A | #N/A | #N/A | #N/A | #N/A | #N/A | #N/A | #N/A | #N/A | #N/A | #N/A | #N/A | #N/A | [7 empty] | 197 | #N/A | #N/A | #N/A | #N/A | #N/A | #N/A | #N/A | #N/A | #N/A | #N/A | #N/A | #N/A | #N/A | #N/A | #N/A
[34 empty] | 197 | #N/A | #N/A | #N/A | #N/A | #N/A | #N/A | #N/A | #N/A | #N/A | #N/A | #N/A | #N/A | #N/A | #N/A | #N/A | [7 empty] | 197 | #N/A | #N/A | #N/A | #N/A | #N/A | #N/A | #N/A | #N/A | #N/A | #N/A | #N/A | #N/A | #N/A | #N/A | #N/A
[34 empty] | 198 | #N/A | #N/A | #N/A | #N/A | #N/A | #N/A | #N/A | #N/A | #N/A | #N/A | #N/A | #N/A | #N/A | #N/A | #N/A | [7 empty] | 198 | #N/A | #N/A | #N/A | #N/A | #N/A | #N/A | #N/A | #N/A | #N/A | #N/A | #N/A | #N/A | #N/A | #N/A | #N/A
[34 empty] | 198 | #N/A | #N/A | #N/A | #N/A | #N/A | #N/A | #N/A | #N/A | #N/A | #N/A | #N/A | #N/A | #N/A | #N/A | #N/A | [7 empty] | 198 | #N/A | #N/A | #N/A | #N/A | #N/A | #N/A | #N/A | #N/A | #N/A | #N/A | #N/A | #N/A | #N/A | #N/A | #N/A
[34 empty] | 199 | #N/A | #N/A | #N/A | #N/A | #N/A | #N/A | #N/A | #N/A | #N/A | #N/A | #N/A | #N/A | #N/A | #N/A | #N/A | [7 empty] | 199 | #N/A | #N/A | #N/A | #N/A | #N/A | #N/A | #N/A | #N/A | #N/A | #N/A | #N/A | #N/A | #N/A | #N/A | #N/A
[34 empty] | 199 | #N/A | #N/A | #N/A | #N/A | #N/A | #N/A | #N/A | #N/A | #N/A | #N/A | #N/A | #N/A | #N/A | #N/A | #N/A | [7 empty] | 199 | #N/A | #N/A | #N/A | #N/A | #N/A | #N/A | #N/A | #N/A | #N/A | #N/A | #N/A | #N/A | #N/A | #N/A | #N/A
[34 empty] | 200 | #N/A | #N/A | #N/A | #N/A | #N/A | #N/A | #N/A | #N/A | #N/A | #N/A | #N/A | #N/A | #N/A | #N/A | #N/A | [7 empty] | 200 | #N/A | #N/A | #N/A | #N/A | #N/A | #N/A | #N/A | #N/A | #N/A | #N/A | #N/A | #N/A | #N/A | #N/A | #N/A
[34 empty] | 200 | #N/A | #N/A | #N/A | #N/A | #N/A | #N/A | #N/A | #N/A | #N/A | #N/A | #N/A | #N/A | #N/A | #N/A | #N/A | [7 empty] | 200 | #N/A | #N/A | #N/A | #N/A | #N/A | #N/A | #N/A | #N/A | #N/A | #N/A | #N/A | #N/A | #N/A | #N/A | #N/A
[34 empty] | 201 | #N/A | #N/A | #N/A | #N/A | #N/A | #N/A | #N/A | #N/A | #N/A | #N/A | #N/A | #N/A | #N/A | #N/A | #N/A | [7 empty] | 201 | #N/A | #N/A | #N/A | #N/A | #N/A | #N/A | #N/A | #N/A | #N/A | #N/A | #N/A | #N/A | #N/A | #N/A | #N/A
[34 empty] | 201 | #N/A | #N/A | #N/A | #N/A | #N/A | #N/A | #N/A | #N/A | #N/A | #N/A | #N/A | #N/A | #N/A | #N/A | #N/A | [7 empty] | 201 | #N/A | #N/A | #N/A | #N/A | #N/A | #N/A | #N/A | #N/A | #N/A | #N/A | #N/A | #N/A | #N/A | #N/A | #N/A
[34 empty] | 202 | #N/A | #N/A | #N/A | #N/A | #N/A | #N/A | #N/A | #N/A | #N/A | #N/A | #N/A | #N/A | #N/A | #N/A | #N/A | [7 empty] | 202 | #N/A | #N/A | #N/A | #N/A | #N/A | #N/A | #N/A | #N/A | #N/A | #N/A | #N/A | #N/A | #N/A | #N/A | #N/A
[34 empty] | 202 | #N/A | #N/A | #N/A | #N/A | #N/A | #N/A | #N/A | #N/A | #N/A | #N/A | #N/A | #N/A | #N/A | #N/A | #N/A | [7 empty] | 202 | #N/A | #N/A | #N/A | #N/A | #N/A | #N/A | #N/A | #N/A | #N/A | #N/A | #N/A | #N/A | #N/A | #N/A | #N/A
[34 empty] | 203 | #N/A | #N/A | #N/A | #N/A | #N/A | #N/A | #N/A | #N/A | #N/A | #N/A | #N/A | #N/A | #N/A | #N/A | #N/A | [7 empty] | 203 | #N/A | #N/A | #N/A | #N/A | #N/A | #N/A | #N/A | #N/A | #N/A | #N/A | #N/A | #N/A | #N/A | #N/A | #N/A
[34 empty] | 203 | #N/A | #N/A | #N/A | #N/A | #N/A | #N/A | #N/A | #N/A | #N/A | #N/A | #N/A | #N/A | #N/A | #N/A | #N/A | [7 empty] | 203 | #N/A | #N/A | #N/A | #N/A | #N/A | #N/A | #N/A | #N/A | #N/A | #N/A | #N/A | #N/A | #N/A | #N/A | #N/A
[34 empty] | 204 | #N/A | #N/A | #N/A | #N/A | #N/A | #N/A | #N/A | #N/A | #N/A | #N/A | #N/A | #N/A | #N/A | #N/A | #N/A | [7 empty] | 204 | #N/A | #N/A | #N/A | #N/A | #N/A | #N/A | #N/A | #N/A | #N/A | #N/A | #N/A | #N/A | #N/A | #N/A | #N/A
[34 empty] | 204 | #N/A | #N/A | #N/A | #N/A | #N/A | #N/A | #N/A | #N/A | #N/A | #N/A | #N/A | #N/A | #N/A | #N/A | #N/A | [7 empty] | 204 | #N/A | #N/A | #N/A | #N/A | #N/A | #N/A | #N/A | #N/A | #N/A | #N/A | #N/A | #N/A | #N/A | #N/A | #N/A
[34 empty] | 205 | #N/A | #N/A | #N/A | #N/A | #N/A | #N/A | #N/A | #N/A | #N/A | #N/A | #N/A | #N/A | #N/A | #N/A | #N/A | [7 empty] | 205 | #N/A | #N/A | #N/A | #N/A | #N/A | #N/A | #N/A | #N/A | #N/A | #N/A | #N/A | #N/A | #N/A | #N/A | #N/A
[34 empty] | 205 | #N/A | #N/A | #N/A | #N/A | #N/A | #N/A | #N/A | #N/A | #N/A | #N/A | #N/A | #N/A | #N/A | #N/A | #N/A | [7 empty] | 205 | #N/A | #N/A | #N/A | #N/A | #N/A | #N/A | #N/A | #N/A | #N/A | #N/A | #N/A | #N/A | #N/A | #N/A | #N/A
[34 empty] | 206 | #N/A | #N/A | #N/A | #N/A | #N/A | #N/A | #N/A | #N/A | #N/A | #N/A | #N/A | #N/A | #N/A | #N/A | #N/A | [7 empty] | 206 | #N/A | #N/A | #N/A | #N/A | #N/A | #N/A | #N/A | #N/A | #N/A | #N/A | #N/A | #N/A | #N/A | #N/A | #N/A
[34 empty] | 206 | #N/A | #N/A | #N/A | #N/A | #N/A | #N/A | #N/A | #N/A | #N/A | #N/A | #N/A | #N/A | #N/A | #N/A | #N/A | [7 empty] | 206 | #N/A | #N/A | #N/A | #N/A | #N/A | #N/A | #N/A | #N/A | #N/A | #N/A | #N/A | #N/A | #N/A | #N/A | #N/A
[34 empty] | 207 | #N/A | #N/A | #N/A | #N/A | #N/A | #N/A | #N/A | #N/A | #N/A | #N/A | #N/A | #N/A | #N/A | #N/A | #N/A | [7 empty] | 207 | #N/A | #N/A | #N/A | #N/A | #N/A | #N/A | #N/A | #N/A | #N/A | #N/A | #N/A | #N/A | #N/A | #N/A | #N/A
[34 empty] | 207 | #N/A | #N/A | #N/A | #N/A | #N/A | #N/A | #N/A | #N/A | #N/A | #N/A | #N/A | #N/A | #N/A | #N/A | #N/A | [7 empty] | 207 | #N/A | #N/A | #N/A | #N/A | #N/A | #N/A | #N/A | #N/A | #N/A | #N/A | #N/A | #N/A | #N/A | #N/A | #N/A
[34 empty] | 208 | #N/A | #N/A | #N/A | #N/A | #N/A | #N/A | #N/A | #N/A | #N/A | #N/A | #N/A | #N/A | #N/A | #N/A | #N/A | [7 empty] | 208 | #N/A | #N/A | #N/A | #N/A | #N/A | #N/A | #N/A | #N/A | #N/A | #N/A | #N/A | #N/A | #N/A | #N/A | #N/A
[34 empty] | 208 | #N/A | #N/A | #N/A | #N/A | #N/A | #N/A | #N/A | #N/A | #N/A | #N/A | #N/A | #N/A | #N/A | #N/A | #N/A | [7 empty] | 208 | #N/A | #N/A | #N/A | #N/A | #N/A | #N/A | #N/A | #N/A | #N/A | #N/A | #N/A | #N/A | #N/A | #N/A | #N/A
[34 empty] | 209 | #N/A | #N/A | #N/A | #N/A | #N/A | #N/A | #N/A | #N/A | #N/A | #N/A | #N/A | #N/A | #N/A | #N/A | #N/A | [7 empty] | 209 | #N/A | #N/A | #N/A | #N/A | #N/A | #N/A | #N/A | #N/A | #N/A | #N/A | #N/A | #N/A | #N/A | #N/A | #N/A
[34 empty] | 209 | #N/A | #N/A | #N/A | #N/A | #N/A | #N/A | #N/A | #N/A | #N/A | #N/A | #N/A | #N/A | #N/A | #N/A | #N/A | [7 empty] | 209 | #N/A | #N/A | #N/A | #N/A | #N/A | #N/A | #N/A | #N/A | #N/A | #N/A | #N/A | #N/A | #N/A | #N/A | #N/A
[34 empty] | 210 | #N/A | #N/A | #N/A | #N/A | #N/A | #N/A | #N/A | #N/A | #N/A | #N/A | #N/A | #N/A | #N/A | #N/A | #N/A | [7 empty] | 210 | #N/A | #N/A | #N/A | #N/A | #N/A | #N/A | #N/A | #N/A | #N/A | #N/A | #N/A | #N/A | #N/A | #N/A | #N/A
[34 empty] | 210 | #N/A | #N/A | #N/A | #N/A | #N/A | #N/A | #N/A | #N/A | #N/A | #N/A | #N/A | #N/A | #N/A | #N/A | #N/A | [7 empty] | 210 | #N/A | #N/A | #N/A | #N/A | #N/A | #N/A | #N/A | #N/A | #N/A | #N/A | #N/A | #N/A | #N/A | #N/A | #N/A
[34 empty] | 211 | #N/A | #N/A | #N/A | #N/A | #N/A | #N/A | #N/A | #N/A | #N/A | #N/A | #N/A | #N/A | #N/A | #N/A | #N/A | [7 empty] | 211 | #N/A | #N/A | #N/A | #N/A | #N/A | #N/A | #N/A | #N/A | #N/A | #N/A | #N/A | #N/A | #N/A | #N/A | #N/A
[34 empty] | 211 | #N/A | #N/A | #N/A | #N/A | #N/A | #N/A | #N/A | #N/A | #N/A | #N/A | #N/A | #N/A | #N/A | #N/A | #N/A | [7 empty] | 211 | #N/A | #N/A | #N/A | #N/A | #N/A | #N/A | #N/A | #N/A | #N/A | #N/A | #N/A | #N/A | #N/A | #N/A | #N/A
[34 empty] | 212 | #N/A | #N/A | #N/A | #N/A | #N/A | #N/A | #N/A | #N/A | #N/A | #N/A | #N/A | #N/A | #N/A | #N/A | #N/A | [7 empty] | 212 | #N/A | #N/A | #N/A | #N/A | #N/A | #N/A | #N/A | #N/A | #N/A | #N/A | #N/A | #N/A | #N/A | #N/A | #N/A
[34 empty] | 212 | #N/A | #N/A | #N/A | #N/A | #N/A | #N/A | #N/A | #N/A | #N/A | #N/A | #N/A | #N/A | #N/A | #N/A | #N/A | [7 empty] | 212 | #N/A | #N/A | #N/A | #N/A | #N/A | #N/A | #N/A | #N/A | #N/A | #N/A | #N/A | #N/A | #N/A | #N/A | #N/A
[34 empty] | 213 | #N/A | #N/A | #N/A | #N/A | #N/A | #N/A | #N/A | #N/A | #N/A | #N/A | #N/A | #N/A | #N/A | #N/A | #N/A | [7 empty] | 213 | #N/A | #N/A | #N/A | #N/A | #N/A | #N/A | #N/A | #N/A | #N/A | #N/A | #N/A | #N/A | #N/A | #N/A | #N/A
[34 empty] | 213 | #N/A | #N/A | #N/A | #N/A | #N/A | #N/A | #N/A | #N/A | #N/A | #N/A | #N/A | #N/A | #N/A | #N/A | #N/A | [7 empty] | 213 | #N/A | #N/A | #N/A | #N/A | #N/A | #N/A | #N/A | #N/A | #N/A | #N/A | #N/A | #N/A | #N/A | #N/A | #N/A
[34 empty] | 214 | #N/A | #N/A | #N/A | #N/A | #N/A | #N/A | #N/A | #N/A | #N/A | #N/A | #N/A | #N/A | #N/A | #N/A | #N/A | [7 empty] | 214 | #N/A | #N/A | #N/A | #N/A | #N/A | #N/A | #N/A | #N/A | #N/A | #N/A | #N/A | #N/A | #N/A | #N/A | #N/A
[34 empty] | 214 | #N/A | #N/A | #N/A | #N/A | #N/A | #N/A | #N/A | #N/A | #N/A | #N/A | #N/A | #N/A | #N/A | #N/A | #N/A | [7 empty] | 214 | #N/A | #N/A | #N/A | #N/A | #N/A | #N/A | #N/A | #N/A | #N/A | #N/A | #N/A | #N/A | #N/A | #N/A | #N/A
[34 empty] | 215 | #N/A | #N/A | #N/A | #N/A | #N/A | #N/A | #N/A | #N/A | #N/A | #N/A | #N/A | #N/A | #N/A | #N/A | #N/A | [7 empty] | 215 | #N/A | #N/A | #N/A | #N/A | #N/A | #N/A | #N/A | #N/A | #N/A | #N/A | #N/A | #N/A | #N/A | #N/A | #N/A
[34 empty] | 215 | #N/A | #N/A | #N/A | #N/A | #N/A | #N/A | #N/A | #N/A | #N/A | #N/A | #N/A | #N/A | #N/A | #N/A | #N/A | [7 empty] | 215 | #N/A | #N/A | #N/A | #N/A | #N/A | #N/A | #N/A | #N/A | #N/A | #N/A | #N/A | #N/A | #N/A | #N/A | #N/A
[34 empty] | 216 | #N/A | #N/A | #N/A | #N/A | #N/A | #N/A | #N/A | #N/A | #N/A | #N/A | #N/A | #N/A | #N/A | #N/A | #N/A | [7 empty] | 216 | #N/A | #N/A | #N/A | #N/A | #N/A | #N/A | #N/A | #N/A | #N/A | #N/A | #N/A | #N/A | #N/A | #N/A | #N/A
[34 empty] | 216 | #N/A | #N/A | #N/A | #N/A | #N/A | #N/A | #N/A | #N/A | #N/A | #N/A | #N/A | #N/A | #N/A | #N/A | #N/A | [7 empty] | 216 | #N/A | #N/A | #N/A | #N/A | #N/A | #N/A | #N/A | #N/A | #N/A | #N/A | #N/A | #N/A | #N/A | #N/A | #N/A
[34 empty] | 217 | #N/A | #N/A | #N/A | #N/A | #N/A | #N/A | #N/A | #N/A | #N/A | #N/A | #N/A | #N/A | #N/A | #N/A | #N/A | [7 empty] | 217 | #N/A | #N/A | #N/A | #N/A | #N/A | #N/A | #N/A | #N/A | #N/A | #N/A | #N/A | #N/A | #N/A | #N/A | #N/A
[34 empty] | 217 | #N/A | #N/A | #N/A | #N/A | #N/A | #N/A | #N/A | #N/A | #N/A | #N/A | #N/A | #N/A | #N/A | #N/A | #N/A | [7 empty] | 217 | #N/A | #N/A | #N/A | #N/A | #N/A | #N/A | #N/A | #N/A | #N/A | #N/A | #N/A | #N/A | #N/A | #N/A | #N/A
[34 empty] | 218 | #N/A | #N/A | #N/A | #N/A | #N/A | #N/A | #N/A | #N/A | #N/A | #N/A | #N/A | #N/A | #N/A | #N/A | #N/A | [7 empty] | 218 | #N/A | #N/A | #N/A | #N/A | #N/A | #N/A | #N/A | #N/A | #N/A | #N/A | #N/A | #N/A | #N/A | #N/A | #N/A
[34 empty] | 218 | #N/A | #N/A | #N/A | #N/A | #N/A | #N/A | #N/A | #N/A | #N/A | #N/A | #N/A | #N/A | #N/A | #N/A | #N/A | [7 empty] | 218 | #N/A | #N/A | #N/A | #N/A | #N/A | #N/A | #N/A | #N/A | #N/A | #N/A | #N/A | #N/A | #N/A | #N/A | #N/A
[34 empty] | 219 | #N/A | #N/A | #N/A | #N/A | #N/A | #N/A | #N/A | #N/A | #N/A | #N/A | #N/A | #N/A | #N/A | #N/A | #N/A | [7 empty] | 219 | #N/A | #N/A | #N/A | #N/A | #N/A | #N/A | #N/A | #N/A | #N/A | #N/A | #N/A | #N/A | #N/A | #N/A | #N/A
[34 empty] | 219 | #N/A | #N/A | #N/A | #N/A | #N/A | #N/A | #N/A | #N/A | #N/A | #N/A | #N/A | #N/A | #N/A | #N/A | #N/A | [7 empty] | 219 | #N/A | #N/A | #N/A | #N/A | #N/A | #N/A | #N/A | #N/A | #N/A | #N/A | #N/A | #N/A | #N/A | #N/A | #N/A
[34 empty] | 220 | #N/A | #N/A | #N/A | #N/A | #N/A | #N/A | #N/A | #N/A | #N/A | #N/A | #N/A | #N/A | #N/A | #N/A | #N/A | [7 empty] | 220 | #N/A | #N/A | #N/A | #N/A | #N/A | #N/A | #N/A | #N/A | #N/A | #N/A | #N/A | #N/A | #N/A | #N/A | #N/A
[34 empty] | 220 | #N/A | #N/A | #N/A | #N/A | #N/A | #N/A | #N/A | #N/A | #N/A | #N/A | #N/A | #N/A | #N/A | #N/A | #N/A | [7 empty] | 220 | #N/A | #N/A | #N/A | #N/A | #N/A | #N/A | #N/A | #N/A | #N/A | #N/A | #N/A | #N/A | #N/A | #N/A | #N/A
[34 empty] | 221 | #N/A | #N/A | #N/A | #N/A | #N/A | #N/A | #N/A | #N/A | #N/A | #N/A | #N/A | #N/A | #N/A | #N/A | #N/A | [7 empty] | 221 | #N/A | #N/A | #N/A | #N/A | #N/A | #N/A | #N/A | #N/A | #N/A | #N/A | #N/A | #N/A | #N/A | #N/A | #N/A
[34 empty] | 221 | #N/A | #N/A | #N/A | #N/A | #N/A | #N/A | #N/A | #N/A | #N/A | #N/A | #N/A | #N/A | #N/A | #N/A | #N/A | [7 empty] | 221 | #N/A | #N/A | #N/A | #N/A | #N/A | #N/A | #N/A | #N/A | #N/A | #N/A | #N/A | #N/A | #N/A | #N/A | #N/A
[34 empty] | 222 | #N/A | #N/A | #N/A | #N/A | #N/A | #N/A | #N/A | #N/A | #N/A | #N/A | #N/A | #N/A | #N/A | #N/A | #N/A | [7 empty] | 222 | #N/A | #N/A | #N/A | #N/A | #N/A | #N/A | #N/A | #N/A | #N/A | #N/A | #N/A | #N/A | #N/A | #N/A | #N/A
[34 empty] | 222 | #N/A | #N/A | #N/A | #N/A | #N/A | #N/A | #N/A | #N/A | #N/A | #N/A | #N/A | #N/A | #N/A | #N/A | #N/A | [7 empty] | 222 | #N/A | #N/A | #N/A | #N/A | #N/A | #N/A | #N/A | #N/A | #N/A | #N/A | #N/A | #N/A | #N/A | #N/A | #N/A
[34 empty] | 223 | #N/A | #N/A | #N/A | #N/A | #N/A | #N/A | #N/A | #N/A | #N/A | #N/A | #N/A | #N/A | #N/A | #N/A | #N/A | [7 empty] | 223 | #N/A | #N/A | #N/A | #N/A | #N/A | #N/A | #N/A | #N/A | #N/A | #N/A | #N/A | #N/A | #N/A | #N/A | #N/A
[34 empty] | 223 | #N/A | #N/A | #N/A | #N/A | #N/A | #N/A | #N/A | #N/A | #N/A | #N/A | #N/A | #N/A | #N/A | #N/A | #N/A | [7 empty] | 223 | #N/A | #N/A | #N/A | #N/A | #N/A | #N/A | #N/A | #N/A | #N/A | #N/A | #N/A | #N/A | #N/A | #N/A | #N/A
[34 empty] | 224 | #N/A | #N/A | #N/A | #N/A | #N/A | #N/A | #N/A | #N/A | #N/A | #N/A | #N/A | #N/A | #N/A | #N/A | #N/A | [7 empty] | 224 | #N/A | #N/A | #N/A | #N/A | #N/A | #N/A | #N/A | #N/A | #N/A | #N/A | #N/A | #N/A | #N/A | #N/A | #N/A
[34 empty] | 224 | #N/A | #N/A | #N/A | #N/A | #N/A | #N/A | #N/A | #N/A | #N/A | #N/A | #N/A | #N/A | #N/A | #N/A | #N/A | [7 empty] | 224 | #N/A | #N/A | #N/A | #N/A | #N/A | #N/A | #N/A | #N/A | #N/A | #N/A | #N/A | #N/A | #N/A | #N/A | #N/A
[34 empty] | 225 | #N/A | #N/A | #N/A | #N/A | #N/A | #N/A | #N/A | #N/A | #N/A | #N/A | #N/A | #N/A | #N/A | #N/A | #N/A | [7 empty] | 225 | #N/A | #N/A | #N/A | #N/A | #N/A | #N/A | #N/A | #N/A | #N/A | #N/A | #N/A | #N/A | #N/A | #N/A | #N/A
[34 empty] | 225 | #N/A | #N/A | #N/A | #N/A | #N/A | #N/A | #N/A | #N/A | #N/A | #N/A | #N/A | #N/A | #N/A | #N/A | #N/A | [7 empty] | 225 | #N/A | #N/A | #N/A | #N/A | #N/A | #N/A | #N/A | #N/A | #N/A | #N/A | #N/A | #N/A | #N/A | #N/A | #N/A
[34 empty] | 226 | #N/A | #N/A | #N/A | #N/A | #N/A | #N/A | #N/A | #N/A | #N/A | #N/A | #N/A | #N/A | #N/A | #N/A | #N/A | [7 empty] | 226 | #N/A | #N/A | #N/A | #N/A | #N/A | #N/A | #N/A | #N/A | #N/A | #N/A | #N/A | #N/A | #N/A | #N/A | #N/A
[34 empty] | 226 | #N/A | #N/A | #N/A | #N/A | #N/A | #N/A | #N/A | #N/A | #N/A | #N/A | #N/A | #N/A | #N/A | #N/A | #N/A | [7 empty] | 226 | #N/A | #N/A | #N/A | #N/A | #N/A | #N/A | #N/A | #N/A | #N/A | #N/A | #N/A | #N/A | #N/A | #N/A | #N/A
[34 empty] | 227 | #N/A | #N/A | #N/A | #N/A | #N/A | #N/A | #N/A | #N/A | #N/A | #N/A | #N/A | #N/A | #N/A | #N/A | #N/A | [7 empty] | 227 | #N/A | #N/A | #N/A | #N/A | #N/A | #N/A | #N/A | #N/A | #N/A | #N/A | #N/A | #N/A | #N/A | #N/A | #N/A
[34 empty] | 227 | #N/A | #N/A | #N/A | #N/A | #N/A | #N/A | #N/A | #N/A | #N/A | #N/A | #N/A | #N/A | #N/A | #N/A | #N/A | [7 empty] | 227 | #N/A | #N/A | #N/A | #N/A | #N/A | #N/A | #N/A | #N/A | #N/A | #N/A | #N/A | #N/A | #N/A | #N/A | #N/A
[34 empty] | 228 | #N/A | #N/A | #N/A | #N/A | #N/A | #N/A | #N/A | #N/A | #N/A | #N/A | #N/A | #N/A | #N/A | #N/A | #N/A | [7 empty] | 228 | #N/A | #N/A | #N/A | #N/A | #N/A | #N/A | #N/A | #N/A | #N/A | #N/A | #N/A | #N/A | #N/A | #N/A | #N/A
[34 empty] | 228 | #N/A | #N/A | #N/A | #N/A | #N/A | #N/A | #N/A | #N/A | #N/A | #N/A | #N/A | #N/A | #N/A | #N/A | #N/A | [7 empty] | 228 | #N/A | #N/A | #N/A | #N/A | #N/A | #N/A | #N/A | #N/A | #N/A | #N/A | #N/A | #N/A | #N/A | #N/A | #N/A
[34 empty] | 229 | #N/A | #N/A | #N/A | #N/A | #N/A | #N/A | #N/A | #N/A | #N/A | #N/A | #N/A | #N/A | #N/A | #N/A | #N/A | [7 empty] | 229 | #N/A | #N/A | #N/A | #N/A | #N/A | #N/A | #N/A | #N/A | #N/A | #N/A | #N/A | #N/A | #N/A | #N/A | #N/A
[34 empty] | 229 | #N/A | #N/A | #N/A | #N/A | #N/A | #N/A | #N/A | #N/A | #N/A | #N/A | #N/A | #N/A | #N/A | #N/A | #N/A | [7 empty] | 229 | #N/A | #N/A | #N/A | #N/A | #N/A | #N/A | #N/A | #N/A | #N/A | #N/A | #N/A | #N/A | #N/A | #N/A | #N/A
[34 empty] | 230 | #N/A | #N/A | #N/A | #N/A | #N/A | #N/A | #N/A | #N/A | #N/A | #N/A | #N/A | #N/A | #N/A | #N/A | #N/A | [7 empty] | 230 | #N/A | #N/A | #N/A | #N/A | #N/A | #N/A | #N/A | #N/A | #N/A | #N/A | #N/A | #N/A | #N/A | #N/A | #N/A
[34 empty] | 230 | #N/A | #N/A | #N/A | #N/A | #N/A | #N/A | #N/A | #N/A | #N/A | #N/A | #N/A | #N/A | #N/A | #N/A | #N/A | [7 empty] | 230 | #N/A | #N/A | #N/A | #N/A | #N/A | #N/A | #N/A | #N/A | #N/A | #N/A | #N/A | #N/A | #N/A | #N/A | #N/A
[34 empty] | 231 | #N/A | #N/A | #N/A | #N/A | #N/A | #N/A | #N/A | #N/A | #N/A | #N/A | #N/A | #N/A | #N/A | #N/A | #N/A | [7 empty] | 231 | #N/A | #N/A | #N/A | #N/A | #N/A | #N/A | #N/A | #N/A | #N/A | #N/A | #N/A | #N/A | #N/A | #N/A | #N/A
[34 empty] | 231 | #N/A | #N/A | #N/A | #N/A | #N/A | #N/A | #N/A | #N/A | #N/A | #N/A | #N/A | #N/A | #N/A | #N/A | #N/A | [7 empty] | 231 | #N/A | #N/A | #N/A | #N/A | #N/A | #N/A | #N/A | #N/A | #N/A | #N/A | #N/A | #N/A | #N/A | #N/A | #N/A
[34 empty] | 232 | #N/A | #N/A | #N/A | #N/A | #N/A | #N/A | #N/A | #N/A | #N/A | #N/A | #N/A | #N/A | #N/A | #N/A | #N/A | [7 empty] | 232 | #N/A | #N/A | #N/A | #N/A | #N/A | #N/A | #N/A | #N/A | #N/A | #N/A | #N/A | #N/A | #N/A | #N/A | #N/A
[34 empty] | 232 | #N/A | #N/A | #N/A | #N/A | #N/A | #N/A | #N/A | #N/A | #N/A | #N/A | #N/A | #N/A | #N/A | #N/A | #N/A | [7 empty] | 232 | #N/A | #N/A | #N/A | #N/A | #N/A | #N/A | #N/A | #N/A | #N/A | #N/A | #N/A | #N/A | #N/A | #N/A | #N/A
[34 empty] | 233 | #N/A | #N/A | #N/A | #N/A | #N/A | #N/A | #N/A | #N/A | #N/A | #N/A | #N/A | #N/A | #N/A | #N/A | #N/A | [7 empty] | 233 | #N/A | #N/A | #N/A | #N/A | #N/A | #N/A | #N/A | #N/A | #N/A | #N/A | #N/A | #N/A | #N/A | #N/A | #N/A
[34 empty] | 233 | #N/A | #N/A | #N/A | #N/A | #N/A | #N/A | #N/A | #N/A | #N/A | #N/A | #N/A | #N/A | #N/A | #N/A | #N/A | [7 empty] | 233 | #N/A | #N/A | #N/A | #N/A | #N/A | #N/A | #N/A | #N/A | #N/A | #N/A | #N/A | #N/A | #N/A | #N/A | #N/A
[34 empty] | 234 | #N/A | #N/A | #N/A | #N/A | #N/A | #N/A | #N/A | #N/A | #N/A | #N/A | #N/A | #N/A | #N/A | #N/A | #N/A | [7 empty] | 234 | #N/A | #N/A | #N/A | #N/A | #N/A | #N/A | #N/A | #N/A | #N/A | #N/A | #N/A | #N/A | #N/A | #N/A | #N/A
[34 empty] | 234 | #N/A | #N/A | #N/A | #N/A | #N/A | #N/A | #N/A | #N/A | #N/A | #N/A | #N/A | #N/A | #N/A | #N/A | #N/A | [7 empty] | 234 | #N/A | #N/A | #N/A | #N/A | #N/A | #N/A | #N/A | #N/A | #N/A | #N/A | #N/A | #N/A | #N/A | #N/A | #N/A
[34 empty] | 235 | #N/A | #N/A | #N/A | #N/A | #N/A | #N/A | #N/A | #N/A | #N/A | #N/A | #N/A | #N/A | #N/A | #N/A | #N/A | [7 empty] | 235 | #N/A | #N/A | #N/A | #N/A | #N/A | #N/A | #N/A | #N/A | #N/A | #N/A | #N/A | #N/A | #N/A | #N/A | #N/A
[34 empty] | 235 | #N/A | #N/A | #N/A | #N/A | #N/A | #N/A | #N/A | #N/A | #N/A | #N/A | #N/A | #N/A | #N/A | #N/A | #N/A | [7 empty] | 235 | #N/A | #N/A | #N/A | #N/A | #N/A | #N/A | #N/A | #N/A | #N/A | #N/A | #N/A | #N/A | #N/A | #N/A | #N/A
[34 empty] | 236 | #N/A | #N/A | #N/A | #N/A | #N/A | #N/A | #N/A | #N/A | #N/A | #N/A | #N/A | #N/A | #N/A | #N/A | #N/A | [7 empty] | 236 | #N/A | #N/A | #N/A | #N/A | #N/A | #N/A | #N/A | #N/A | #N/A | #N/A | #N/A | #N/A | #N/A | #N/A | #N/A
[34 empty] | 236 | #N/A | #N/A | #N/A | #N/A | #N/A | #N/A | #N/A | #N/A | #N/A | #N/A | #N/A | #N/A | #N/A | #N/A | #N/A | [7 empty] | 236 | #N/A | #N/A | #N/A | #N/A | #N/A | #N/A | #N/A | #N/A | #N/A | #N/A | #N/A | #N/A | #N/A | #N/A | #N/A
[34 empty] | 237 | #N/A | #N/A | #N/A | #N/A | #N/A | #N/A | #N/A | #N/A | #N/A | #N/A | #N/A | #N/A | #N/A | #N/A | #N/A | [7 empty] | 237 | #N/A | #N/A | #N/A | #N/A | #N/A | #N/A | #N/A | #N/A | #N/A | #N/A | #N/A | #N/A | #N/A | #N/A | #N/A
[34 empty] | 237 | #N/A | #N/A | #N/A | #N/A | #N/A | #N/A | #N/A | #N/A | #N/A | #N/A | #N/A | #N/A | #N/A | #N/A | #N/A | [7 empty] | 237 | #N/A | #N/A | #N/A | #N/A | #N/A | #N/A | #N/A | #N/A | #N/A | #N/A | #N/A | #N/A | #N/A | #N/A | #N/A
[34 empty] | 238 | #N/A | #N/A | #N/A | #N/A | #N/A | #N/A | #N/A | #N/A | #N/A | #N/A | #N/A | #N/A | #N/A | #N/A | #N/A | [7 empty] | 238 | #N/A | #N/A | #N/A | #N/A | #N/A | #N/A | #N/A | #N/A | #N/A | #N/A | #N/A | #N/A | #N/A | #N/A | #N/A
[34 empty] | 238 | #N/A | #N/A | #N/A | #N/A | #N/A | #N/A | #N/A | #N/A | #N/A | #N/A | #N/A | #N/A | #N/A | #N/A | #N/A | [7 empty] | 238 | #N/A | #N/A | #N/A | #N/A | #N/A | #N/A | #N/A | #N/A | #N/A | #N/A | #N/A | #N/A | #N/A | #N/A | #N/A
[34 empty] | 239 | #N/A | #N/A | #N/A | #N/A | #N/A | #N/A | #N/A | #N/A | #N/A | #N/A | #N/A | #N/A | #N/A | #N/A | #N/A | [7 empty] | 239 | #N/A | #N/A | #N/A | #N/A | #N/A | #N/A | #N/A | #N/A | #N/A | #N/A | #N/A | #N/A | #N/A | #N/A | #N/A
[34 empty] | 239 | #N/A | #N/A | #N/A | #N/A | #N/A | #N/A | #N/A | #N/A | #N/A | #N/A | #N/A | #N/A | #N/A | #N/A | #N/A | [7 empty] | 239 | #N/A | #N/A | #N/A | #N/A | #N/A | #N/A | #N/A | #N/A | #N/A | #N/A | #N/A | #N/A | #N/A | #N/A | #N/A
[34 empty] | 240 | #N/A | #N/A | #N/A | #N/A | #N/A | #N/A | #N/A | #N/A | #N/A | #N/A | #N/A | #N/A | #N/A | #N/A | #N/A | [7 empty] | 240 | #N/A | #N/A | #N/A | #N/A | #N/A | #N/A | #N/A | #N/A | #N/A | #N/A | #N/A | #N/A | #N/A | #N/A | #N/A
[34 empty] | 240 | #N/A | #N/A | #N/A | #N/A | #N/A | #N/A | #N/A | #N/A | #N/A | #N/A | #N/A | #N/A | #N/A | #N/A | #N/A | [7 empty] | 240 | #N/A | #N/A | #N/A | #N/A | #N/A | #N/A | #N/A | #N/A | #N/A | #N/A | #N/A | #N/A | #N/A | #N/A | #N/A
[34 empty] | 241 | #N/A | #N/A | #N/A | #N/A | #N/A | #N/A | #N/A | #N/A | #N/A | #N/A | #N/A | #N/A | #N/A | #N/A | #N/A | [7 empty] | 241 | #N/A | #N/A | #N/A | #N/A | #N/A | #N/A | #N/A | #N/A | #N/A | #N/A | #N/A | #N/A | #N/A | #N/A | #N/A
[34 empty] | 241 | #N/A | #N/A | #N/A | #N/A | #N/A | #N/A | #N/A | #N/A | #N/A | #N/A | #N/A | #N/A | #N/A | #N/A | #N/A | [7 empty] | 241 | #N/A | #N/A | #N/A | #N/A | #N/A | #N/A | #N/A | #N/A | #N/A | #N/A | #N/A | #N/A | #N/A | #N/A | #N/A
[34 empty] | 242 | #N/A | #N/A | #N/A | #N/A | #N/A | #N/A | #N/A | #N/A | #N/A | #N/A | #N/A | #N/A | #N/A | #N/A | #N/A | [7 empty] | 242 | #N/A | #N/A | #N/A | #N/A | #N/A | #N/A | #N/A | #N/A | #N/A | #N/A | #N/A | #N/A | #N/A | #N/A | #N/A
[34 empty] | 242 | #N/A | #N/A | #N/A | #N/A | #N/A | #N/A | #N/A | #N/A | #N/A | #N/A | #N/A | #N/A | #N/A | #N/A | #N/A | [7 empty] | 242 | #N/A | #N/A | #N/A | #N/A | #N/A | #N/A | #N/A | #N/A | #N/A | #N/A | #N/A | #N/A | #N/A | #N/A | #N/A
[34 empty] | 243 | #N/A | #N/A | #N/A | #N/A | #N/A | #N/A | #N/A | #N/A | #N/A | #N/A | #N/A | #N/A | #N/A | #N/A | #N/A | [7 empty] | 243 | #N/A | #N/A | #N/A | #N/A | #N/A | #N/A | #N/A | #N/A | #N/A | #N/A | #N/A | #N/A | #N/A | #N/A | #N/A
[34 empty] | 243 | #N/A | #N/A | #N/A | #N/A | #N/A | #N/A | #N/A | #N/A | #N/A | #N/A | #N/A | #N/A | #N/A | #N/A | #N/A | [7 empty] | 243 | #N/A | #N/A | #N/A | #N/A | #N/A | #N/A | #N/A | #N/A | #N/A | #N/A | #N/A | #N/A | #N/A | #N/A | #N/A
[34 empty] | 244 | #N/A | #N/A | #N/A | #N/A | #N/A | #N/A | #N/A | #N/A | #N/A | #N/A | #N/A | #N/A | #N/A | #N/A | #N/A | [7 empty] | 244 | #N/A | #N/A | #N/A | #N/A | #N/A | #N/A | #N/A | #N/A | #N/A | #N/A | #N/A | #N/A | #N/A | #N/A | #N/A
[34 empty] | 244 | #N/A | #N/A | #N/A | #N/A | #N/A | #N/A | #N/A | #N/A | #N/A | #N/A | #N/A | #N/A | #N/A | #N/A | #N/A | [7 empty] | 244 | #N/A | #N/A | #N/A | #N/A | #N/A | #N/A | #N/A | #N/A | #N/A | #N/A | #N/A | #N/A | #N/A | #N/A | #N/A
[34 empty] | 245 | #N/A | #N/A | #N/A | #N/A | #N/A | #N/A | #N/A | #N/A | #N/A | #N/A | #N/A | #N/A | #N/A | #N/A | #N/A | [7 empty] | 245 | #N/A | #N/A | #N/A | #N/A | #N/A | #N/A | #N/A | #N/A | #N/A | #N/A | #N/A | #N/A | #N/A | #N/A | #N/A
[34 empty] | 245 | #N/A | #N/A | #N/A | #N/A | #N/A | #N/A | #N/A | #N/A | #N/A | #N/A | #N/A | #N/A | #N/A | #N/A | #N/A | [7 empty] | 245 | #N/A | #N/A | #N/A | #N/A | #N/A | #N/A | #N/A | #N/A | #N/A | #N/A | #N/A | #N/A | #N/A | #N/A | #N/A
[34 empty] | 246 | #N/A | #N/A | #N/A | #N/A | #N/A | #N/A | #N/A | #N/A | #N/A | #N/A | #N/A | #N/A | #N/A | #N/A | #N/A | [7 empty] | 246 | #N/A | #N/A | #N/A | #N/A | #N/A | #N/A | #N/A | #N/A | #N/A | #N/A | #N/A | #N/A | #N/A | #N/A | #N/A
[34 empty] | 246 | #N/A | #N/A | #N/A | #N/A | #N/A | #N/A | #N/A | #N/A | #N/A | #N/A | #N/A | #N/A | #N/A | #N/A | #N/A | [7 empty] | 246 | #N/A | #N/A | #N/A | #N/A | #N/A | #N/A | #N/A | #N/A | #N/A | #N/A | #N/A | #N/A | #N/A | #N/A | #N/A
[34 empty] | 247 | #N/A | #N/A | #N/A | #N/A | #N/A | #N/A | #N/A | #N/A | #N/A | #N/A | #N/A | #N/A | #N/A | #N/A | #N/A | [7 empty] | 247 | #N/A | #N/A | #N/A | #N/A | #N/A | #N/A | #N/A | #N/A | #N/A | #N/A | #N/A | #N/A | #N/A | #N/A | #N/A
[34 empty] | 247 | #N/A | #N/A | #N/A | #N/A | #N/A | #N/A | #N/A | #N/A | #N/A | #N/A | #N/A | #N/A | #N/A | #N/A | #N/A | [7 empty] | 247 | #N/A | #N/A | #N/A | #N/A | #N/A | #N/A | #N/A | #N/A | #N/A | #N/A | #N/A | #N/A | #N/A | #N/A | #N/A
[34 empty] | 248 | #N/A | #N/A | #N/A | #N/A | #N/A | #N/A | #N/A | #N/A | #N/A | #N/A | #N/A | #N/A | #N/A | #N/A | #N/A | [7 empty] | 248 | #N/A | #N/A | #N/A | #N/A | #N/A | #N/A | #N/A | #N/A | #N/A | #N/A | #N/A | #N/A | #N/A | #N/A | #N/A
[34 empty] | 248 | #N/A | #N/A | #N/A | #N/A | #N/A | #N/A | #N/A | #N/A | #N/A | #N/A | #N/A | #N/A | #N/A | #N/A | #N/A | [7 empty] | 248 | #N/A | #N/A | #N/A | #N/A | #N/A | #N/A | #N/A | #N/A | #N/A | #N/A | #N/A | #N/A | #N/A | #N/A | #N/A
[34 empty] | 249 | #N/A | #N/A | #N/A | #N/A | #N/A | #N/A | #N/A | #N/A | #N/A | #N/A | #N/A | #N/A | #N/A | #N/A | #N/A | [7 empty] | 249 | #N/A | #N/A | #N/A | #N/A | #N/A | #N/A | #N/A | #N/A | #N/A | #N/A | #N/A | #N/A | #N/A | #N/A | #N/A
[34 empty] | 249 | #N/A | #N/A | #N/A | #N/A | #N/A | #N/A | #N/A | #N/A | #N/A | #N/A | #N/A | #N/A | #N/A | #N/A | #N/A | [7 empty] | 249 | #N/A | #N/A | #N/A | #N/A | #N/A | #N/A | #N/A | #N/A | #N/A | #N/A | #N/A | #N/A | #N/A | #N/A | #N/A
[34 empty] | 250 | #N/A | #N/A | #N/A | #N/A | #N/A | #N/A | #N/A | #N/A | #N/A | #N/A | #N/A | #N/A | #N/A | #N/A | #N/A | [7 empty] | 250 | #N/A | #N/A | #N/A | #N/A | #N/A | #N/A | #N/A | #N/A | #N/A | #N/A | #N/A | #N/A | #N/A | #N/A | #N/A
[34 empty] | 250 | #N/A | #N/A | #N/A | #N/A | #N/A | #N/A | #N/A | #N/A | #N/A | #N/A | #N/A | #N/A | #N/A | #N/A | #N/A | [7 empty] | 250 | #N/A | #N/A | #N/A | #N/A | #N/A | #N/A | #N/A | #N/A | #N/A | #N/A | #N/A | #N/A | #N/A | #N/A | #N/A
[34 empty] | 251 | #N/A | #N/A | #N/A | #N/A | #N/A | #N/A | #N/A | #N/A | #N/A | #N/A | #N/A | #N/A | #N/A | #N/A | #N/A | [7 empty] | 251 | #N/A | #N/A | #N/A | #N/A | #N/A | #N/A | #N/A | #N/A | #N/A | #N/A | #N/A | #N/A | #N/A | #N/A | #N/A
[34 empty] | 251 | #N/A | #N/A | #N/A | #N/A | #N/A | #N/A | #N/A | #N/A | #N/A | #N/A | #N/A | #N/A | #N/A | #N/A | #N/A | [7 empty] | 251 | #N/A | #N/A | #N/A | #N/A | #N/A | #N/A | #N/A | #N/A | #N/A | #N/A | #N/A | #N/A | #N/A | #N/A | #N/A
[34 empty] | 252 | #N/A | #N/A | #N/A | #N/A | #N/A | #N/A | #N/A | #N/A | #N/A | #N/A | #N/A | #N/A | #N/A | #N/A | #N/A | [7 empty] | 252 | #N/A | #N/A | #N/A | #N/A | #N/A | #N/A | #N/A | #N/A | #N/A | #N/A | #N/A | #N/A | #N/A | #N/A | #N/A
[34 empty] | 252 | #N/A | #N/A | #N/A | #N/A | #N/A | #N/A | #N/A | #N/A | #N/A | #N/A | #N/A | #N/A | #N/A | #N/A | #N/A | [7 empty] | 252 | #N/A | #N/A | #N/A | #N/A | #N/A | #N/A | #N/A | #N/A | #N/A | #N/A | #N/A | #N/A | #N/A | #N/A | #N/A
[34 empty] | 253 | #N/A | #N/A | #N/A | #N/A | #N/A | #N/A | #N/A | #N/A | #N/A | #N/A | #N/A | #N/A | #N/A | #N/A | #N/A | [7 empty] | 253 | #N/A | #N/A | #N/A | #N/A | #N/A | #N/A | #N/A | #N/A | #N/A | #N/A | #N/A | #N/A | #N/A | #N/A | #N/A
[34 empty] | 253 | #N/A | #N/A | #N/A | #N/A | #N/A | #N/A | #N/A | #N/A | #N/A | #N/A | #N/A | #N/A | #N/A | #N/A | #N/A | [7 empty] | 253 | #N/A | #N/A | #N/A | #N/A | #N/A | #N/A | #N/A | #N/A | #N/A | #N/A | #N/A | #N/A | #N/A | #N/A | #N/A
[34 empty] | 254 | #N/A | #N/A | #N/A | #N/A | #N/A | #N/A | #N/A | #N/A | #N/A | #N/A | #N/A | #N/A | #N/A | #N/A | #N/A | [7 empty] | 254 | #N/A | #N/A | #N/A | #N/A | #N/A | #N/A | #N/A | #N/A | #N/A | #N/A | #N/A | #N/A | #N/A | #N/A | #N/A
[34 empty] | 254 | #N/A | #N/A | #N/A | #N/A | #N/A | #N/A | #N/A | #N/A | #N/A | #N/A | #N/A | #N/A | #N/A | #N/A | #N/A | [7 empty] | 254 | #N/A | #N/A | #N/A | #N/A | #N/A | #N/A | #N/A | #N/A | #N/A | #N/A | #N/A | #N/A | #N/A | #N/A | #N/A
[34 empty] | 255 | #N/A | #N/A | #N/A | #N/A | #N/A | #N/A | #N/A | #N/A | #N/A | #N/A | #N/A | #N/A | #N/A | #N/A | #N/A | [7 empty] | 255 | #N/A | #N/A | #N/A | #N/A | #N/A | #N/A | #N/A | #N/A | #N/A | #N/A | #N/A | #N/A | #N/A | #N/A | #N/A
[34 empty] | 255 | #N/A | #N/A | #N/A | #N/A | #N/A | #N/A | #N/A | #N/A | #N/A | #N/A | #N/A | #N/A | #N/A | #N/A | #N/A | [7 empty] | 255 | #N/A | #N/A | #N/A | #N/A | #N/A | #N/A | #N/A | #N/A | #N/A | #N/A | #N/A | #N/A | #N/A | #N/A | #N/A
[34 empty] | 256 | #N/A | #N/A | #N/A | #N/A | #N/A | #N/A | #N/A | #N/A | #N/A | #N/A | #N/A | #N/A | #N/A | #N/A | #N/A | [7 empty] | 256 | #N/A | #N/A | #N/A | #N/A | #N/A | #N/A | #N/A | #N/A | #N/A | #N/A | #N/A | #N/A | #N/A | #N/A | #N/A
[34 empty] | 256 | #N/A | #N/A | #N/A | #N/A | #N/A | #N/A | #N/A | #N/A | #N/A | #N/A | #N/A | #N/A | #N/A | #N/A | #N/A | [7 empty] | 256 | #N/A | #N/A | #N/A | #N/A | #N/A | #N/A | #N/A | #N/A | #N/A | #N/A | #N/A | #N/A | #N/A | #N/A | #N/A
[34 empty] | 257 | #N/A | #N/A | #N/A | #N/A | #N/A | #N/A | #N/A | #N/A | #N/A | #N/A | #N/A | #N/A | #N/A | #N/A | #N/A | [7 empty] | 257 | #N/A | #N/A | #N/A | #N/A | #N/A | #N/A | #N/A | #N/A | #N/A | #N/A | #N/A | #N/A | #N/A | #N/A | #N/A
[34 empty] | 257 | #N/A | #N/A | #N/A | #N/A | #N/A | #N/A | #N/A | #N/A | #N/A | #N/A | #N/A | #N/A | #N/A | #N/A | #N/A | [7 empty] | 257 | #N/A | #N/A | #N/A | #N/A | #N/A | #N/A | #N/A | #N/A | #N/A | #N/A | #N/A | #N/A | #N/A | #N/A | #N/A
[34 empty] | 258 | #N/A | #N/A | #N/A | #N/A | #N/A | #N/A | #N/A | #N/A | #N/A | #N/A | #N/A | #N/A | #N/A | #N/A | #N/A | [7 empty] | 258 | #N/A | #N/A | #N/A | #N/A | #N/A | #N/A | #N/A | #N/A | #N/A | #N/A | #N/A | #N/A | #N/A | #N/A | #N/A
[34 empty] | 258 | #N/A | #N/A | #N/A | #N/A | #N/A | #N/A | #N/A | #N/A | #N/A | #N/A | #N/A | #N/A | #N/A | #N/A | #N/A | [7 empty] | 258 | #N/A | #N/A | #N/A | #N/A | #N/A | #N/A | #N/A | #N/A | #N/A | #N/A | #N/A | #N/A | #N/A | #N/A | #N/A
[34 empty] | 259 | #N/A | #N/A | #N/A | #N/A | #N/A | #N/A | #N/A | #N/A | #N/A | #N/A | #N/A | #N/A | #N/A | #N/A | #N/A | [7 empty] | 259 | #N/A | #N/A | #N/A | #N/A | #N/A | #N/A | #N/A | #N/A | #N/A | #N/A | #N/A | #N/A | #N/A | #N/A | #N/A
[34 empty] | 259 | #N/A | #N/A | #N/A | #N/A | #N/A | #N/A | #N/A | #N/A | #N/A | #N/A | #N/A | #N/A | #N/A | #N/A | #N/A | [7 empty] | 259 | #N/A | #N/A | #N/A | #N/A | #N/A | #N/A | #N/A | #N/A | #N/A | #N/A | #N/A | #N/A | #N/A | #N/A | #N/A
[34 empty] | 260 | #N/A | #N/A | #N/A | #N/A | #N/A | #N/A | #N/A | #N/A | #N/A | #N/A | #N/A | #N/A | #N/A | #N/A | #N/A | [7 empty] | 260 | #N/A | #N/A | #N/A | #N/A | #N/A | #N/A | #N/A | #N/A | #N/A | #N/A | #N/A | #N/A | #N/A | #N/A | #N/A
[34 empty] | 260 | #N/A | #N/A | #N/A | #N/A | #N/A | #N/A | #N/A | #N/A | #N/A | #N/A | #N/A | #N/A | #N/A | #N/A | #N/A | [7 empty] | 260 | #N/A | #N/A | #N/A | #N/A | #N/A | #N/A | #N/A | #N/A | #N/A | #N/A | #N/A | #N/A | #N/A | #N/A | #N/A
[34 empty] | 261 | #N/A | #N/A | #N/A | #N/A | #N/A | #N/A | #N/A | #N/A | #N/A | #N/A | #N/A | #N/A | #N/A | #N/A | #N/A | [7 empty] | 261 | #N/A | #N/A | #N/A | #N/A | #N/A | #N/A | #N/A | #N/A | #N/A | #N/A | #N/A | #N/A | #N/A | #N/A | #N/A
[34 empty] | 261 | #N/A | #N/A | #N/A | #N/A | #N/A | #N/A | #N/A | #N/A | #N/A | #N/A | #N/A | #N/A | #N/A | #N/A | #N/A | [7 empty] | 261 | #N/A | #N/A | #N/A | #N/A | #N/A | #N/A | #N/A | #N/A | #N/A | #N/A | #N/A | #N/A | #N/A | #N/A | #N/A
[34 empty] | 262 | #N/A | #N/A | #N/A | #N/A | #N/A | #N/A | #N/A | #N/A | #N/A | #N/A | #N/A | #N/A | #N/A | #N/A | #N/A | [7 empty] | 262 | #N/A | #N/A | #N/A | #N/A | #N/A | #N/A | #N/A | #N/A | #N/A | #N/A | #N/A | #N/A | #N/A | #N/A | #N/A
[34 empty] | 262 | #N/A | #N/A | #N/A | #N/A | #N/A | #N/A | #N/A | #N/A | #N/A | #N/A | #N/A | #N/A | #N/A | #N/A | #N/A | [7 empty] | 262 | #N/A | #N/A | #N/A | #N/A | #N/A | #N/A | #N/A | #N/A | #N/A | #N/A | #N/A | #N/A | #N/A | #N/A | #N/A
[34 empty] | 263 | #N/A | #N/A | #N/A | #N/A | #N/A | #N/A | #N/A | #N/A | #N/A | #N/A | #N/A | #N/A | #N/A | #N/A | #N/A | [7 empty] | 263 | #N/A | #N/A | #N/A | #N/A | #N/A | #N/A | #N/A | #N/A | #N/A | #N/A | #N/A | #N/A | #N/A | #N/A | #N/A
[34 empty] | 263 | #N/A | #N/A | #N/A | #N/A | #N/A | #N/A | #N/A | #N/A | #N/A | #N/A | #N/A | #N/A | #N/A | #N/A | #N/A | [7 empty] | 263 | #N/A | #N/A | #N/A | #N/A | #N/A | #N/A | #N/A | #N/A | #N/A | #N/A | #N/A | #N/A | #N/A | #N/A | #N/A
[34 empty] | 264 | #N/A | #N/A | #N/A | #N/A | #N/A | #N/A | #N/A | #N/A | #N/A | #N/A | #N/A | #N/A | #N/A | #N/A | #N/A | [7 empty] | 264 | #N/A | #N/A | #N/A | #N/A | #N/A | #N/A | #N/A | #N/A | #N/A | #N/A | #N/A | #N/A | #N/A | #N/A | #N/A
[34 empty] | 264 | #N/A | #N/A | #N/A | #N/A | #N/A | #N/A | #N/A | #N/A | #N/A | #N/A | #N/A | #N/A | #N/A | #N/A | #N/A | [7 empty] | 264 | #N/A | #N/A | #N/A | #N/A | #N/A | #N/A | #N/A | #N/A | #N/A | #N/A | #N/A | #N/A | #N/A | #N/A | #N/A
[34 empty] | 265 | #N/A | #N/A | #N/A | #N/A | #N/A | #N/A | #N/A | #N/A | #N/A | #N/A | #N/A | #N/A | #N/A | #N/A | #N/A | [7 empty] | 265 | #N/A | #N/A | #N/A | #N/A | #N/A | #N/A | #N/A | #N/A | #N/A | #N/A | #N/A | #N/A | #N/A | #N/A | #N/A
[34 empty] | 265 | #N/A | #N/A | #N/A | #N/A | #N/A | #N/A | #N/A | #N/A | #N/A | #N/A | #N/A | #N/A | #N/A | #N/A | #N/A | [7 empty] | 265 | #N/A | #N/A | #N/A | #N/A | #N/A | #N/A | #N/A | #N/A | #N/A | #N/A | #N/A | #N/A | #N/A | #N/A | #N/A
[34 empty] | 266 | #N/A | #N/A | #N/A | #N/A | #N/A | #N/A | #N/A | #N/A | #N/A | #N/A | #N/A | #N/A | #N/A | #N/A | #N/A | [7 empty] | 266 | #N/A | #N/A | #N/A | #N/A | #N/A | #N/A | #N/A | #N/A | #N/A | #N/A | #N/A | #N/A | #N/A | #N/A | #N/A
[34 empty] | 266 | #N/A | #N/A | #N/A | #N/A | #N/A | #N/A | #N/A | #N/A | #N/A | #N/A | #N/A | #N/A | #N/A | #N/A | #N/A | [7 empty] | 266 | #N/A | #N/A | #N/A | #N/A | #N/A | #N/A | #N/A | #N/A | #N/A | #N/A | #N/A | #N/A | #N/A | #N/A | #N/A
[34 empty] | 267 | #N/A | #N/A | #N/A | #N/A | #N/A | #N/A | #N/A | #N/A | #N/A | #N/A | #N/A | #N/A | #N/A | #N/A | #N/A | [7 empty] | 267 | #N/A | #N/A | #N/A | #N/A | #N/A | #N/A | #N/A | #N/A | #N/A | #N/A | #N/A | #N/A | #N/A | #N/A | #N/A
[34 empty] | 267 | #N/A | #N/A | #N/A | #N/A | #N/A | #N/A | #N/A | #N/A | #N/A | #N/A | #N/A | #N/A | #N/A | #N/A | #N/A | [7 empty] | 267 | #N/A | #N/A | #N/A | #N/A | #N/A | #N/A | #N/A | #N/A | #N/A | #N/A | #N/A | #N/A | #N/A | #N/A | #N/A
[34 empty] | 268 | #N/A | #N/A | #N/A | #N/A | #N/A | #N/A | #N/A | #N/A | #N/A | #N/A | #N/A | #N/A | #N/A | #N/A | #N/A | [7 empty] | 268 | #N/A | #N/A | #N/A | #N/A | #N/A | #N/A | #N/A | #N/A | #N/A | #N/A | #N/A | #N/A | #N/A | #N/A | #N/A
[34 empty] | 268 | #N/A | #N/A | #N/A | #N/A | #N/A | #N/A | #N/A | #N/A | #N/A | #N/A | #N/A | #N/A | #N/A | #N/A | #N/A | [7 empty] | 268 | #N/A | #N/A | #N/A | #N/A | #N/A | #N/A | #N/A | #N/A | #N/A | #N/A | #N/A | #N/A | #N/A | #N/A | #N/A
[34 empty] | 269 | #N/A | #N/A | #N/A | #N/A | #N/A | #N/A | #N/A | #N/A | #N/A | #N/A | #N/A | #N/A | #N/A | #N/A | #N/A | [7 empty] | 269 | #N/A | #N/A | #N/A | #N/A | #N/A | #N/A | #N/A | #N/A | #N/A | #N/A | #N/A | #N/A | #N/A | #N/A | #N/A
[34 empty] | 269 | #N/A | #N/A | #N/A | #N/A | #N/A | #N/A | #N/A | #N/A | #N/A | #N/A | #N/A | #N/A | #N/A | #N/A | #N/A | [7 empty] | 269 | #N/A | #N/A | #N/A | #N/A | #N/A | #N/A | #N/A | #N/A | #N/A | #N/A | #N/A | #N/A | #N/A | #N/A | #N/A
[34 empty] | 270 | #N/A | #N/A | #N/A | #N/A | #N/A | #N/A | #N/A | #N/A | #N/A | #N/A | #N/A | #N/A | #N/A | #N/A | #N/A | [7 empty] | 270 | #N/A | #N/A | #N/A | #N/A | #N/A | #N/A | #N/A | #N/A | #N/A | #N/A | #N/A | #N/A | #N/A | #N/A | #N/A
[34 empty] | 270 | #N/A | #N/A | #N/A | #N/A | #N/A | #N/A | #N/A | #N/A | #N/A | #N/A | #N/A | #N/A | #N/A | #N/A | #N/A | [7 empty] | 270 | #N/A | #N/A | #N/A | #N/A | #N/A | #N/A | #N/A | #N/A | #N/A | #N/A | #N/A | #N/A | #N/A | #N/A | #N/A
[34 empty] | 271 | #N/A | #N/A | #N/A | #N/A | #N/A | #N/A | #N/A | #N/A | #N/A | #N/A | #N/A | #N/A | #N/A | #N/A | #N/A | [7 empty] | 271 | #N/A | #N/A | #N/A | #N/A | #N/A | #N/A | #N/A | #N/A | #N/A | #N/A | #N/A | #N/A | #N/A | #N/A | #N/A
[34 empty] | 271 | #N/A | #N/A | #N/A | #N/A | #N/A | #N/A | #N/A | #N/A | #N/A | #N/A | #N/A | #N/A | #N/A | #N/A | #N/A | [7 empty] | 271 | #N/A | #N/A | #N/A | #N/A | #N/A | #N/A | #N/A | #N/A | #N/A | #N/A | #N/A | #N/A | #N/A | #N/A | #N/A
[34 empty] | 272 | #N/A | #N/A | #N/A | #N/A | #N/A | #N/A | #N/A | #N/A | #N/A | #N/A | #N/A | #N/A | #N/A | #N/A | #N/A | [7 empty] | 272 | #N/A | #N/A | #N/A | #N/A | #N/A | #N/A | #N/A | #N/A | #N/A | #N/A | #N/A | #N/A | #N/A | #N/A | #N/A
[34 empty] | 272 | #N/A | #N/A | #N/A | #N/A | #N/A | #N/A | #N/A | #N/A | #N/A | #N/A | #N/A | #N/A | #N/A | #N/A | #N/A | [7 empty] | 272 | #N/A | #N/A | #N/A | #N/A | #N/A | #N/A | #N/A | #N/A | #N/A | #N/A | #N/A | #N/A | #N/A | #N/A | #N/A
[34 empty] | 273 | #N/A | #N/A | #N/A | #N/A | #N/A | #N/A | #N/A | #N/A | #N/A | #N/A | #N/A | #N/A | #N/A | #N/A | #N/A | [7 empty] | 273 | #N/A | #N/A | #N/A | #N/A | #N/A | #N/A | #N/A | #N/A | #N/A | #N/A | #N/A | #N/A | #N/A | #N/A | #N/A
[34 empty] | 273 | #N/A | #N/A | #N/A | #N/A | #N/A | #N/A | #N/A | #N/A | #N/A | #N/A | #N/A | #N/A | #N/A | #N/A | #N/A | [7 empty] | 273 | #N/A | #N/A | #N/A | #N/A | #N/A | #N/A | #N/A | #N/A | #N/A | #N/A | #N/A | #N/A | #N/A | #N/A | #N/A
[34 empty] | 274 | #N/A | #N/A | #N/A | #N/A | #N/A | #N/A | #N/A | #N/A | #N/A | #N/A | #N/A | #N/A | #N/A | #N/A | #N/A | [7 empty] | 274 | #N/A | #N/A | #N/A | #N/A | #N/A | #N/A | #N/A | #N/A | #N/A | #N/A | #N/A | #N/A | #N/A | #N/A | #N/A
[34 empty] | 274 | #N/A | #N/A | #N/A | #N/A | #N/A | #N/A | #N/A | #N/A | #N/A | #N/A | #N/A | #N/A | #N/A | #N/A | #N/A | [7 empty] | 274 | #N/A | #N/A | #N/A | #N/A | #N/A | #N/A | #N/A | #N/A | #N/A | #N/A | #N/A | #N/A | #N/A | #N/A | #N/A
[34 empty] | 275 | #N/A | #N/A | #N/A | #N/A | #N/A | #N/A | #N/A | #N/A | #N/A | #N/A | #N/A | #N/A | #N/A | #N/A | #N/A | [7 empty] | 275 | #N/A | #N/A | #N/A | #N/A | #N/A | #N/A | #N/A | #N/A | #N/A | #N/A | #N/A | #N/A | #N/A | #N/A | #N/A
[34 empty] | 275 | #N/A | #N/A | #N/A | #N/A | #N/A | #N/A | #N/A | #N/A | #N/A | #N/A | #N/A | #N/A | #N/A | #N/A | #N/A | [7 empty] | 275 | #N/A | #N/A | #N/A | #N/A | #N/A | #N/A | #N/A | #N/A | #N/A | #N/A | #N/A | #N/A | #N/A | #N/A | #N/A
[34 empty] | 276 | #N/A | #N/A | #N/A | #N/A | #N/A | #N/A | #N/A | #N/A | #N/A | #N/A | #N/A | #N/A | #N/A | #N/A | #N/A | [7 empty] | 276 | #N/A | #N/A | #N/A | #N/A | #N/A | #N/A | #N/A | #N/A | #N/A | #N/A | #N/A | #N/A | #N/A | #N/A | #N/A
[34 empty] | 276 | #N/A | #N/A | #N/A | #N/A | #N/A | #N/A | #N/A | #N/A | #N/A | #N/A | #N/A | #N/A | #N/A | #N/A | #N/A | [7 empty] | 276 | #N/A | #N/A | #N/A | #N/A | #N/A | #N/A | #N/A | #N/A | #N/A | #N/A | #N/A | #N/A | #N/A | #N/A | #N/A
[34 empty] | 277 | #N/A | #N/A | #N/A | #N/A | #N/A | #N/A | #N/A | #N/A | #N/A | #N/A | #N/A | #N/A | #N/A | #N/A | #N/A | [7 empty] | 277 | #N/A | #N/A | #N/A | #N/A | #N/A | #N/A | #N/A | #N/A | #N/A | #N/A | #N/A | #N/A | #N/A | #N/A | #N/A
[34 empty] | 277 | #N/A | #N/A | #N/A | #N/A | #N/A | #N/A | #N/A | #N/A | #N/A | #N/A | #N/A | #N/A | #N/A | #N/A | #N/A | [7 empty] | 277 | #N/A | #N/A | #N/A | #N/A | #N/A | #N/A | #N/A | #N/A | #N/A | #N/A | #N/A | #N/A | #N/A | #N/A | #N/A
[34 empty] | 278 | #N/A | #N/A | #N/A | #N/A | #N/A | #N/A | #N/A | #N/A | #N/A | #N/A | #N/A | #N/A | #N/A | #N/A | #N/A | [7 empty] | 278 | #N/A | #N/A | #N/A | #N/A | #N/A | #N/A | #N/A | #N/A | #N/A | #N/A | #N/A | #N/A | #N/A | #N/A | #N/A
[34 empty] | 278 | #N/A | #N/A | #N/A | #N/A | #N/A | #N/A | #N/A | #N/A | #N/A | #N/A | #N/A | #N/A | #N/A | #N/A | #N/A | [7 empty] | 278 | #N/A | #N/A | #N/A | #N/A | #N/A | #N/A | #N/A | #N/A | #N/A | #N/A | #N/A | #N/A | #N/A | #N/A | #N/A
[34 empty] | 279 | #N/A | #N/A | #N/A | #N/A | #N/A | #N/A | #N/A | #N/A | #N/A | #N/A | #N/A | #N/A | #N/A | #N/A | #N/A | [7 empty] | 279 | #N/A | #N/A | #N/A | #N/A | #N/A | #N/A | #N/A | #N/A | #N/A | #N/A | #N/A | #N/A | #N/A | #N/A | #N/A
[34 empty] | 279 | #N/A | #N/A | #N/A | #N/A | #N/A | #N/A | #N/A | #N/A | #N/A | #N/A | #N/A | #N/A | #N/A | #N/A | #N/A | [7 empty] | 279 | #N/A | #N/A | #N/A | #N/A | #N/A | #N/A | #N/A | #N/A | #N/A | #N/A | #N/A | #N/A | #N/A | #N/A | #N/A
[34 empty] | 280 | #N/A | #N/A | #N/A | #N/A | #N/A | #N/A | #N/A | #N/A | #N/A | #N/A | #N/A | #N/A | #N/A | #N/A | #N/A | [7 empty] | 280 | #N/A | #N/A | #N/A | #N/A | #N/A | #N/A | #N/A | #N/A | #N/A | #N/A | #N/A | #N/A | #N/A | #N/A | #N/A
[34 empty] | 280 | #N/A | #N/A | #N/A | #N/A | #N/A | #N/A | #N/A | #N/A | #N/A | #N/A | #N/A | #N/A | #N/A | #N/A | #N/A | [7 empty] | 280 | #N/A | #N/A | #N/A | #N/A | #N/A | #N/A | #N/A | #N/A | #N/A | #N/A | #N/A | #N/A | #N/A | #N/A | #N/A
[34 empty] | 281 | #N/A | #N/A | #N/A | #N/A | #N/A | #N/A | #N/A | #N/A | #N/A | #N/A | #N/A | #N/A | #N/A | #N/A | #N/A | [7 empty] | 281 | #N/A | #N/A | #N/A | #N/A | #N/A | #N/A | #N/A | #N/A | #N/A | #N/A | #N/A | #N/A | #N/A | #N/A | #N/A
[34 empty] | 281 | #N/A | #N/A | #N/A | #N/A | #N/A | #N/A | #N/A | #N/A | #N/A | #N/A | #N/A | #N/A | #N/A | #N/A | #N/A | [7 empty] | 281 | #N/A | #N/A | #N/A | #N/A | #N/A | #N/A | #N/A | #N/A | #N/A | #N/A | #N/A | #N/A | #N/A | #N/A | #N/A
[34 empty] | 282 | #N/A | #N/A | #N/A | #N/A | #N/A | #N/A | #N/A | #N/A | #N/A | #N/A | #N/A | #N/A | #N/A | #N/A | #N/A | [7 empty] | 282 | #N/A | #N/A | #N/A | #N/A | #N/A | #N/A | #N/A | #N/A | #N/A | #N/A | #N/A | #N/A | #N/A | #N/A | #N/A
[34 empty] | 282 | #N/A | #N/A | #N/A | #N/A | #N/A | #N/A | #N/A | #N/A | #N/A | #N/A | #N/A | #N/A | #N/A | #N/A | #N/A | [7 empty] | 282 | #N/A | #N/A | #N/A | #N/A | #N/A | #N/A | #N/A | #N/A | #N/A | #N/A | #N/A | #N/A | #N/A | #N/A | #N/A
[34 empty] | 283 | #N/A | #N/A | #N/A | #N/A | #N/A | #N/A | #N/A | #N/A | #N/A | #N/A | #N/A | #N/A | #N/A | #N/A | #N/A | [7 empty] | 283 | #N/A | #N/A | #N/A | #N/A | #N/A | #N/A | #N/A | #N/A | #N/A | #N/A | #N/A | #N/A | #N/A | #N/A | #N/A
[34 empty] | 283 | #N/A | #N/A | #N/A | #N/A | #N/A | #N/A | #N/A | #N/A | #N/A | #N/A | #N/A | #N/A | #N/A | #N/A | #N/A | [7 empty] | 283 | #N/A | #N/A | #N/A | #N/A | #N/A | #N/A | #N/A | #N/A | #N/A | #N/A | #N/A | #N/A | #N/A | #N/A | #N/A
[34 empty] | 284 | #N/A | #N/A | #N/A | #N/A | #N/A | #N/A | #N/A | #N/A | #N/A | #N/A | #N/A | #N/A | #N/A | #N/A | #N/A | [7 empty] | 284 | #N/A | #N/A | #N/A | #N/A | #N/A | #N/A | #N/A | #N/A | #N/A | #N/A | #N/A | #N/A | #N/A | #N/A | #N/A
[34 empty] | 284 | #N/A | #N/A | #N/A | #N/A | #N/A | #N/A | #N/A | #N/A | #N/A | #N/A | #N/A | #N/A | #N/A | #N/A | #N/A | [7 empty] | 284 | #N/A | #N/A | #N/A | #N/A | #N/A | #N/A | #N/A | #N/A | #N/A | #N/A | #N/A | #N/A | #N/A | #N/A | #N/A
[34 empty] | 285 | #N/A | #N/A | #N/A | #N/A | #N/A | #N/A | #N/A | #N/A | #N/A | #N/A | #N/A | #N/A | #N/A | #N/A | #N/A | [7 empty] | 285 | #N/A | #N/A | #N/A | #N/A | #N/A | #N/A | #N/A | #N/A | #N/A | #N/A | #N/A | #N/A | #N/A | #N/A | #N/A
[34 empty] | 285 | #N/A | #N/A | #N/A | #N/A | #N/A | #N/A | #N/A | #N/A | #N/A | #N/A | #N/A | #N/A | #N/A | #N/A | #N/A | [7 empty] | 285 | #N/A | #N/A | #N/A | #N/A | #N/A | #N/A | #N/A | #N/A | #N/A | #N/A | #N/A | #N/A | #N/A | #N/A | #N/A
[34 empty] | 286 | #N/A | #N/A | #N/A | #N/A | #N/A | #N/A | #N/A | #N/A | #N/A | #N/A | #N/A | #N/A | #N/A | #N/A | #N/A | [7 empty] | 286 | #N/A | #N/A | #N/A | #N/A | #N/A | #N/A | #N/A | #N/A | #N/A | #N/A | #N/A | #N/A | #N/A | #N/A | #N/A
[34 empty] | 286 | #N/A | #N/A | #N/A | #N/A | #N/A | #N/A | #N/A | #N/A | #N/A | #N/A | #N/A | #N/A | #N/A | #N/A | #N/A | [7 empty] | 286 | #N/A | #N/A | #N/A | #N/A | #N/A | #N/A | #N/A | #N/A | #N/A | #N/A | #N/A | #N/A | #N/A | #N/A | #N/A
[34 empty] | 287 | #N/A | #N/A | #N/A | #N/A | #N/A | #N/A | #N/A | #N/A | #N/A | #N/A | #N/A | #N/A | #N/A | #N/A | #N/A | [7 empty] | 287 | #N/A | #N/A | #N/A | #N/A | #N/A | #N/A | #N/A | #N/A | #N/A | #N/A | #N/A | #N/A | #N/A | #N/A | #N/A
[34 empty] | 287 | #N/A | #N/A | #N/A | #N/A | #N/A | #N/A | #N/A | #N/A | #N/A | #N/A | #N/A | #N/A | #N/A | #N/A | #N/A | [7 empty] | 287 | #N/A | #N/A | #N/A | #N/A | #N/A | #N/A | #N/A | #N/A | #N/A | #N/A | #N/A | #N/A | #N/A | #N/A | #N/A
[34 empty] | 288 | #N/A | #N/A | #N/A | #N/A | #N/A | #N/A | #N/A | #N/A | #N/A | #N/A | #N/A | #N/A | #N/A | #N/A | #N/A | [7 empty] | 288 | #N/A | #N/A | #N/A | #N/A | #N/A | #N/A | #N/A | #N/A | #N/A | #N/A | #N/A | #N/A | #N/A | #N/A | #N/A
[34 empty] | 288 | #N/A | #N/A | #N/A | #N/A | #N/A | #N/A | #N/A | #N/A | #N/A | #N/A | #N/A | #N/A | #N/A | #N/A | #N/A | [7 empty] | 288 | #N/A | #N/A | #N/A | #N/A | #N/A | #N/A | #N/A | #N/A | #N/A | #N/A | #N/A | #N/A | #N/A | #N/A | #N/A
[34 empty] | 289 | #N/A | #N/A | #N/A | #N/A | #N/A | #N/A | #N/A | #N/A | #N/A | #N/A | #N/A | #N/A | #N/A | #N/A | #N/A | [7 empty] | 289 | #N/A | #N/A | #N/A | #N/A | #N/A | #N/A | #N/A | #N/A | #N/A | #N/A | #N/A | #N/A | #N/A | #N/A | #N/A
[34 empty] | 289 | #N/A | #N/A | #N/A | #N/A | #N/A | #N/A | #N/A | #N/A | #N/A | #N/A | #N/A | #N/A | #N/A | #N/A | #N/A | [7 empty] | 289 | #N/A | #N/A | #N/A | #N/A | #N/A | #N/A | #N/A | #N/A | #N/A | #N/A | #N/A | #N/A | #N/A | #N/A | #N/A
[34 empty] | 290 | #N/A | #N/A | #N/A | #N/A | #N/A | #N/A | #N/A | #N/A | #N/A | #N/A | #N/A | #N/A | #N/A | #N/A | #N/A | [7 empty] | 290 | #N/A | #N/A | #N/A | #N/A | #N/A | #N/A | #N/A | #N/A | #N/A | #N/A | #N/A | #N/A | #N/A | #N/A | #N/A
[34 empty] | 290 | #N/A | #N/A | #N/A | #N/A | #N/A | #N/A | #N/A | #N/A | #N/A | #N/A | #N/A | #N/A | #N/A | #N/A | #N/A | [7 empty] | 290 | #N/A | #N/A | #N/A | #N/A | #N/A | #N/A | #N/A | #N/A | #N/A | #N/A | #N/A | #N/A | #N/A | #N/A | #N/A
[34 empty] | 291 | #N/A | #N/A | #N/A | #N/A | #N/A | #N/A | #N/A | #N/A | #N/A | #N/A | #N/A | #N/A | #N/A | #N/A | #N/A | [7 empty] | 291 | #N/A | #N/A | #N/A | #N/A | #N/A | #N/A | #N/A | #N/A | #N/A | #N/A | #N/A | #N/A | #N/A | #N/A | #N/A
[34 empty] | 291 | #N/A | #N/A | #N/A | #N/A | #N/A | #N/A | #N/A | #N/A | #N/A | #N/A | #N/A | #N/A | #N/A | #N/A | #N/A | [7 empty] | 291 | #N/A | #N/A | #N/A | #N/A | #N/A | #N/A | #N/A | #N/A | #N/A | #N/A | #N/A | #N/A | #N/A | #N/A | #N/A
[34 empty] | 292 | #N/A | #N/A | #N/A | #N/A | #N/A | #N/A | #N/A | #N/A | #N/A | #N/A | #N/A | #N/A | #N/A | #N/A | #N/A | [7 empty] | 292 | #N/A | #N/A | #N/A | #N/A | #N/A | #N/A | #N/A | #N/A | #N/A | #N/A | #N/A | #N/A | #N/A | #N/A | #N/A
[34 empty] | 292 | #N/A | #N/A | #N/A | #N/A | #N/A | #N/A | #N/A | #N/A | #N/A | #N/A | #N/A | #N/A | #N/A | #N/A | #N/A | [7 empty] | 292 | #N/A | #N/A | #N/A | #N/A | #N/A | #N/A | #N/A | #N/A | #N/A | #N/A | #N/A | #N/A | #N/A | #N/A | #N/A
[34 empty] | 293 | #N/A | #N/A | #N/A | #N/A | #N/A | #N/A | #N/A | #N/A | #N/A | #N/A | #N/A | #N/A | #N/A | #N/A | #N/A | [7 empty] | 293 | #N/A | #N/A | #N/A | #N/A | #N/A | #N/A | #N/A | #N/A | #N/A | #N/A | #N/A | #N/A | #N/A | #N/A | #N/A
[34 empty] | 293 | #N/A | #N/A | #N/A | #N/A | #N/A | #N/A | #N/A | #N/A | #N/A | #N/A | #N/A | #N/A | #N/A | #N/A | #N/A | [7 empty] | 293 | #N/A | #N/A | #N/A | #N/A | #N/A | #N/A | #N/A | #N/A | #N/A | #N/A | #N/A | #N/A | #N/A | #N/A | #N/A
[34 empty] | 294 | #N/A | #N/A | #N/A | #N/A | #N/A | #N/A | #N/A | #N/A | #N/A | #N/A | #N/A | #N/A | #N/A | #N/A | #N/A | [7 empty] | 294 | #N/A | #N/A | #N/A | #N/A | #N/A | #N/A | #N/A | #N/A | #N/A | #N/A | #N/A | #N/A | #N/A | #N/A | #N/A
[34 empty] | 294 | #N/A | #N/A | #N/A | #N/A | #N/A | #N/A | #N/A | #N/A | #N/A | #N/A | #N/A | #N/A | #N/A | #N/A | #N/A | [7 empty] | 294 | #N/A | #N/A | #N/A | #N/A | #N/A | #N/A | #N/A | #N/A | #N/A | #N/A | #N/A | #N/A | #N/A | #N/A | #N/A
[34 empty] | 295 | #N/A | #N/A | #N/A | #N/A | #N/A | #N/A | #N/A | #N/A | #N/A | #N/A | #N/A | #N/A | #N/A | #N/A | #N/A | [7 empty] | 295 | #N/A | #N/A | #N/A | #N/A | #N/A | #N/A | #N/A | #N/A | #N/A | #N/A | #N/A | #N/A | #N/A | #N/A | #N/A
[34 empty] | 295 | #N/A | #N/A | #N/A | #N/A | #N/A | #N/A | #N/A | #N/A | #N/A | #N/A | #N/A | #N/A | #N/A | #N/A | #N/A | [7 empty] | 295 | #N/A | #N/A | #N/A | #N/A | #N/A | #N/A | #N/A | #N/A | #N/A | #N/A | #N/A | #N/A | #N/A | #N/A | #N/A
[34 empty] | 296 | #N/A | #N/A | #N/A | #N/A | #N/A | #N/A | #N/A | #N/A | #N/A | #N/A | #N/A | #N/A | #N/A | #N/A | #N/A | [7 empty] | 296 | #N/A | #N/A | #N/A | #N/A | #N/A | #N/A | #N/A | #N/A | #N/A | #N/A | #N/A | #N/A | #N/A | #N/A | #N/A
[34 empty] | 296 | #N/A | #N/A | #N/A | #N/A | #N/A | #N/A | #N/A | #N/A | #N/A | #N/A | #N/A | #N/A | #N/A | #N/A | #N/A | [7 empty] | 296 | #N/A | #N/A | #N/A | #N/A | #N/A | #N/A | #N/A | #N/A | #N/A | #N/A | #N/A | #N/A | #N/A | #N/A | #N/A
[34 empty] | 297 | #N/A | #N/A | #N/A | #N/A | #N/A | #N/A | #N/A | #N/A | #N/A | #N/A | #N/A | #N/A | #N/A | #N/A | #N/A | [7 empty] | 297 | #N/A | #N/A | #N/A | #N/A | #N/A | #N/A | #N/A | #N/A | #N/A | #N/A | #N/A | #N/A | #N/A | #N/A | #N/A
[34 empty] | 297 | #N/A | #N/A | #N/A | #N/A | #N/A | #N/A | #N/A | #N/A | #N/A | #N/A | #N/A | #N/A | #N/A | #N/A | #N/A | [7 empty] | 297 | #N/A | #N/A | #N/A | #N/A | #N/A | #N/A | #N/A | #N/A | #N/A | #N/A | #N/A | #N/A | #N/A | #N/A | #N/A
[34 empty] | 298 | #N/A | #N/A | #N/A | #N/A | #N/A | #N/A | #N/A | #N/A | #N/A | #N/A | #N/A | #N/A | #N/A | #N/A | #N/A | [7 empty] | 298 | #N/A | #N/A | #N/A | #N/A | #N/A | #N/A | #N/A | #N/A | #N/A | #N/A | #N/A | #N/A | #N/A | #N/A | #N/A
[34 empty] | 298 | #N/A | #N/A | #N/A | #N/A | #N/A | #N/A | #N/A | #N/A | #N/A | #N/A | #N/A | #N/A | #N/A | #N/A | #N/A | [7 empty] | 298 | #N/A | #N/A | #N/A | #N/A | #N/A | #N/A | #N/A | #N/A | #N/A | #N/A | #N/A | #N/A | #N/A | #N/A | #N/A
[34 empty] | 299 | #N/A | #N/A | #N/A | #N/A | #N/A | #N/A | #N/A | #N/A | #N/A | #N/A | #N/A | #N/A | #N/A | #N/A | #N/A | [7 empty] | 299 | #N/A | #N/A | #N/A | #N/A | #N/A | #N/A | #N/A | #N/A | #N/A | #N/A | #N/A | #N/A | #N/A | #N/A | #N/A
[34 empty] | 299 | #N/A | #N/A | #N/A | #N/A | #N/A | #N/A | #N/A | #N/A | #N/A | #N/A | #N/A | #N/A | #N/A | #N/A | #N/A | [7 empty] | 299 | #N/A | #N/A | #N/A | #N/A | #N/A | #N/A | #N/A | #N/A | #N/A | #N/A | #N/A | #N/A | #N/A | #N/A | #N/A
[34 empty] | 300 | #N/A | #N/A | #N/A | #N/A | #N/A | #N/A | #N/A | #N/A | #N/A | #N/A | #N/A | #N/A | #N/A | #N/A | #N/A | [7 empty] | 300 | #N/A | #N/A | #N/A | #N/A | #N/A | #N/A | #N/A | #N/A | #N/A | #N/A | #N/A | #N/A | #N/A | #N/A | #N/A
[34 empty] | 300 | #N/A | #N/A | #N/A | #N/A | #N/A | #N/A | #N/A | #N/A | #N/A | #N/A | #N/A | #N/A | #N/A | #N/A | #N/A | [7 empty] | 300 | #N/A | #N/A | #N/A | #N/A | #N/A | #N/A | #N/A | #N/A | #N/A | #N/A | #N/A | #N/A | #N/A | #N/A | #N/A
[34 empty] | 301 | #N/A | #N/A | #N/A | #N/A | #N/A | #N/A | #N/A | #N/A | #N/A | #N/A | #N/A | #N/A | #N/A | #N/A | #N/A | [7 empty] | 301 | #N/A | #N/A | #N/A | #N/A | #N/A | #N/A | #N/A | #N/A | #N/A | #N/A | #N/A | #N/A | #N/A | #N/A | #N/A
[34 empty] | 301 | #N/A | #N/A | #N/A | #N/A | #N/A | #N/A | #N/A | #N/A | #N/A | #N/A | #N/A | #N/A | #N/A | #N/A | #N/A | [7 empty] | 301 | #N/A | #N/A | #N/A | #N/A | #N/A | #N/A | #N/A | #N/A | #N/A | #N/A | #N/A | #N/A | #N/A | #N/A | #N/A
[34 empty] | 302 | #N/A | #N/A | #N/A | #N/A | #N/A | #N/A | #N/A | #N/A | #N/A | #N/A | #N/A | #N/A | #N/A | #N/A | #N/A | [7 empty] | 302 | #N/A | #N/A | #N/A | #N/A | #N/A | #N/A | #N/A | #N/A | #N/A | #N/A | #N/A | #N/A | #N/A | #N/A | #N/A
[34 empty] | 302 | #N/A | #N/A | #N/A | #N/A | #N/A | #N/A | #N/A | #N/A | #N/A | #N/A | #N/A | #N/A | #N/A | #N/A | #N/A | [7 empty] | 302 | #N/A | #N/A | #N/A | #N/A | #N/A | #N/A | #N/A | #N/A | #N/A | #N/A | #N/A | #N/A | #N/A | #N/A | #N/A
[34 empty] | 303 | #N/A | #N/A | #N/A | #N/A | #N/A | #N/A | #N/A | #N/A | #N/A | #N/A | #N/A | #N/A | #N/A | #N/A | #N/A | [7 empty] | 303 | #N/A | #N/A | #N/A | #N/A | #N/A | #N/A | #N/A | #N/A | #N/A | #N/A | #N/A | #N/A | #N/A | #N/A | #N/A
[34 empty] | 303 | #N/A | #N/A | #N/A | #N/A | #N/A | #N/A | #N/A | #N/A | #N/A | #N/A | #N/A | #N/A | #N/A | #N/A | #N/A | [7 empty] | 303 | #N/A | #N/A | #N/A | #N/A | #N/A | #N/A | #N/A | #N/A | #N/A | #N/A | #N/A | #N/A | #N/A | #N/A | #N/A
[34 empty] | 304 | #N/A | #N/A | #N/A | #N/A | #N/A | #N/A | #N/A | #N/A | #N/A | #N/A | #N/A | #N/A | #N/A | #N/A | #N/A | [7 empty] | 304 | #N/A | #N/A | #N/A | #N/A | #N/A | #N/A | #N/A | #N/A | #N/A | #N/A | #N/A | #N/A | #N/A | #N/A | #N/A
[34 empty] | 304 | #N/A | #N/A | #N/A | #N/A | #N/A | #N/A | #N/A | #N/A | #N/A | #N/A | #N/A | #N/A | #N/A | #N/A | #N/A | [7 empty] | 304 | #N/A | #N/A | #N/A | #N/A | #N/A | #N/A | #N/A | #N/A | #N/A | #N/A | #N/A | #N/A | #N/A | #N/A | #N/A
[34 empty] | 305 | #N/A | #N/A | #N/A | #N/A | #N/A | #N/A | #N/A | #N/A | #N/A | #N/A | #N/A | #N/A | #N/A | #N/A | #N/A | [7 empty] | 305 | #N/A | #N/A | #N/A | #N/A | #N/A | #N/A | #N/A | #N/A | #N/A | #N/A | #N/A | #N/A | #N/A | #N/A | #N/A
[34 empty] | 305 | #N/A | #N/A | #N/A | #N/A | #N/A | #N/A | #N/A | #N/A | #N/A | #N/A | #N/A | #N/A | #N/A | #N/A | #N/A | [7 empty] | 305 | #N/A | #N/A | #N/A | #N/A | #N/A | #N/A | #N/A | #N/A | #N/A | #N/A | #N/A | #N/A | #N/A | #N/A | #N/A
[34 empty] | 306 | #N/A | #N/A | #N/A | #N/A | #N/A | #N/A | #N/A | #N/A | #N/A | #N/A | #N/A | #N/A | #N/A | #N/A | #N/A | [7 empty] | 306 | #N/A | #N/A | #N/A | #N/A | #N/A | #N/A | #N/A | #N/A | #N/A | #N/A | #N/A | #N/A | #N/A | #N/A | #N/A
[34 empty] | 306 | #N/A | #N/A | #N/A | #N/A | #N/A | #N/A | #N/A | #N/A | #N/A | #N/A | #N/A | #N/A | #N/A | #N/A | #N/A | [7 empty] | 306 | #N/A | #N/A | #N/A | #N/A | #N/A | #N/A | #N/A | #N/A | #N/A | #N/A | #N/A | #N/A | #N/A | #N/A | #N/A
[34 empty] | 307 | #N/A | #N/A | #N/A | #N/A | #N/A | #N/A | #N/A | #N/A | #N/A | #N/A | #N/A | #N/A | #N/A | #N/A | #N/A | [7 empty] | 307 | #N/A | #N/A | #N/A | #N/A | #N/A | #N/A | #N/A | #N/A | #N/A | #N/A | #N/A | #N/A | #N/A | #N/A | #N/A
[34 empty] | 307 | #N/A | #N/A | #N/A | #N/A | #N/A | #N/A | #N/A | #N/A | #N/A | #N/A | #N/A | #N/A | #N/A | #N/A | #N/A | [7 empty] | 307 | #N/A | #N/A | #N/A | #N/A | #N/A | #N/A | #N/A | #N/A | #N/A | #N/A | #N/A | #N/A | #N/A | #N/A | #N/A
[34 empty] | 308 | #N/A | #N/A | #N/A | #N/A | #N/A | #N/A | #N/A | #N/A | #N/A | #N/A | #N/A | #N/A | #N/A | #N/A | #N/A | [7 empty] | 308 | #N/A | #N/A | #N/A | #N/A | #N/A | #N/A | #N/A | #N/A | #N/A | #N/A | #N/A | #N/A | #N/A | #N/A | #N/A
[34 empty] | 308 | #N/A | #N/A | #N/A | #N/A | #N/A | #N/A | #N/A | #N/A | #N/A | #N/A | #N/A | #N/A | #N/A | #N/A | #N/A | [7 empty] | 308 | #N/A | #N/A | #N/A | #N/A | #N/A | #N/A | #N/A | #N/A | #N/A | #N/A | #N/A | #N/A | #N/A | #N/A | #N/A
[34 empty] | 309 | #N/A | #N/A | #N/A | #N/A | #N/A | #N/A | #N/A | #N/A | #N/A | #N/A | #N/A | #N/A | #N/A | #N/A | #N/A | [7 empty] | 309 | #N/A | #N/A | #N/A | #N/A | #N/A | #N/A | #N/A | #N/A | #N/A | #N/A | #N/A | #N/A | #N/A | #N/A | #N/A
[34 empty] | 309 | #N/A | #N/A | #N/A | #N/A | #N/A | #N/A | #N/A | #N/A | #N/A | #N/A | #N/A | #N/A | #N/A | #N/A | #N/A | [7 empty] | 309 | #N/A | #N/A | #N/A | #N/A | #N/A | #N/A | #N/A | #N/A | #N/A | #N/A | #N/A | #N/A | #N/A | #N/A | #N/A
[34 empty] | 310 | #N/A | #N/A | #N/A | #N/A | #N/A | #N/A | #N/A | #N/A | #N/A | #N/A | #N/A | #N/A | #N/A | #N/A | #N/A | [7 empty] | 310 | #N/A | #N/A | #N/A | #N/A | #N/A | #N/A | #N/A | #N/A | #N/A | #N/A | #N/A | #N/A | #N/A | #N/A | #N/A
[34 empty] | 310 | #N/A | #N/A | #N/A | #N/A | #N/A | #N/A | #N/A | #N/A | #N/A | #N/A | #N/A | #N/A | #N/A | #N/A | #N/A | [7 empty] | 310 | #N/A | #N/A | #N/A | #N/A | #N/A | #N/A | #N/A | #N/A | #N/A | #N/A | #N/A | #N/A | #N/A | #N/A | #N/A
[34 empty] | 311 | #N/A | #N/A | #N/A | #N/A | #N/A | #N/A | #N/A | #N/A | #N/A | #N/A | #N/A | #N/A | #N/A | #N/A | #N/A | [7 empty] | 311 | #N/A | #N/A | #N/A | #N/A | #N/A | #N/A | #N/A | #N/A | #N/A | #N/A | #N/A | #N/A | #N/A | #N/A | #N/A
[34 empty] | 311 | #N/A | #N/A | #N/A | #N/A | #N/A | #N/A | #N/A | #N/A | #N/A | #N/A | #N/A | #N/A | #N/A | #N/A | #N/A | [7 empty] | 311 | #N/A | #N/A | #N/A | #N/A | #N/A | #N/A | #N/A | #N/A | #N/A | #N/A | #N/A | #N/A | #N/A | #N/A | #N/A
[34 empty] | 312 | #N/A | #N/A | #N/A | #N/A | #N/A | #N/A | #N/A | #N/A | #N/A | #N/A | #N/A | #N/A | #N/A | #N/A | #N/A | [7 empty] | 312 | #N/A | #N/A | #N/A | #N/A | #N/A | #N/A | #N/A | #N/A | #N/A | #N/A | #N/A | #N/A | #N/A | #N/A | #N/A
[34 empty] | 312 | #N/A | #N/A | #N/A | #N/A | #N/A | #N/A | #N/A | #N/A | #N/A | #N/A | #N/A | #N/A | #N/A | #N/A | #N/A | [7 empty] | 312 | #N/A | #N/A | #N/A | #N/A | #N/A | #N/A | #N/A | #N/A | #N/A | #N/A | #N/A | #N/A | #N/A | #N/A | #N/A
[34 empty] | 313 | #N/A | #N/A | #N/A | #N/A | #N/A | #N/A | #N/A | #N/A | #N/A | #N/A | #N/A | #N/A | #N/A | #N/A | #N/A | [7 empty] | 313 | #N/A | #N/A | #N/A | #N/A | #N/A | #N/A | #N/A | #N/A | #N/A | #N/A | #N/A | #N/A | #N/A | #N/A | #N/A
[34 empty] | 313 | #N/A | #N/A | #N/A | #N/A | #N/A | #N/A | #N/A | #N/A | #N/A | #N/A | #N/A | #N/A | #N/A | #N/A | #N/A | [7 empty] | 313 | #N/A | #N/A | #N/A | #N/A | #N/A | #N/A | #N/A | #N/A | #N/A | #N/A | #N/A | #N/A | #N/A | #N/A | #N/A
[34 empty] | 314 | #N/A | #N/A | #N/A | #N/A | #N/A | #N/A | #N/A | #N/A | #N/A | #N/A | #N/A | #N/A | #N/A | #N/A | #N/A | [7 empty] | 314 | #N/A | #N/A | #N/A | #N/A | #N/A | #N/A | #N/A | #N/A | #N/A | #N/A | #N/A | #N/A | #N/A | #N/A | #N/A
[34 empty] | 314 | #N/A | #N/A | #N/A | #N/A | #N/A | #N/A | #N/A | #N/A | #N/A | #N/A | #N/A | #N/A | #N/A | #N/A | #N/A | [7 empty] | 314 | #N/A | #N/A | #N/A | #N/A | #N/A | #N/A | #N/A | #N/A | #N/A | #N/A | #N/A | #N/A | #N/A | #N/A | #N/A
[34 empty] | 315 | #N/A | #N/A | #N/A | #N/A | #N/A | #N/A | #N/A | #N/A | #N/A | #N/A | #N/A | #N/A | #N/A | #N/A | #N/A | [7 empty] | 315 | #N/A | #N/A | #N/A | #N/A | #N/A | #N/A | #N/A | #N/A | #N/A | #N/A | #N/A | #N/A | #N/A | #N/A | #N/A
[34 empty] | 315 | #N/A | #N/A | #N/A | #N/A | #N/A | #N/A | #N/A | #N/A | #N/A | #N/A | #N/A | #N/A | #N/A | #N/A | #N/A | [7 empty] | 315 | #N/A | #N/A | #N/A | #N/A | #N/A | #N/A | #N/A | #N/A | #N/A | #N/A | #N/A | #N/A | #N/A | #N/A | #N/A
[34 empty] | 316 | #N/A | #N/A | #N/A | #N/A | #N/A | #N/A | #N/A | #N/A | #N/A | #N/A | #N/A | #N/A | #N/A | #N/A | #N/A | [7 empty] | 316 | #N/A | #N/A | #N/A | #N/A | #N/A | #N/A | #N/A | #N/A | #N/A | #N/A | #N/A | #N/A | #N/A | #N/A | #N/A
[34 empty] | 316 | #N/A | #N/A | #N/A | #N/A | #N/A | #N/A | #N/A | #N/A | #N/A | #N/A | #N/A | #N/A | #N/A | #N/A | #N/A | [7 empty] | 316 | #N/A | #N/A | #N/A | #N/A | #N/A | #N/A | #N/A | #N/A | #N/A | #N/A | #N/A | #N/A | #N/A | #N/A | #N/A
[34 empty] | 317 | #N/A | #N/A | #N/A | #N/A | #N/A | #N/A | #N/A | #N/A | #N/A | #N/A | #N/A | #N/A | #N/A | #N/A | #N/A | [7 empty] | 317 | #N/A | #N/A | #N/A | #N/A | #N/A | #N/A | #N/A | #N/A | #N/A | #N/A | #N/A | #N/A | #N/A | #N/A | #N/A
[34 empty] | 317 | #N/A | #N/A | #N/A | #N/A | #N/A | #N/A | #N/A | #N/A | #N/A | #N/A | #N/A | #N/A | #N/A | #N/A | #N/A | [7 empty] | 317 | #N/A | #N/A | #N/A | #N/A | #N/A | #N/A | #N/A | #N/A | #N/A | #N/A | #N/A | #N/A | #N/A | #N/A | #N/A
[34 empty] | 318 | #N/A | #N/A | #N/A | #N/A | #N/A | #N/A | #N/A | #N/A | #N/A | #N/A | #N/A | #N/A | #N/A | #N/A | #N/A | [7 empty] | 318 | #N/A | #N/A | #N/A | #N/A | #N/A | #N/A | #N/A | #N/A | #N/A | #N/A | #N/A | #N/A | #N/A | #N/A | #N/A
[34 empty] | 318 | #N/A | #N/A | #N/A | #N/A | #N/A | #N/A | #N/A | #N/A | #N/A | #N/A | #N/A | #N/A | #N/A | #N/A | #N/A | [7 empty] | 318 | #N/A | #N/A | #N/A | #N/A | #N/A | #N/A | #N/A | #N/A | #N/A | #N/A | #N/A | #N/A | #N/A | #N/A | #N/A
[34 empty] | 319 | #N/A | #N/A | #N/A | #N/A | #N/A | #N/A | #N/A | #N/A | #N/A | #N/A | #N/A | #N/A | #N/A | #N/A | #N/A | [7 empty] | 319 | #N/A | #N/A | #N/A | #N/A | #N/A | #N/A | #N/A | #N/A | #N/A | #N/A | #N/A | #N/A | #N/A | #N/A | #N/A
[34 empty] | 319 | #N/A | #N/A | #N/A | #N/A | #N/A | #N/A | #N/A | #N/A | #N/A | #N/A | #N/A | #N/A | #N/A | #N/A | #N/A | [7 empty] | 319 | #N/A | #N/A | #N/A | #N/A | #N/A | #N/A | #N/A | #N/A | #N/A | #N/A | #N/A | #N/A | #N/A | #N/A | #N/A
[34 empty] | 320 | #N/A | #N/A | #N/A | #N/A | #N/A | #N/A | #N/A | #N/A | #N/A | #N/A | #N/A | #N/A | #N/A | #N/A | #N/A | [7 empty] | 320 | #N/A | #N/A | #N/A | #N/A | #N/A | #N/A | #N/A | #N/A | #N/A | #N/A | #N/A | #N/A | #N/A | #N/A | #N/A
[34 empty] | 320 | #N/A | #N/A | #N/A | #N/A | #N/A | #N/A | #N/A | #N/A | #N/A | #N/A | #N/A | #N/A | #N/A | #N/A | #N/A | [7 empty] | 320 | #N/A | #N/A | #N/A | #N/A | #N/A | #N/A | #N/A | #N/A | #N/A | #N/A | #N/A | #N/A | #N/A | #N/A | #N/A
[34 empty] | 321 | #N/A | #N/A | #N/A | #N/A | #N/A | #N/A | #N/A | #N/A | #N/A | #N/A | #N/A | #N/A | #N/A | #N/A | #N/A | [7 empty] | 321 | #N/A | #N/A | #N/A | #N/A | #N/A | #N/A | #N/A | #N/A | #N/A | #N/A | #N/A | #N/A | #N/A | #N/A | #N/A
[34 empty] | 321 | #N/A | #N/A | #N/A | #N/A | #N/A | #N/A | #N/A | #N/A | #N/A | #N/A | #N/A | #N/A | #N/A | #N/A | #N/A | [7 empty] | 321 | #N/A | #N/A | #N/A | #N/A | #N/A | #N/A | #N/A | #N/A | #N/A | #N/A | #N/A | #N/A | #N/A | #N/A | #N/A
[34 empty] | 322 | #N/A | #N/A | #N/A | #N/A | #N/A | #N/A | #N/A | #N/A | #N/A | #N/A | #N/A | #N/A | #N/A | #N/A | #N/A | [7 empty] | 322 | #N/A | #N/A | #N/A | #N/A | #N/A | #N/A | #N/A | #N/A | #N/A | #N/A | #N/A | #N/A | #N/A | #N/A | #N/A
[34 empty] | 322 | #N/A | #N/A | #N/A | #N/A | #N/A | #N/A | #N/A | #N/A | #N/A | #N/A | #N/A | #N/A | #N/A | #N/A | #N/A | [7 empty] | 322 | #N/A | #N/A | #N/A | #N/A | #N/A | #N/A | #N/A | #N/A | #N/A | #N/A | #N/A | #N/A | #N/A | #N/A | #N/A
[34 empty] | 323 | #N/A | #N/A | #N/A | #N/A | #N/A | #N/A | #N/A | #N/A | #N/A | #N/A | #N/A | #N/A | #N/A | #N/A | #N/A | [7 empty] | 323 | #N/A | #N/A | #N/A | #N/A | #N/A | #N/A | #N/A | #N/A | #N/A | #N/A | #N/A | #N/A | #N/A | #N/A | #N/A
[34 empty] | 323 | #N/A | #N/A | #N/A | #N/A | #N/A | #N/A | #N/A | #N/A | #N/A | #N/A | #N/A | #N/A | #N/A | #N/A | #N/A | [7 empty] | 323 | #N/A | #N/A | #N/A | #N/A | #N/A | #N/A | #N/A | #N/A | #N/A | #N/A | #N/A | #N/A | #N/A | #N/A | #N/A
[34 empty] | 324 | #N/A | #N/A | #N/A | #N/A | #N/A | #N/A | #N/A | #N/A | #N/A | #N/A | #N/A | #N/A | #N/A | #N/A | #N/A | [7 empty] | 324 | #N/A | #N/A | #N/A | #N/A | #N/A | #N/A | #N/A | #N/A | #N/A | #N/A | #N/A | #N/A | #N/A | #N/A | #N/A
[34 empty] | 324 | #N/A | #N/A | #N/A | #N/A | #N/A | #N/A | #N/A | #N/A | #N/A | #N/A | #N/A | #N/A | #N/A | #N/A | #N/A | [7 empty] | 324 | #N/A | #N/A | #N/A | #N/A | #N/A | #N/A | #N/A | #N/A | #N/A | #N/A | #N/A | #N/A | #N/A | #N/A | #N/A
[34 empty] | 325 | #N/A | #N/A | #N/A | #N/A | #N/A | #N/A | #N/A | #N/A | #N/A | #N/A | #N/A | #N/A | #N/A | #N/A | #N/A | [7 empty] | 325 | #N/A | #N/A | #N/A | #N/A | #N/A | #N/A | #N/A | #N/A | #N/A | #N/A | #N/A | #N/A | #N/A | #N/A | #N/A
[34 empty] | 325 | #N/A | #N/A | #N/A | #N/A | #N/A | #N/A | #N/A | #N/A | #N/A | #N/A | #N/A | #N/A | #N/A | #N/A | #N/A | [7 empty] | 325 | #N/A | #N/A | #N/A | #N/A | #N/A | #N/A | #N/A | #N/A | #N/A | #N/A | #N/A | #N/A | #N/A | #N/A | #N/A
[34 empty] | 326 | #N/A | #N/A | #N/A | #N/A | #N/A | #N/A | #N/A | #N/A | #N/A | #N/A | #N/A | #N/A | #N/A | #N/A | #N/A | [7 empty] | 326 | #N/A | #N/A | #N/A | #N/A | #N/A | #N/A | #N/A | #N/A | #N/A | #N/A | #N/A | #N/A | #N/A | #N/A | #N/A
[34 empty] | 326 | #N/A | #N/A | #N/A | #N/A | #N/A | #N/A | #N/A | #N/A | #N/A | #N/A | #N/A | #N/A | #N/A | #N/A | #N/A | [7 empty] | 326 | #N/A | #N/A | #N/A | #N/A | #N/A | #N/A | #N/A | #N/A | #N/A | #N/A | #N/A | #N/A | #N/A | #N/A | #N/A
[34 empty] | 327 | #N/A | #N/A | #N/A | #N/A | #N/A | #N/A | #N/A | #N/A | #N/A | #N/A | #N/A | #N/A | #N/A | #N/A | #N/A | [7 empty] | 327 | #N/A | #N/A | #N/A | #N/A | #N/A | #N/A | #N/A | #N/A | #N/A | #N/A | #N/A | #N/A | #N/A | #N/A | #N/A
[34 empty] | 327 | #N/A | #N/A | #N/A | #N/A | #N/A | #N/A | #N/A | #N/A | #N/A | #N/A | #N/A | #N/A | #N/A | #N/A | #N/A | [7 empty] | 327 | #N/A | #N/A | #N/A | #N/A | #N/A | #N/A | #N/A | #N/A | #N/A | #N/A | #N/A | #N/A | #N/A | #N/A | #N/A
[34 empty] | 328 | #N/A | #N/A | #N/A | #N/A | #N/A | #N/A | #N/A | #N/A | #N/A | #N/A | #N/A | #N/A | #N/A | #N/A | #N/A | [7 empty] | 328 | #N/A | #N/A | #N/A | #N/A | #N/A | #N/A | #N/A | #N/A | #N/A | #N/A | #N/A | #N/A | #N/A | #N/A | #N/A
[34 empty] | 328 | #N/A | #N/A | #N/A | #N/A | #N/A | #N/A | #N/A | #N/A | #N/A | #N/A | #N/A | #N/A | #N/A | #N/A | #N/A | [7 empty] | 328 | #N/A | #N/A | #N/A | #N/A | #N/A | #N/A | #N/A | #N/A | #N/A | #N/A | #N/A | #N/A | #N/A | #N/A | #N/A
[34 empty] | 329 | #N/A | #N/A | #N/A | #N/A | #N/A | #N/A | #N/A | #N/A | #N/A | #N/A | #N/A | #N/A | #N/A | #N/A | #N/A | [7 empty] | 329 | #N/A | #N/A | #N/A | #N/A | #N/A | #N/A | #N/A | #N/A | #N/A | #N/A | #N/A | #N/A | #N/A | #N/A | #N/A
[34 empty] | 329 | #N/A | #N/A | #N/A | #N/A | #N/A | #N/A | #N/A | #N/A | #N/A | #N/A | #N/A | #N/A | #N/A | #N/A | #N/A | [7 empty] | 329 | #N/A | #N/A | #N/A | #N/A | #N/A | #N/A | #N/A | #N/A | #N/A | #N/A | #N/A | #N/A | #N/A | #N/A | #N/A
[34 empty] | 330 | #N/A | #N/A | #N/A | #N/A | #N/A | #N/A | #N/A | #N/A | #N/A | #N/A | #N/A | #N/A | #N/A | #N/A | #N/A | [7 empty] | 330 | #N/A | #N/A | #N/A | #N/A | #N/A | #N/A | #N/A | #N/A | #N/A | #N/A | #N/A | #N/A | #N/A | #N/A | #N/A
[34 empty] | 330 | #N/A | #N/A | #N/A | #N/A | #N/A | #N/A | #N/A | #N/A | #N/A | #N/A | #N/A | #N/A | #N/A | #N/A | #N/A | [7 empty] | 330 | #N/A | #N/A | #N/A | #N/A | #N/A | #N/A | #N/A | #N/A | #N/A | #N/A | #N/A | #N/A | #N/A | #N/A | #N/A
[34 empty] | 331 | #N/A | #N/A | #N/A | #N/A | #N/A | #N/A | #N/A | #N/A | #N/A | #N/A | #N/A | #N/A | #N/A | #N/A | #N/A | [7 empty] | 331 | #N/A | #N/A | #N/A | #N/A | #N/A | #N/A | #N/A | #N/A | #N/A | #N/A | #N/A | #N/A | #N/A | #N/A | #N/A
Note on C45: Display only those zones that have greater than or equal to this number of project opportunity areas within 10 km of surface freshwater. If set to 0, then all zones will be displayed.

## Wind_Data_Calc
Change PV, CSP co-location fields
List used for criteria in Scoring criteria worksheet
Country | kenya_wind | [21 empty] | SUM_zLCOEtotSub_chosen
SUM_zLCOEtotTrans_chosen
SUM_zLCOEgen_chosen
[20 empty] | capacityValueRatio_10percentPeakHours | capacityValueRatio_chosen3peakHours | capacityValueRatio_chosen3peakHours_multiyear | SUM_zSubCost
SUM_zTransCost
SUM_zRoadCost
[23 empty] | capacityValueRatio_10percentPeakHours | [79 empty] | '
[23 empty] | Max | 0.61564 | 0.67565 | 0.78033 | 0.40426 | 0.42236 | 0.61564 | 9.2874 | 74.8392 | 4.3974 | 45.9694 | 1 | 1 | 14.973 | 14.9559 | 25.3997 | 87.635 | 89.4865 | 108.9845 | 109.2333 | 117.5511 | 117.8422 | [15 empty] | 1.62 | 1.48 | 1.4
[63 empty] | SUM_ScWater |  |  | SUM_zTransCost | SUM_zSubCost | SUM_zRoadCost | SUM_zLCOEgen_chosen | SUM_zLCOEtotTrans_chosen | SUM_zLCOEtotSub_chosen | capacityValueRatio_10percentPeakHours | [11 empty] | SUM_zLCOEtotSub_chosen |  |  |  |  | Based on | Zone ranking based on zone score | [6 empty] | Zone ranking based on total LCOE
[23 empty] | Min | 0.3231 | 0.28037 | 0.31527 | 0.0081016 | 0.022216 | 0.0077388 | 0.12361 | 0.12222 | 1.0024 | 1.4926 | 0.042105 | 0.033802 | 1.6924 | 1.7229 | 0.029391 | 36.7445 | 37.1877 | 40.3795 | 40.41 | 40.4938 | 40.5216 | [15 empty] | 0.74 | 0.78 | 0.75 | [21 empty] | SUM_zLCOEtotTrans_chosen | SUM_ElectGen_chosen |  |  |  | transmission line
|  | Number of Zones | #N/A
|  |  | 14 | [61 empty] | Weights | 0 | 0 | 0 | 0 | 0.3 | 0.3 | 0.1 | 0.15 | 0.1 | 0.05 | 0 | 0.05 | 0.05 | 0.05 | 0.05 | 0.05 | 0.05 | [22 empty] | Electricity Demand in 2030 |  |  | List of countries corresponding to worksheet names and scenario 2 resource thresholds in W/m2
|  | 3 | OBJECTID | GroupVal | SUM_InstalledCapacity | SUM_area_chosenClsI | SUM_area_chosenClsII | SUM_ElectGen_chosen | SUM_ScWater | SUM_area_chosenClsIII | SUM_ElectGen_clsII | FIRST_SUM_Area | GroupVal_1 | FREQUENCY | SUM_zNEAR_Trans | SUM_zNEAR_Sub | SUM_zNEAR_Road | SUM_zNEAR_wind | SUM_zNEAR_geothermal | SUM_zNEAR_allRE | SUM_zNEAR_Load | SUM_zNEAR_water | SUM_zRQ_Wm2 | SUM_zCF_chosen | SUM_zCF_ClsII | SUM_zCF_tTier | SUM_zCF_chosenClsIII | SUM_zCF_chosenClsII | SUM_zCF_chosenClsI | SUM_zSLOPE | SUM_zPOPDEN | SUM_zLULC | SUM_zHumanFootprint | SUM_zcoloc_PV | SUM_zcoloc_CSP | SUM_zTransCost | SUM_zSubCost | SUM_zRoadCost | SUM_zLCOEgen_chosen | SUM_zLCOEgen_clsII | SUM_zLCOEtotTrans_chosen | SUM_zLCOEtotSub_chosen | SUM_zLCOEtotTrans_clsII | SUM_zLCOEtotSub_clsII | SUM_zScSlope | SUM_zScPop | SUM_zScLULC | SUM_zScREloc | SUM_zScREloc_geo | SUM_zScREloc_all | SUM_zScColoc | SUM_zScLoad | SUM_zScRoad | SUM_zScSub | SUM_zScTrans | SUM_zScHumanFootprint | zoneIdentification | distance_nearest_3TierWindLocation_km | siteName | capacityValueRatio_10percentPeakHours | capacityValueRatio_chosen3peakHours | capacityValueRatio_chosen3peakHours_multiyear | Omit below threshold for # projects within 10km of water | Omit if 1 |  | SUM_zScTransCost | SUM_zScSubCost | SUM_zScRoadCost | SUM_zScLCOEgen | SUM_zScLCOEtotTrans | SUM_zScLCOEtotSub | SUM_zScCapVal | SUM_zScLoad | SUM_zScREloc | SUM_zScREloc_geo | SUM_zScREloc_all | SUM_zcoloc_PV | SUM_zcoloc_CSP | SUM_zScLULC | SUM_zScPop | SUM_zScSlope | SUM_zScHumanFootprint | Total Score with weights | Total LCOE | Annual Electricity Generation MWh (discounted) | Zone ID | GroupVal | Score Ranking | Total LCOE Ranking | Zone Rank | Zone ID | GroupVal | Total Score with weights | Total LCOE | Annual Electricity Generation MWh (discounted) | Cumulative Generation Potential (GWh) | Zone Rank | Zone ID | GroupVal | Total Score with weights | Total LCOE | Annual Electricity Generation MWh (discounted) | Cumulative Generation Potential (GWh) | GroupVal In ( | Country | demand2030 | number of zones | Country | wind | CSP | PV | wind | CSP | PV
|  |  | 1 | 11 | 103.5 | 0 | 45 | 345838.8015 | 2 | 1 | 344735.5917 | 46 | 11 | 2 | 3873.7431 | 45889.9149 | 109.6821 | 417365.642 | 258904.3145 | 258904.3145 | 98199.0814 | 4836.4981 | 350.9658 | 0.38144 | 0.38023 | 0.43371 | 0.20989 | 0.38076 | 0 | 0.45576 | 3.6359 | 3.875 | 40.6739 | 0 | 0 | 2.4674 | 3.8389 | 0.029391 | 65.9383 | 65.9751 | 68.4352 | 69.8067 | 68.4801 | 69.8561 | 0.97721 | 0.96364 | 0.28125 | 0 | 0 | 0 | 0 | 0.018685 | 0.9989 | 0.5411 | 0.96126 | 0.59326 | A | 4 | 0 | 1.04 | 1.05 | 1.04 | 0 | 0 |  | 0.94164 | 0 | 1 | 0.42634 | 0.59105 | 0 | 0.34091 | 0.018685 | 0 | 0 | 0 | 0 | 0 | 0.28125 | 0.96364 | 0.97721 | 0.59326 | 0.35498 | 68.4352 | 345838.8015 | A | 11 | 89 | 33 | 1 | DP | 40.1.6 | 0.64425 | 40.3795 | 2156849.0208 | 2156.849 | 1 | DP | 40.1.6 | 0.64425 | 40.3795 | 2156849.0208 | 2156.849 | '40.1.6' | angola | 20294 |  | units1 | Wind Power Density | Annual Average DNI | Annual Average GHI | Wind Speed | Annual Average DNI | Annual Average GHI | Wind resource conversion |  | RE Technologies for Colocation
|  |  | 2 | 18.1.1 | 833.1656 | 0 | 0 | 2404756.9158 | 0 | 371 | 2113369.135 | 370.2958 | 18.1.1 | 21 | 45468.9015 | 48991.5745 | 27391.9368 | 97593.331 | 38784.0291 | 36859.2387 | 113546.1536 | 25276.9136 | 305.0438 | 0.32949 | 0.28956 | 0.33541 | 0.32949 | 0 | 0 | 3.2789 | 12.4831 | 2.6959 | 27.8583 | 0.80611 | 0 | 4.4383 | 4.5684 | 8.5942 | 85.918 | 86.8944 | 98.9505 | 99.0806 | 101.7234 | 101.8723 | 0.83605 | 0.87517 | 0.57602 | 0 | 0 | 0 | 0.40306 | 0 | 0.72608 | 0.51008 | 0.54531 | 0.72142 | B | 84 | 0 | 1.62 | 1.48 | 1.4 | 0 | 0 |  | 0.79324 | 0 | 0.66241 | 0.033738 | 0.14626 | 0 | 1 | 0 | 0 | 0 | 0 | 0.80611 | 0 | 0.57602 | 0.87517 | 0.83605 | 0.72142 | 0.33462 | 98.9505 | 2404756.9158 | B | 18.1.1 | 119 | 181 | 2 | ET | 45.1.20 | 0.6027 | 47.8851 | 2362210.7866 | 4519.0598 | 2 | EZ | 45.1.3 | 0.54314 | 47.6655 | 3493182.9011 | 5650.0319 | '45.1.3' | botswana | 7730 | 23 | units2 | W/m2 | W/m2 | W/m2 | m/s | kWh/m2/day | kWh/m2/day | W/m2 | m/s | wind | PV | CSP
|  |  | 3 | 20 | 170.4375 | 0 | 6.25 | 575542.6929 | 0 | 69.5 | 497159.8292 | 75.75 | 20 | 11 | 15519.1955 | 18471.6131 | 8704.1326 | 425596.4116 | 292990.8192 | 292990.8191 | 145330.812 | 24716.7903 | 290.6649 | 0.38549 | 0.33299 | 0.37434 | 0.35423 | 0.031259 | 0 | 0.15992 | 6.3597 | 3.4818 | 21.1386 | 0 | 0 | 2.8269 | 2.9215 | 2.3062 | 72.6255 | 75.551 | 77.7585 | 77.8531 | 81.5398 | 81.6501 | 0.992 | 0.9364 | 0.37954 | 0 | 0 | 0 | 0 | 0 | 0.91296 | 0.81528 | 0.84481 | 0.78861 | C | 44 | 0 | 1.04 | 1.05 | 1.04 | 0 | 0 |  | 0.91458 | 0 | 0.91026 | 0.29494 | 0.45516 | 0 | 0.34091 | 0 | 0 | 0 | 0 | 0 | 0 | 0.37954 | 0.9364 | 0.992 | 0.78861 | 0.32547 | 77.7585 | 575542.6929 | C | 20 | 132 | 80 | 3 | DM | 40.1.2 | 0.59389 | 50.1873 | 3749179.5329 | 8268.2393 | 3 | ET | 45.1.20 | 0.6027 | 47.8851 | 2362210.7866 | 8012.2427 | '45.1.20' | burundi | 622 |  | angola | 200 | 280 | 250 | 5.6 | 6.72 | 6 | 200 | 5.6 | PV | CSP | PV
|  |  | 4 | 25 | 72 | 0 | 0 | 216276.4101 | 0 | 32 | 184421.5121 | 32 | 25 | 5 | 65978.9314 | 67057.0852 | 1897.1642 | 372526.3466 | 298009.3601 | 298009.3601 | 195975.2634 | 39243.2666 | 258.6452 | 0.3429 | 0.2924 | 0.32956 | 0.3429 | 0 | 0 | 0.27238 | 26.1797 | 3.9844 | 38.2187 | 0 | 0 | 4.9999 | 5.039 | 0.56324 | 82.326 | 85.7946 | 87.8891 | 87.9282 | 92.3178 | 92.3636 | 0.98638 | 0.7382 | 0.25391 | 0 | 0 | 0 | 0 | 0 | 0.98103 | 0.32943 | 0.34021 | 0.61781 | D | 95 | 0 | 1.12 | 1.08 | 1.08 | 0 | 0 |  | 0.75095 | 0 | 0.97896 | 0.10432 | 0.30749 | 0 | 0.43182 | 0 | 0 | 0 | 0 | 0 | 0 | 0.25391 | 0.7382 | 0.98638 | 0.61781 | 0.26524 | 87.8891 | 216276.4101 | D | 25 | 175 | 148 | 4 | EZ | 45.1.3 | 0.54314 | 47.6655 | 3493182.9011 | 11761.4222 | 4 | EL | 45.1.10 | 0.52975 | 49.7275 | 5325812.4948 | 13338.0552 | '45.1.10' | drc | 21225 |  | botswana | 200 | 280 | 250 | 5.6 | 6.72 | 6 | 250 | 6 | CSP | wind | wind
|  |  | 5 | 26 | 72 | 0 | 0 | 225738.0897 | 0 | 32 | 193335.673 | 32 | 26 | 2 | 84016.4839 | 84129.2217 | 662.0314 | 375127.5827 | 316231.0692 | 316231.0692 | 209925.5237 | 55433.142 | 273.6223 | 0.35791 | 0.30653 | 0.3462 | 0.35791 | 0 | 0 | 0.15015 | 14.9063 | 3.7266 | 39.0625 | 0 | 0 | 5.4175 | 5.4214 | 0.18937 | 78.8727 | 81.8346 | 84.4796 | 84.4835 | 88.3811 | 88.3857 | 0.99249 | 0.85094 | 0.31836 | 0 | 0 | 0 | 0 | 0 | 0.99338 | 0.15871 | 0.15984 | 0.60938 | E | 104 | 0 | 1.12 | 1.08 | 1.08 | 0 | 0 |  | 0.71951 | 0 | 0.99369 | 0.17218 | 0.35719 | 0 | 0.43182 | 0 | 0 | 0 | 0 | 0 | 0 | 0.31836 | 0.85094 | 0.99249 | 0.60938 | 0.2889 | 84.4796 | 225738.0897 | E | 26 | 163 | 124 | 5 | FQ | 45_2.2.7 | 0.53855 | 63.9083 | 4431270.3778 | 16192.6926 | 5 | FC | 45.1.7 | 0.52817 | 49.9032 | 4612376.949 | 17950.4322 | '45.1.7' | djibouti | 764 |  | burundi | 200 | 260 | 230 | 5.6 | 6.24 | 5.52 | 300 | 6.4
|  |  | 6 | 27 | 509.625 | 0 | 104.75 | 1513623.7065 | 0 | 121.75 | 1390756.4331 | 226.5 | 27 | 18 | 40535.9801 | 67079.6021 | 1627.6377 | 108468.3676 | 82371.3414 | 82371.3414 | 127919.4425 | 78581.3881 | 278.8384 | 0.33905 | 0.31153 | 0.34657 | 0.27985 | 0.25735 | 0 | 3.1245 | 32.7748 | 3.351 | 34.2914 | 0.39404 | 0.39404 | 4.1253 | 5.1007 | 0.48777 | 78.9348 | 80.7497 | 83.5479 | 84.5232 | 85.8057 | 86.8691 | 0.84377 | 0.67225 | 0.41225 | 0 | 0 | 0 | 0.39404 | 0 | 0.98372 | 0.3292 | 0.59464 | 0.65709 | F | 3 | 0 | 1.31 | 1.25 | 1.22 | 0 | 0 |  | 0.81681 | 0 | 0.98193 | 0.17096 | 0.37077 | 0 | 0.64773 | 0 | 0 | 0 | 0 | 0.39404 | 0.39404 | 0.41225 | 0.67225 | 0.84377 | 0.65709 | 0.34468 | 83.5479 | 1513623.7065 | F | 27 | 108 | 119 | 6 | EL | 45.1.10 | 0.52975 | 49.7275 | 5325812.4948 | 21518.5051 | 6 | DM | 40.1.2 | 0.59389 | 50.1873 | 3749179.5329 | 21699.6117 | '40.1.2' | egypt | 455525 |  | djibouti | 300 | 260 | 250 | 6.4 | 6.24 | 6 | 350 | 6.7
|  |  | 7 | 29.1.1 | 489.9375 | 0 | 0 | 1418491.763 | 12 | 217.75 | 1233833.3864 | 217.75 | 29.1.1 | 14 | 22361.8082 | 27601.6715 | 23147.0726 | 47935.0721 | 37965.9558 | 28083.0465 | 63522.0602 | 5639.7563 | 279.3499 | 0.33051 | 0.28748 | 0.32752 | 0.33051 | 0 | 0 | 3.8186 | 8.1447 | 3.0689 | 26.8645 | 0.43628 | 0 | 3.5534 | 3.7513 | 7.1829 | 85.5344 | 87.3852 | 96.2706 | 96.4686 | 99.727 | 99.9542 | 0.80907 | 0.91855 | 0.48278 | 0 | 0 | 0.016127 | 0.21814 | 0.36478 | 0.76853 | 0.72398 | 0.77638 | 0.73135 | G | 34 | 0 | 1.62 | 1.48 | 1.4 | 0 | 0 |  | 0.85987 | 0 | 0.71804 | 0.041277 | 0.18532 | 0 | 1 | 0.36478 | 0 | 0 | 0.016127 | 0.43628 | 0 | 0.48278 | 0.91855 | 0.80907 | 0.73135 | 0.37921 | 96.2706 | 1418491.763 | G | 29.1.1 | 73 | 175 | 7 | FC | 45.1.7 | 0.52817 | 49.9032 | 4612376.949 | 26130.8821 | 7 | FB | 45.1.6 | 0.52146 | 51.8978 | 5036205.3829 | 26735.8171 | '45.1.6' | ethiopia | 21363 | 91 | drc | 200 | 260 | 210 | 5.6 | 6.24 | 5.04 | 400 | 7
|  |  | 8 | 29.1.2 | 1379.25 | 0 | 0 | 4108105.3543 | 10 | 613 | 3576205.4953 | 613 | 29.1.2 | 41 | 5240.295 | 19818.7719 | 4755.3537 | 19515.3288 | 36561.7509 | 18214.0666 | 36141.3848 | 15218.5407 | 287.2904 | 0.34001 | 0.29599 | 0.32884 | 0.34001 | 0 | 0 | 5.2641 | 21.5449 | 3.2219 | 31.7349 | 0.57382 | 0 | 2.8207 | 3.3548 | 1.4257 | 83.1135 | 84.8611 | 87.3599 | 87.8939 | 89.7367 | 90.35 | 0.73679 | 0.78455 | 0.44454 | 0.29563 | 0.06487 | 0.32635 | 0.28691 | 0.63859 | 0.95245 | 0.80181 | 0.9476 | 0.68265 | H | 7 | 0 | 1.62 | 1.48 | 1.4 | 0 | 0 |  | 0.91504 | 0 | 0.94496 | 0.088848 | 0.3152 | 0 | 1 | 0.63859 | 0.29563 | 0.06487 | 0.32635 | 0.57382 | 0 | 0.44454 | 0.78455 | 0.73679 | 0.68265 | 0.48427 | 87.3599 | 4108105.3543 | H | 29.1.2 | 18 | 144 | 8 | FB | 45.1.6 | 0.52146 | 51.8978 | 5036205.3829 | 31167.0874 | 8 | FE | 45_1.2.1 | 0.51493 | 55.3857 | 3442174.8812 | 30177.9919 | '45_1.2.1' | kenya | 20646 | 123 | egypt | 200 | 270 | 230 | 5.6 | 6.48 | 5.52 | 450 | 7.3
|  |  | 9 | 31.1.1 | 249.1875 | 0 | 0 | 795544.7195 | 0 | 110.75 | 683504.6662 | 110.75 | 31.1.1 | 12 | 115345.4942 | 115663.3927 | 10676.8298 | 355060.3912 | 327422.3306 | 327422.3305 | 263424.1252 | 74149.2432 | 280.8397 | 0.36445 | 0.31312 | 0.35083 | 0.36445 | 0 | 0 | 0.30288 | 2.5914 | 4.1422 | 21.9887 | 0 | 0 | 6.3905 | 6.401 | 2.9626 | 77.482 | 80.1455 | 86.8351 | 86.8456 | 91.0286 | 91.0407 | 0.98486 | 0.97409 | 0.21445 | 0 | 0 | 0 | 0 | 0 | 0.89323 | 0 | 0 | 0.78011 | I | 93 | 0 | 1.16 | 1.15 | 1.13 | 0 | 0 |  | 0.64625 | 0 | 0.88438 | 0.19951 | 0.32285 | 0 | 0.47727 | 0 | 0 | 0 | 0 | 0 | 0 | 0.21445 | 0.97409 | 0.98486 | 0.78011 | 0.29226 | 86.8351 | 795544.7195 | I | 31.1.1 | 160 | 139 | 9 | FE | 45_1.2.1 | 0.51493 | 55.3857 | 3442174.8812 | 34609.2623 | 9 | FI | 45_2.2.11 | 0.50655 | 56.393 | 5333786.9375 | 35511.7789 | '45_2.2.11' | lesotho | 1309 |  | ethiopia | 200 | 280 | 250 | 5.6 | 6.72 | 6 | 500 | 7.5
|  |  | 10 | 31.1.2 | 827.4375 | 0 | 0 | 2546491.9566 | 0 | 367.75 | 2172264.186 | 367.75 | 31.1.2 | 25 | 110232.0506 | 110266.4826 | 3243.0216 | 367661.5387 | 337448.6135 | 337448.6134 | 247187.6505 | 69203.7708 | 264.2993 | 0.35132 | 0.29969 | 0.33528 | 0.35132 | 0 | 0 | 0.32525 | 3.5316 | 4.1108 | 26.9143 | 0 | 0 | 6.4539 | 6.4551 | 0.95509 | 80.3674 | 83.7288 | 87.7764 | 87.7776 | 92.4198 | 92.4212 | 0.98374 | 0.96468 | 0.2223 | 0 | 0 | 0 | 0 | 0 | 0.96757 | 0.0043644 | 0.004467 | 0.73086 | J | 110 | 0 | 1.16 | 1.15 | 1.13 | 0 | 0 |  | 0.64147 | 0 | 0.96351 | 0.14281 | 0.30913 | 0 | 0.47727 | 0 | 0 | 0 | 0 | 0 | 0 | 0.2223 | 0.96468 | 0.98374 | 0.73086 | 0.28555 | 87.7764 | 2546491.9566 | J | 31.1.2 | 165 | 147 | 10 | FA | 45.1.5 | 0.5148 | 61.3429 | 3209636.2034 | 37818.8985 | 10 | EM | 45.1.11 | 0.49389 | 56.56 | 3442817.6006 | 38954.5965 | '45.1.11' | libya | 170000 |  | kenya | 250 | 270 | 250 | 6 | 6.48 | 6 | 550 | 7.8
|  |  | 11 | 33 | 690.1875 | 0 | 0 | 1953467.0168 | 0 | 306.75 | 1708068.7423 | 306.75 | 33 | 27 | 17035.4064 | 31364.4238 | 2932.8003 | 76436.6407 | 75060.6944 | 72338.2479 | 81038.0774 | 25087.6243 | 285.8441 | 0.3231 | 0.28251 | 0.3171 | 0.3231 | 0 | 0 | 2.2397 | 29.9837 | 3.652 | 36.6202 | 0.10676 | 0.10676 | 3.42 | 3.9697 | 0.9834 | 87.635 | 89.0685 | 92.0384 | 92.5881 | 94.1027 | 94.733 | 0.88802 | 0.70016 | 0.337 | 0 | 0 | 0 | 0.10676 | 0.18962 | 0.97067 | 0.68636 | 0.82965 | 0.6338 | K | 97 | 0 | 1.09 | 1.04 | 0.98 | 0 | 0 |  | 0.86992 | 0 | 0.9624 | 0 | 0.24701 | 0 | 0.39773 | 0.18962 | 0 | 0 | 0 | 0.10676 | 0.10676 | 0.337 | 0.70016 | 0.88802 | 0.6338 | 0.28094 | 92.0384 | 1953467.0168 | K | 33 | 168 | 161 | 11 | FI | 45_2.2.11 | 0.50655 | 56.393 | 5333786.9375 | 43152.6855 | 11 | DN | 40.1.3 | 0.50565 | 57.6951 | 4515318.8828 | 43469.9154 | '40.1.3' | malawi | 3667 | 22 | lesotho | 200 | 280 | 250 | 5.6 | 6.72 | 6 | 600 | 8
|  |  | 12 | 34 | 80.4375 | 1 | 20.25 | 249469.2335 | 0 | 14.5 | 237506.8373 | 35.75 | 34 | 5 | 977.6513 | 10357.3773 | 6299.6427 | 14536.1061 | 25476.0934 | 14536.1061 | 153901.542 | 34252.8888 | 317.6915 | 0.35404 | 0.33706 | 0.35685 | 0.30939 | 0.33797 | 0.024185 | 5.5352 | 74.8392 | 3.4895 | 33.3077 | 0 | 0 | 2.5577 | 2.8888 | 1.8267 | 74.6532 | 74.7128 | 79.0377 | 79.3687 | 79.3294 | 79.6782 | 0.72324 | 0.25161 | 0.37762 | 0.41856 | 0.020538 | 0.41856 | 0 | 0 | 0.937 | 0.89643 | 0.99022 | 0.66692 | L | 17 | 0 | 1.09 | 1.04 | 0.98 | 0 | 0 |  | 0.93485 | 0 | 0.92916 | 0.25509 | 0.43651 | 0 | 0.39773 | 0 | 0.41856 | 0.020538 | 0.41856 | 0 | 0 | 0.37762 | 0.25161 | 0.72324 | 0.66692 | 0.31458 | 79.0377 | 249469.2335 | L | 34 | 142 | 83 | 12 | DN | 40.1.3 | 0.50565 | 57.6951 | 4515318.8828 | 47668.0044 | 12 | DR | 40.1.9 | 0.46965 | 57.9552 | 1894898.1629 | 45364.8135 | '40.1.9' | mozambique | 8840 | 60 | libya | 300 | 280 | 250 | 6.4 | 6.72 | 6
|  |  | 13 | 35 | 253.125 | 3.5 | 57.5 | 816996.2757 | 0 | 51.5 | 770202.3454 | 112.5 | 35 | 10 | 8213.8652 | 21193.8001 | 453.6539 | 5056.1902 | 26316.0284 | 5056.1902 | 176377.5828 | 56982.1248 | 334.495 | 0.36845 | 0.34735 | 0.37647 | 0.22966 | 0.29898 | 0.063211 | 1.1332 | 29.9978 | 3.7644 | 32.8578 | 0.26222 | 0.26222 | 2.7082 | 3.1538 | 0.13381 | 72.0776 | 73.1795 | 74.9197 | 75.3652 | 76.2364 | 76.7236 | 0.94334 | 0.70002 | 0.30889 | 0.79775 | 0.04439 | 0.79775 | 0.26222 | 0 | 0.99546 | 0.78806 | 0.91786 | 0.67142 | M | 5 | 0 | 1.09 | 1.04 | 0.98 | 0 | 0 |  | 0.92351 | 0 | 0.99588 | 0.3057 | 0.49654 | 0 | 0.39773 | 0 | 0.79775 | 0.04439 | 0.79775 | 0.26222 | 0.26222 | 0.30889 | 0.70002 | 0.94334 | 0.67142 | 0.42813 | 74.9197 | 816996.2757 | M | 35 | 47 | 64 | 13 | EP | 45.1.17 | 0.49986 | 59.1001 | 3098516.1731 | 50766.5205 | 13 | ES | 45.1.2 | 0.49783 | 58.2335 | 6150223.8554 | 51515.0374 | '45.1.2' | namibia | 5420 | 30 | malawi | 200 | 260 | 240 | 5.6 | 6.24 | 5.76
|  |  | 14 | 36 | 213.75 | 0 | 17.75 | 607886.1895 | 4 | 77.25 | 545365.3563 | 95 | 36 | 9 | 18710.4129 | 57648.0609 | 7219.5798 | 144892.6355 | 18405.2452 | 18405.2452 | 95763.0761 | 9142.9326 | 285.2003 | 0.32465 | 0.29126 | 0.33411 | 0.30351 | 0.080208 | 0 | 4.6877 | 35.4947 | 3.3974 | 28.9526 | 0.042105 | 0.042105 | 3.4651 | 4.9647 | 2.2896 | 85.2966 | 86.5551 | 91.0513 | 92.5509 | 92.9902 | 94.6748 | 0.76562 | 0.64505 | 0.40066 | 0 | 0.26379 | 0.26379 | 0.042105 | 0.045448 | 0.9278 | 0.42352 | 0.8129 | 0.71047 | N | 34 | 0 | 1.26 | 1.23 | 1.12 | 0 | 0 |  | 0.86652 | 0 | 0.91091 | 0.045949 | 0.2614 | 0 | 0.59091 | 0.045448 | 0 | 0.26379 | 0.26379 | 0.042105 | 0.042105 | 0.40066 | 0.64505 | 0.76562 | 0.71047 | 0.28782 | 91.0513 | 607886.1895 | N | 36 | 164 | 160 | 14 | DV | 40_1.2.2 | 0.49962 | 60.0831 | 7961732.8313 | 58728.2534 | 14 | EP | 45.1.17 | 0.49986 | 59.1001 | 3098516.1731 | 54613.5536 | '45.1.17' | rwanda | 788 |  | mozambique | 200 | 260 | 230 | 5.6 | 6.24 | 5.52
|  |  | 15 | 37.1.11 | 819 | 0 | 33.75 | 2643638.2478 | 0 | 330.25 | 2287582.0383 | 364 | 37.1.11 | 20 | 89386.1274 | 89384.4269 | 5441.8391 | 97683.8481 | 76665.5228 | 76665.5228 | 230176.1888 | 48939.3998 | 274.7435 | 0.36848 | 0.31885 | 0.34737 | 0.34494 | 0.087773 | 0 | 0.88154 | 2.8716 | 3.6298 | 18.9753 | 0.53022 | 0 | 5.4519 | 5.4518 | 1.5235 | 75.8954 | 78.8885 | 82.8708 | 82.8707 | 86.9729 | 86.9728 | 0.95592 | 0.97128 | 0.34255 | 0 | 0 | 0 | 0.26511 | 0 | 0.94558 | 0.10941 | 0.10951 | 0.81025 | O | 20 | 0 | 1.15 | 1.13 | 1.09 | 0 | 0 |  | 0.71692 | 0 | 0.94111 | 0.23068 | 0.38064 | 0 | 0.46591 | 0 | 0 | 0 | 0 | 0.53022 | 0 | 0.34255 | 0.97128 | 0.95592 | 0.81025 | 0.34129 | 82.8708 | 2643638.2478 | O | 37.1.11 | 112 | 116 | 15 | ES | 45.1.2 | 0.49783 | 58.2335 | 6150223.8554 | 64878.4772 | 15 | DV | 40_1.2.2 | 0.49962 | 60.0831 | 7961732.8313 | 62575.2864 | '40_1.2.2' | southAfrica | 453069 | 182 | namibia | 200 | 280 | 250 | 5.6 | 6.72 | 6
|  |  | 16 | 37.1.19 | 658.6875 | 178.5 | 99 | 2311342.0041 | 0 | 15.25 | 2570439.8869 | 292.75 | 37.1.19 | 21 | 38068.0202 | 41297.4386 | 2786.0072 | 37153.5533 | 36664.2425 | 35418.719 | 204667.178 | 77466.608 | 466.07 | 0.40057 | 0.44548 | 0.48842 | 0.079303 | 0.23611 | 0.3239 | 2.7481 | 24.421 | 2.7669 | 26.8685 | 0.87703 | 0.62852 | 3.4135 | 3.5174 | 0.71692 | 59.6087 | 57.312 | 63.7391 | 63.843 | 61.0547 | 61.1528 | 0.8626 | 0.75579 | 0.55828 | 0.019923 | 0.022219 | 0.029806 | 0.75278 | 0 | 0.97214 | 0.58703 | 0.61932 | 0.73132 | P | 1 | 0 | 1.06 | 1.03 | 1 | 0 | 0 |  | 0.87041 | 0 | 0.9729 | 0.55072 | 0.65951 | 0 | 0.36364 | 0 | 0.019923 | 0.022219 | 0.029806 | 0.87703 | 0.62852 | 0.55828 | 0.75579 | 0.8626 | 0.73132 | 0.458 | 63.7391 | 2311342.0041 | P | 37.1.19 | 30 | 22 | 16 | EM | 45.1.11 | 0.49389 | 56.56 | 3442817.6006 | 68321.2948 | 16 | FL | 45_2.2.2 | 0.48332 | 61.1448 | 2842771.4188 | 65418.0578 | '45_2.2.2' | sudan | 58754 |  | rwanda | 200 | 260 | 230 | 5.6 | 6.24 | 5.52
|  |  | 17 | 37.1.20 | 726.1875 | 2.5 | 66 | 2344169.8293 | 0 | 254.25 | 2074366.3533 | 322.75 | 37.1.20 | 19 | 58923.0279 | 59163.6531 | 1918.13 | 65948.2602 | 53564.4973 | 53564.4973 | 221970.959 | 70225.7609 | 286.5074 | 0.3685 | 0.32609 | 0.35802 | 0.36532 | 0.16552 | 0.022578 | 2.1828 | 10.1828 | 3.5507 | 20.4253 | 0.22851 | 0 | 4.4135 | 4.4217 | 0.54676 | 74.8508 | 77.3127 | 79.8111 | 79.8193 | 82.9533 | 82.9624 | 0.89086 | 0.89817 | 0.36232 | 0 | 0 | 0 | 0.11425 | 0 | 0.98082 | 0.40836 | 0.41077 | 0.79575 | Q | 30 | 0 | 1.12 | 1.1 | 1.07 | 0 | 0 |  | 0.79511 | 0 | 0.97961 | 0.25121 | 0.42524 | 0 | 0.43182 | 0 | 0 | 0 | 0 | 0.22851 | 0 | 0.36232 | 0.89817 | 0.89086 | 0.79575 | 0.32953 | 79.8111 | 2344169.8293 | Q | 37.1.20 | 129 | 91 | 17 | DU | 40_1.2.11 | 0.48681 | 70.79 | 3022995.9365 | 71344.2907 | 17 | FA | 45.1.5 | 0.5148 | 61.3429 | 3209636.2034 | 68627.694 | '45.1.5' | southSudan | 6132 |  | southAfrica | 300 | 280 | 250 | 6.4 | 6.72 | 6
|  |  | 18 | 37.1.21 | 655.3125 | 0 | 0 | 2224720.2955 | 0 | 291.25 | 1908495.3557 | 291.25 | 37.1.21 | 12 | 149338.0592 | 177085.9926 | 33470.9498 | 334359.5163 | 309387.8476 | 309387.8476 | 394663.0034 | 111601.1503 | 291.8115 | 0.38755 | 0.33246 | 0.36302 | 0.38755 | 0 | 0 | 0.25553 | 7.4395 | 3.824 | 21.0498 | 0 | 0 | 7.1032 | 7.9936 | 8.8575 | 72.8441 | 75.4573 | 88.8048 | 89.6951 | 94.0645 | 95.1023 | 0.98722 | 0.92561 | 0.29399 | 0 | 0 | 0 | 0 | 0 | 0.66529 | 0 | 0 | 0.7895 | R | 99 | 0 | 1.19 | 1.18 | 1.16 | 0 | 0 |  | 0.59258 | 0 | 0.65203 | 0.29064 | 0.29414 | 0 | 0.51136 | 0 | 0 | 0 | 0 | 0 | 0 | 0.29399 | 0.92561 | 0.98722 | 0.7895 | 0.2892 | 88.8048 | 2224720.2955 | R | 37.1.21 | 162 | 154 | 18 | H | 29.1.2 | 0.48427 | 87.3599 | 4108105.3543 | 75452.3961 | 18 | FF | 45_1.2.2 | 0.47723 | 62.2041 | 4009570.0315 | 72637.264 | '45_1.2.2' | swaziland | 1952 | 13 | southSudan | 200 | 250 | 260 | 5.6 | 6 | 6.24
|  |  | 19 | 37.1.23 | 851.0625 | 0 | 378.25 | 3011678.075 | 0 | 0 | 3011678.075 | 378.25 | 37.1.23 | 17 | 111693.5758 | 111449.7627 | 2993.1943 | 116808.38 | 103380.7799 | 103380.7799 | 268417.9897 | 91305.7905 | 371.476 | 0.40396 | 0.40396 | 0.44906 | 0 | 0.40396 | 0 | 0.76086 | 1.5611 | 2.0747 | 8.6642 | 1 | 0 | 5.6529 | 5.6453 | 0.76055 | 62.1024 | 62.1024 | 68.5158 | 68.5083 | 68.5158 | 68.5083 | 0.96196 | 0.98439 | 0.73133 | 0 | 0 | 0 | 0.5 | 0 | 0.97007 | 0.00014557 | 0 | 0.91336 | S | 24 | 0 | 1.15 | 1.13 | 1.09 | 0 | 0 |  | 0.70179 | 0 | 0.97118 | 0.50172 | 0.58988 | 0 | 0.46591 | 0 | 0 | 0 | 0 | 1 | 0 | 0.73133 | 0.98439 | 0.96196 | 0.91336 | 0.45311 | 68.5158 | 3011678.075 | S | 37.1.23 | 33 | 34 | 19 | FL | 45_2.2.2 | 0.48332 | 61.1448 | 2842771.4188 | 78295.1675 | 19 | DG | 40.1.12 | 0.47294 | 62.7616 | 4287132.3578 | 76924.3964 | '40.1.12' | tanzania | 10923 |  | sudan | 250 | 280 | 250 | 6 | 6.72 | 6
|  |  | 20 | 37.1.25 | 733.5 | 0 | 0 | 2320575.3767 | 0 | 326 | 2004199.6491 | 326 | 37.1.25 | 26 | 54415.1553 | 55009.6085 | 13400.8263 | 333070.8044 | 299024.401 | 299024.4009 | 231767.4917 | 29682.1851 | 287.3244 | 0.36115 | 0.31192 | 0.35159 | 0.36115 | 0 | 0 | 0.12361 | 2.8206 | 3.5077 | 15.1871 | 0 | 0 | 4.3497 | 4.3698 | 3.7962 | 78.216 | 80.4936 | 86.3619 | 86.3821 | 89.9274 | 89.9507 | 0.99382 | 0.97179 | 0.37308 | 0 | 0 | 0 | 0 | 0 | 0.86599 | 0.4499 | 0.45585 | 0.84813 | T | 66 | 0 | 1.12 | 1.08 | 1.08 | 0 | 0 |  | 0.79992 | 0 | 0.85153 | 0.18508 | 0.32975 | 0 | 0.43182 | 0 | 0 | 0 | 0 | 0 | 0 | 0.37308 | 0.97179 | 0.99382 | 0.84813 | 0.30145 | 86.3619 | 2320575.3767 | T | 37.1.25 | 148 | 136 | 20 | ED | 40_2.1.11 | 0.4797 | 72.929 | 3559123.4539 | 81854.291 | 20 | DE | 40.1.10 | 0.41552 | 63.2846 | 1596615.5639 | 78521.012 | '40.1.10' | uganda | 9313 | 9 | swaziland | 250 | 260 | 210 | 6 |  | 5.04
|  |  | 21 | 37.1.28 | 898.3125 | 0 | 275.5 | 2873553.1575 | 0 | 123.75 | 2726490.3385 | 399.25 | 37.1.28 | 28 | 75169.3794 | 71222.909 | 9180.2593 | 160729.1889 | 150686.425 | 150686.425 | 317309.8851 | 113623.3265 | 301.4384 | 0.36516 | 0.34648 | 0.38301 | 0.16549 | 0.30964 | 0 | 0.18019 | 2.1678 | 2.4552 | 15.9643 | 0.8948 | 0 | 5.0412 | 4.9065 | 2.6363 | 71.4067 | 72.421 | 79.0841 | 78.9495 | 80.3948 | 80.2528 | 0.99099 | 0.97832 | 0.63619 | 0 | 0 | 0 | 0.4474 | 0 | 0.9082 | 0.28823 | 0.2498 | 0.84036 | U | 44 | 0 | 1.16 | 1.15 | 1.11 | 0 | 0 |  | 0.74785 | 0 | 0.89725 | 0.31889 | 0.43583 | 0 | 0.47727 | 0 | 0 | 0 | 0 | 0.8948 | 0 | 0.63619 | 0.97832 | 0.99099 | 0.84036 | 0.39551 | 79.0841 | 2873553.1575 | U | 37.1.28 | 65 | 84 | 21 | DQ | 40.1.7 | 0.47761 | 71.2086 | 1982799.7431 | 83837.0907 | 21 | FD | 45.1.9 | 0.44062 | 63.6557 | 4552540.0137 | 83073.552 | '45.1.9' | zambia | 18003 |  | tanzania | 250 | 280 | 250 | 6 | 6.72 | 6
|  |  | 22 | 37.1.31 | 360.5625 | 0 | 0 | 1134321.9419 | 0 | 160.25 | 963238.8325 | 160.25 | 37.1.31 | 11 | 44948.3677 | 98666.418 | 42219.5871 | 154501.395 | 126987.5585 | 126987.5584 | 197953.6221 | 37531.4978 | 264.9501 | 0.35913 | 0.30496 | 0.33861 | 0.35913 | 0 | 0 | 0.95684 | 3.5398 | 3.5133 | 18.3947 | 0.51794 | 0 | 4.0462 | 5.9104 | 12.0401 | 78.6316 | 82.294 | 94.7179 | 96.5821 | 101.2404 | 103.4362 | 0.95216 | 0.9646 | 0.37168 | 0 | 0 | 0 | 0.25897 | 0 | 0.5778 | 0.01899 | 0.55052 | 0.81605 | V | 39 | 0 | 1.18 | 1.17 | 1.14 | 0 | 0 |  | 0.82277 | 0 | 0.52659 | 0.17692 | 0.20795 | 0 | 0.5 | 0 | 0 | 0 | 0 | 0.51794 | 0 | 0.37168 | 0.9646 | 0.95216 | 0.81605 | 0.29351 | 94.7179 | 1134321.9419 | V | 37.1.31 | 158 | 169 | 22 | FF | 45_1.2.2 | 0.47723 | 62.2041 | 4009570.0315 | 87846.6607 | 22 | P | 37.1.19 | 0.458 | 63.7391 | 2311342.0041 | 85384.894 | '37.1.19' | zimbabwe | 25153 | 44 | uganda | 200 | 260 | 250 | 5.6 | 6.24 | 6
|  |  | 23 | 37.1.32 | 1478.25 | 0 | 0 | 4822288.5802 | 31 | 657 | 4120277.632 | 657 | 37.1.32 | 34 | 52227.0618 | 69419.0007 | 9568.3804 | 165325.5319 | 138192.7129 | 138192.7129 | 237626.0652 | 5352.1256 | 283.8451 | 0.37239 | 0.31818 | 0.35288 | 0.37239 | 0 | 0 | 0.70185 | 7.3208 | 2.726 | 28.4787 | 0.3067 | 0 | 4.1524 | 4.729 | 2.5879 | 75.9014 | 78.9698 | 82.6416 | 83.2183 | 86.8533 | 87.5287 | 0.96491 | 0.92679 | 0.56849 | 0 | 0 | 0 | 0.15335 | 0 | 0.90432 | 0.30581 | 0.47773 | 0.71521 | W | 34 | 0 | 1.18 | 1.17 | 1.14 | 0 | 0 |  | 0.81477 | 0 | 0.89916 | 0.23057 | 0.38398 | 0 | 0.5 | 0 | 0 | 0 | 0 | 0.3067 | 0 | 0.56849 | 0.92679 | 0.96491 | 0.71521 | 0.3393 | 82.6416 | 4822288.5802 | W | 37.1.32 | 114 | 112 | 23 | FH | 45_2.2.10 | 0.47668 | 66.6823 | 2265215.2102 | 90111.876 | 23 | FQ | 45_2.2.7 | 0.53855 | 63.9083 | 4431270.3778 | 89816.1644 | '45_2.2.7' |  |  |  | zambia | 200 | 260 | 250 | 5.6 | 6.24 | 6
|  |  | 24 | 37.1.33 | 1665 | 0 | 0 | 5128531.3739 | 0 | 740 | 4425098.1533 | 740 | 37.1.33 | 34 | 62257.8463 | 71115.4181 | 37518.2263 | 315933.1311 | 178133.8839 | 178133.8839 | 132551.6179 | 55550.5551 | 278.3746 | 0.35162 | 0.30339 | 0.3405 | 0.35162 | 0 | 0 | 0.25435 | 2.3841 | 3.2993 | 12.5149 | 0 | 0 | 4.7468 | 5.0602 | 10.9164 | 80.2921 | 82.694 | 95.9553 | 96.2687 | 100.8427 | 101.2061 | 0.98728 | 0.97616 | 0.42517 | 0 | 0 | 0 | 0 | 0 | 0.62482 | 0.28885 | 0.37742 | 0.87485 | X | 107 | 0 | 1.04 | 1.05 | 1.04 | 0 | 0 |  | 0.77001 | 0 | 0.57088 | 0.14429 | 0.18992 | 0 | 0.34091 | 0 | 0 | 0 | 0 | 0 | 0 | 0.42517 | 0.97616 | 0.98728 | 0.87485 | 0.25424 | 95.9553 | 5128531.3739 | X | 37.1.33 | 177 | 172 | 24 | DG | 40.1.12 | 0.47294 | 62.7616 | 4287132.3578 | 94399.0083 | 24 | DF | 40.1.11 | 0.46319 | 64.8204 | 1924615.5396 | 91740.7799 | '40.1.11' |  |  |  | zimbabwe | 200 | 280 | 250 | 5.6 | 6.72 | 6
|  |  | 25 | 37.1.34 | 1372.5 | 0 | 0 | 4249599.2431 | 31 | 610 | 3658224.9361 | 610 | 37.1.34 | 47 | 16230.0188 | 27835.0372 | 5888.7256 | 347694.6733 | 260389.464 | 260389.4639 | 184434.9773 | 7503.9163 | 277.5264 | 0.35345 | 0.30427 | 0.3445 | 0.35345 | 0 | 0 | 0.20306 | 11.4787 | 3.3898 | 36.4156 | 0 | 0 | 3.096 | 3.5088 | 1.6853 | 79.929 | 82.5299 | 84.7103 | 85.1231 | 88.0808 | 88.5613 | 0.98985 | 0.88521 | 0.40256 | 0 | 0 | 0 | 0 | 0 | 0.94111 | 0.72165 | 0.8377 | 0.63584 | Y | 68 | 0 | 1.12 | 1.08 | 1.08 | 0 | 0 |  | 0.89431 | 0 | 0.93473 | 0.15142 | 0.35382 | 0 | 0.43182 | 0 | 0 | 0 | 0 | 0 | 0 | 0.40256 | 0.88521 | 0.98985 | 0.63584 | 0.295 | 84.7103 | 4249599.2431 | Y | 37.1.34 | 157 | 127 | 25 | DR | 40.1.9 | 0.46965 | 57.9552 | 1894898.1629 | 96293.9065 | 25 | FW | 48.1.2 | 0.40964 | 65.9591 | 2711400.6198 | 94452.1805 | '48.1.2'
|  |  | 26 | 37.1.36 | 675 | 0 | 260.25 | 2200505.2204 | 0 | 39.75 | 2156626.058 | 300 | 37.1.36 | 12 | 93987.1507 | 94073.6751 | 1212.4826 | 98552.1968 | 80697.7056 | 80697.7056 | 241454.4466 | 65956.2022 | 324.1657 | 0.37215 | 0.36473 | 0.40102 | 0.13301 | 0.36642 | 0 | 0.90671 | 1.8925 | 3.1925 | 17.5483 | 0.91667 | 0 | 5.5482 | 5.5511 | 0.33286 | 68.5608 | 68.876 | 74.4418 | 74.4447 | 74.8808 | 74.8837 | 0.95466 | 0.98107 | 0.45187 | 0 | 0 | 0 | 0.45833 | 0 | 0.98788 | 0.062191 | 0.062874 | 0.82452 | Z | 5 | 0 | 1.15 | 1.13 | 1.09 | 0 | 0 |  | 0.70967 | 0 | 0.98804 | 0.37481 | 0.5035 | 0 | 0.46591 | 0 | 0 | 0 | 0 | 0.91667 | 0 | 0.45187 | 0.98107 | 0.95466 | 0.82452 | 0.40408 | 74.4418 | 2200505.2204 | Z | 37.1.36 | 60 | 60 | 26 | EA | 40_1.2.7 | 0.46649 | 68.1181 | 4921753.8723 | 101215.6604 | 26 | FH | 45_2.2.10 | 0.47668 | 66.6823 | 2265215.2102 | 96717.3957 | '45_2.2.10' |  |  |  | Notes: | wind is including Ag land
|  |  | 27 | 37.1.37 | 465.1875 | 0 | 163.25 | 1520613.56 | 0 | 43.5 | 1471720.3731 | 206.75 | 37.1.37 | 11 | 21596.266 | 101421.4822 | 36841.5942 | 237126.3682 | 212895.8262 | 212895.8261 | 330936.46 | 69793.1433 | 319.6515 | 0.37315 | 0.36115 | 0.39238 | 0.24242 | 0.35499 | 0 | 0.29744 | 4.5115 | 3.0883 | 10.6058 | 0 | 0 | 3.1125 | 5.7803 | 10.158 | 69.009 | 69.4673 | 82.2795 | 84.9473 | 83.1236 | 85.8767 | 0.98513 | 0.95489 | 0.47793 | 0 | 0 | 0 | 0 | 0 | 0.63158 | 0.01 | 0.78404 | 0.89394 | AA | 43 | 0 | 1.19 | 1.18 | 1.16 | 0 | 0 |  | 0.89307 | 0 | 0.60077 | 0.366 | 0.38926 | 0 | 0.51136 | 0 | 0 | 0 | 0 | 0 | 0 | 0.47793 | 0.95489 | 0.98513 | 0.89394 | 0.33351 | 82.2795 | 1520613.56 | AA | 37.1.37 | 123 | 110 | 27 | EB | 40_1.2.8 | 0.46475 | 69.4717 | 7748105.6787 | 108963.766 | 27 | FO | 45_2.2.5 | 0.45929 | 67.2715 | 8788086.0297 | 105505.4818 | '45_2.2.5'
|  |  | 28 | 37.1.38 | 1127.25 | 0 | 0 | 3791866.0348 | 3 | 501 | 3310145.007 | 501 | 37.1.38 | 27 | 19922.4802 | 31076.1607 | 19996.3526 | 322507.4541 | 231096.9744 | 231096.9743 | 183910.0324 | 24217.5732 | 319.9698 | 0.384 | 0.33521 | 0.38022 | 0.384 | 0 | 0 | 0.26864 | 2.9965 | 3.1252 | 12.4401 | 0 | 0 | 2.9739 | 3.3383 | 5.3515 | 73.538 | 74.8641 | 81.8635 | 82.2278 | 84.4045 | 84.8223 | 0.98657 | 0.97003 | 0.46869 | 0 | 0 | 0 | 0 | 0 | 0.80004 | 0.68924 | 0.80078 | 0.8756 | AB | 52 | 0 | 1.12 | 1.08 | 1.08 | 0 | 0 |  | 0.90351 | 0 | 0.79022 | 0.27701 | 0.39532 | 0 | 0.43182 | 0 | 0 | 0 | 0 | 0 | 0 | 0.46869 | 0.97003 | 0.98657 | 0.8756 | 0.32682 | 81.8635 | 3791866.0348 | AB | 37.1.38 | 131 | 107 | 28 | DF | 40.1.11 | 0.46319 | 64.8204 | 1924615.5396 | 110888.3816 | 28 | FN | 45_2.2.4 | 0.45515 | 67.3269 | 4132356.3245 | 109637.8381 | '45_2.2.4' |  |  |  | ACEC LCOE ranges |  |  |  |  | Weights for criteria and data labels - used for chart |  | Drop down list menus
|  |  | 29 | 37.1.39 | 623.25 | 0 | 0 | 1991989.5655 | 13 | 277 | 1722841.5161 | 277 | 37.1.39 | 13 | 3324.7039 | 14142.2165 | 585.8501 | 313220.5168 | 262087.2734 | 262087.2733 | 214711.8784 | 3979.8548 | 292.1882 | 0.36486 | 0.31556 | 0.35623 | 0.36486 | 0 | 0 | 0.18561 | 7.8538 | 3.0686 | 33.1047 | 0 | 0 | 2.5622 | 2.9311 | 0.16796 | 77.3823 | 79.5102 | 80.1124 | 80.4813 | 82.6682 | 83.095 | 0.99072 | 0.92146 | 0.48285 | 0 | 0 | 0 | 0 | 0 | 0.99414 | 0.85858 | 0.96675 | 0.66895 | AC | 34 | 0 | 1.12 | 1.08 | 1.08 | 0 | 0 |  | 0.93451 | 0 | 0.99454 | 0.20147 | 0.42084 | 0 | 0.43182 | 0 | 0 | 0 | 0 | 0 | 0 | 0.48285 | 0.92146 | 0.99072 | 0.66895 | 0.32263 | 80.1124 | 1991989.5655 | AC | 37.1.39 | 134 | 93 | 29 | FO | 45_2.2.5 | 0.45929 | 67.2715 | 8788086.0297 | 119676.4676 | 29 | FK | 45_2.2.14 | 0.43221 | 67.634 | 4423412.0862 | 114061.2502 | '45_2.2.14' |  |  |  | Maximum | wind | CSP | PV |  | Data label |  | transmission line
|  |  | 30 | 37.1.41 | 507.1158 | 0 | 0 | 1656134.2451 | 0 | 226.75 | 1416634.4816 | 225.3848 | 37.1.41 | 16 | 163337.1345 | 170761.3688 | 92579.1251 | 352964.2007 | 326099.5844 | 326099.5844 | 329096.8617 | 108427.4705 | 279.1392 | 0.37281 | 0.31889 | 0.35088 | 0.37281 | 0 | 0 | 0.18205 | 1.9525 | 4.2175 | 25.7614 | 0 | 0 | 7.8504 | 8.0993 | 25.3997 | 75.7343 | 78.6814 | 108.9845 | 109.2333 | 117.5511 | 117.8422 | 0.9909 | 0.98047 | 0.19562 | 0 | 0 | 0 | 0 | 0 | 0.079194 | 0 | 0 | 0.74239 | AD | 89 | 0 | 1.16 | 1.15 | 1.13 | 0 | 0 |  | 0.53632 | 0 | 0 | 0.23385 | 0 | 0 | 0.47727 | 0 | 0 | 0 | 0 | 0 | 0 | 0.19562 | 0.98047 | 0.9909 | 0.74239 | 0.1932 | 108.9845 | 1656134.2451 | AD | 37.1.41 | 188 | 188 | 30 | P | 37.1.19 | 0.458 | 63.7391 | 2311342.0041 | 121987.8096 | 30 | EC | 40_1.2.9 | 0.41284 | 67.667 | 5622794.9751 | 119684.0451 | '40_1.2.9' |  |  |  | Total LCOE (using transmission line) | 157 | 283 | 174 |  | Total LCOE | 30% | substation
|  |  | 31 | 37.1.42 | 640.125 | 0 | 0 | 2064839.9794 | 0 | 284.5 | 1773879.3076 | 284.5 | 37.1.42 | 23 | 101208.7594 | 110558.192 | 48682.2449 | 319744.0542 | 292322.2951 | 292322.295 | 298262.8376 | 66968.5023 | 282.4253 | 0.36823 | 0.31634 | 0.35062 | 0.36823 | 0 | 0 | 0.17346 | 2.5308 | 4.2408 | 16.2759 | 0 | 0 | 5.8475 | 6.1637 | 13.4893 | 76.6829 | 79.3209 | 96.0196 | 96.3358 | 101.8347 | 102.2029 | 0.99133 | 0.97469 | 0.18981 | 0 | 0 | 0 | 0 | 0 | 0.51318 | 0 | 0.015749 | 0.83724 | AE | 52 | 0 | 1.16 | 1.15 | 1.13 | 0 | 0 |  | 0.68713 | 0 | 0.46946 | 0.21521 | 0.18898 | 0 | 0.47727 | 0 | 0 | 0 | 0 | 0 | 0 | 0.18981 | 0.97469 | 0.99133 | 0.83724 | 0.25407 | 96.0196 | 2064839.9794 | AE | 37.1.42 | 178 | 173 | 31 | FN | 45_2.2.4 | 0.45515 | 67.3269 | 4132356.3245 | 126120.1659 | 31 | AR | 37.1.56 | 0.42769 | 67.7946 | 4617375.0371 | 124301.4202 | '37.1.56' |  |  |  | Total LCOE (using substation) | 145 | 244 | 171 |  | Generation LCOE | #N/A
|  |  | 32 | 37.1.43 | 959.0625 | 0 | 0 | 3125593.7088 | 0 | 426.25 | 2659218.6386 | 426.25 | 37.1.43 | 19 | 106081.3215 | 172898.9305 | 18297.3777 | 305708.5504 | 282256.063 | 282256.063 | 401118.7319 | 78657.9425 | 272.4001 | 0.37203 | 0.31652 | 0.34212 | 0.37203 | 0 | 0 | 0.27992 | 5.3296 | 3.3255 | 15.976 | 0 | 0 | 5.9538 | 8.1897 | 5.029 | 75.8835 | 79.2592 | 86.8664 | 89.1023 | 92.1694 | 94.7976 | 0.986 | 0.9467 | 0.41862 | 0 | 0 | 0 | 0 | 0 | 0.81703 | 0 | 0.038733 | 0.84024 | AF | 94 | 0 | 1.19 | 1.18 | 1.16 | 0 | 0 |  | 0.67913 | 0 | 0.80293 | 0.23092 | 0.3224 | 0 | 0.51136 | 0 | 0 | 0 | 0 | 0 | 0 | 0.41862 | 0.9467 | 0.986 | 0.84024 | 0.30743 | 86.8664 | 3125593.7088 | AF | 37.1.43 | 144 | 140 | 32 | EY | 45.1.26 | 0.45468 | 68.8615 | 10375149.9455 | 136495.3159 | 32 | EA | 40_1.2.7 | 0.46649 | 68.1181 | 4921753.8723 | 129223.1741 | '40_1.2.7' |  |  |  | Generation LCOE | 127 | 235 | 155 |  | Transmission LCOE | #N/A | Scoring scale
|  |  | 33 | 37.1.44 | 2747.25 | 0 | 0 | 8533560.0173 | 0 | 1221 | 7354836.1224 | 1221 | 37.1.44 | 56 | 73495.0051 | 80183.9462 | 13627.7126 | 273643.1434 | 204510.9668 | 204510.9667 | 212536.2617 | 69310.3584 | 282.2832 | 0.35459 | 0.30561 | 0.34286 | 0.35459 | 0 | 0 | 0.37674 | 2.9889 | 3.0594 | 12.8387 | 0 | 0 | 5.1078 | 5.3423 | 3.9646 | 79.6562 | 82.1448 | 88.7287 | 88.9632 | 92.6819 | 92.9538 | 0.98116 | 0.97011 | 0.48516 | 0 | 0 | 0 | 0 | 0 | 0.86372 | 0.19829 | 0.26505 | 0.87161 | AG | 48 | 0 | 1.12 | 1.08 | 1.08 | 0 | 0 |  | 0.74283 | 0 | 0.84489 | 0.15678 | 0.29525 | 0 | 0.43182 | 0 | 0 | 0 | 0 | 0 | 0 | 0.48516 | 0.97011 | 0.98116 | 0.87161 | 0.29716 | 88.7287 | 8533560.0173 | AG | 37.1.44 | 154 | 153 | 33 | S | 37.1.23 | 0.45311 | 68.5158 | 3011678.075 | 139506.9939 | 33 | A | 11 | 0.35498 | 68.4352 | 345838.8015 | 129569.0129 | '11' |  |  |  | Transmission LCOE (using transmission line) | 28 | 17 | 39 |  | Road LCOE | #N/A | country-specific
|  |  | 34 | 37.1.45 | 1343.8125 | 0 | 597.25 | 4602623.2465 | 0 | 0 | 4602623.2465 | 597.25 | 37.1.45 | 24 | 101683.3895 | 105812.9181 | 2443.6206 | 123768.1129 | 104369.6926 | 104369.6926 | 259146.9045 | 64221.7826 | 359.4087 | 0.39099 | 0.39099 | 0.43549 | 0 | 0.39099 | 0 | 0.69374 | 5.3704 | 2.4111 | 20.897 | 1 | 0 | 5.5244 | 5.6549 | 0.63444 | 64.1818 | 64.1818 | 70.3406 | 70.4711 | 70.3406 | 70.4711 | 0.96531 | 0.9463 | 0.64724 | 0 | 0 | 0 | 0.5 | 0 | 0.97556 | 0.015433 | 0.034124 | 0.79103 | AH | 21 | 0 | 1.15 | 1.13 | 1.09 | 0 | 0 |  | 0.71146 | 0 | 0.97615 | 0.46086 | 0.56328 | 0 | 0.46591 | 0 | 0 | 0 | 0 | 1 | 0 | 0.64724 | 0.9463 | 0.96531 | 0.79103 | 0.43307 | 70.3406 | 4602623.2465 | AH | 37.1.45 | 41 | 39 | 34 | DY | 40_1.2.5 | 0.44775 | 70.4921 | 7091054.732 | 146598.0487 | 34 | S | 37.1.23 | 0.45311 | 68.5158 | 3011678.075 | 132580.6909 | '37.1.23' |  |  |  | Transmission LCOE (using substation) | 16 | 12 | 26 |  | Capacity value ratio using Top 10% peak hours | 10% | ACEC-specific
|  |  | 35 | 37.1.46 | 1497.9375 | 0 | 0 | 4961568.6381 | 0 | 665.75 | 4160969.435 | 665.75 | 37.1.46 | 27 | 71306.1055 | 68357.8231 | 3491.4385 | 159272.9215 | 196712.818 | 159272.9215 | 363972.2808 | 73414.8665 | 267.8018 | 0.37811 | 0.3171 | 0.34787 | 0.37811 | 0 | 0 | 0.37002 | 3.3357 | 2.2576 | 16.1656 | 0.25084 | 0 | 4.7119 | 4.6146 | 0.94408 | 74.6635 | 79.1142 | 80.3195 | 80.2222 | 85.8578 | 85.7418 | 0.9815 | 0.96664 | 0.6856 | 0 | 0 | 0 | 0.12542 | 0 | 0.96509 | 0.31642 | 0.28694 | 0.83834 | AI | 68 | 0 | 1.2 | 1.2 | 1.15 | 0 | 0 |  | 0.77264 | 0 | 0.96395 | 0.25489 | 0.41783 | 0 | 0.52273 | 0 | 0 | 0 | 0 | 0.25084 | 0 | 0.6856 | 0.96664 | 0.9815 | 0.83834 | 0.36377 | 80.3195 | 4961568.6381 | AI | 37.1.46 | 82 | 96 | 35 | DH | 40.1.13 | 0.44349 | 77.6368 | 4246215.1702 | 150844.2639 | 35 | EY | 45.1.26 | 0.45468 | 68.8615 | 10375149.9455 | 142955.8409 | '45.1.26' |  |  |  | Road LCOE | 37 | 28 | 24 |  | Distance to Load Centers | 15%
|  |  | 36 | 37.1.47 | 1411.875 | 0 | 0 | 4089406.2725 | 0 | 627.5 | 3519088.1622 | 627.5 | 37.1.47 | 33 | 98284.7459 | 115148.1657 | 28318.4839 | 288133.0245 | 139235.1335 | 139235.1334 | 137791.5701 | 91133.7172 | 261.9665 | 0.33064 | 0.28453 | 0.31734 | 0.33064 | 0 | 0 | 0.23391 | 2.5299 | 2.947 | 6.1076 | 0 | 0 | 6.4011 | 7.0457 | 8.7634 | 85.4161 | 88.2108 | 100.5807 | 101.2252 | 105.8316 | 106.5812 | 0.9883 | 0.9747 | 0.51325 | 0 | 0 | 0 | 0 | 0 | 0.71682 | 0 | 0.038074 | 0.93892 | AJ | 135 | 0 | 1.12 | 1.08 | 1.08 | 0 | 0 |  | 0.64544 | 0 | 0.65574 | 0.0436 | 0.12249 | 0 | 0.43182 | 0 | 0 | 0 | 0 | 0 | 0 | 0.51325 | 0.9747 | 0.9883 | 0.93892 | 0.25069 | 100.5807 | 4089406.2725 | AJ | 37.1.47 | 179 | 183 | 36 | FD | 45.1.9 | 0.44062 | 63.6557 | 4552540.0137 | 155396.8039 | 36 | FR | 45_2.2.8 | 0.43541 | 69.4002 | 3691949.8322 | 146647.7907 | '45_2.2.8' |  |  |  | Minimum |  |  |  |  | Distance to Wind Plant | 10% | Scoring weights for LCOE
|  |  | 37 | 37.1.48 | 455.625 | 0 | 0 | 1342843.6588 | 0 | 202.5 | 1147946.295 | 202.5 | 37.1.48 | 14 | 57027.8017 | 59249.5023 | 32806.2947 | 328910.4341 | 179754.8951 | 179754.8951 | 114204.6401 | 47949.0794 | 255.8897 | 0.33644 | 0.28761 | 0.32109 | 0.33644 | 0 | 0 | 0.3575 | 4.4938 | 3.379 | 14.1481 | 0 | 0 | 4.7659 | 4.8478 | 9.9708 | 83.9101 | 87.226 | 98.6468 | 98.7287 | 104.4667 | 104.5625 | 0.98213 | 0.95506 | 0.40525 | 0 | 0 | 0 | 0 | 0 | 0.67194 | 0.4075 | 0.42972 | 0.85852 | AK | 96 | 0 | 1.04 | 1.05 | 1.04 | 0 | 0 |  | 0.76858 | 0 | 0.60815 | 0.073193 | 0.15068 | 0 | 0.34091 | 0 | 0 | 0 | 0 | 0 | 0 | 0.40525 | 0.95506 | 0.98213 | 0.85852 | 0.23934 | 98.6468 | 1342843.6588 | AK | 37.1.48 | 183 | 180 | 37 | DO | 40.1.4 | 0.44012 | 73.5374 | 2782177.6146 | 158178.9815 | 37 | EB | 40_1.2.8 | 0.46475 | 69.4717 | 7748105.6787 | 154395.8964 | '40_1.2.8' |  |  |  | Total LCOE (using transmission line) | 40 | 171 | 117 |  | Distance to Geothermal Plant | 5% | LCOE total
|  |  | 38 | 37.1.49 | 574.875 | 0 | 247.25 | 1817440.4361 | 0 | 8.25 | 1808881.6989 | 255.5 | 37.1.49 | 12 | 13389.2973 | 50923.6142 | 14918.7642 | 219405.5643 | 191839.7921 | 191839.7921 | 242311.3849 | 30802.4616 | 342.4422 | 0.3609 | 0.3592 | 0.40635 | 0.10747 | 0.35951 | 0 | 0.41528 | 3.4354 | 3.1272 | 12.8219 | 0 | 0 | 2.9359 | 4.2308 | 4.2277 | 69.7891 | 69.8408 | 76.9527 | 78.2476 | 77.0414 | 78.3418 | 0.97924 | 0.96565 | 0.4682 | 0 | 0 | 0 | 0 | 0 | 0.85081 | 0.49076 | 0.86611 | 0.87178 | AL | 38 | 0 | 1.16 | 1.13 | 1.12 | 0 | 0 |  | 0.90637 | 0 | 0.83452 | 0.35067 | 0.4669 | 0 | 0.47727 | 0 | 0 | 0 | 0 | 0 | 0 | 0.4682 | 0.96565 | 0.97924 | 0.87178 | 0.35204 | 76.9527 | 1817440.4361 | AL | 37.1.49 | 98 | 72 | 38 | DI | 40.1.15 | 0.4399 | 69.7066 | 2611195.6186 | 160790.1771 | 38 | DI | 40.1.15 | 0.4399 | 69.7066 | 2611195.6186 | 157007.092 | '40.1.15' |  |  |  | Total LCOE (using substation) | 40 | 172 | 118 |  | Distance to Any RE Plant | #N/A | LCOE separate components
|  |  | 39 | 37.1.50 | 562.5 | 0 | 242.75 | 1799109.0776 | 0 | 7.25 | 1791352.5661 | 250 | 37.1.50 | 14 | 99814.8294 | 100459.3454 | 39447.0211 | 291657.2724 | 265117.759 | 265117.759 | 348260.7779 | 72425.3216 | 330.044 | 0.36512 | 0.36354 | 0.39993 | 0.12231 | 0.36363 | 0 | 0.14101 | 1.432 | 3.9 | 16.472 | 0 | 0 | 5.8498 | 5.8718 | 11.0595 | 68.9578 | 69.0044 | 85.867 | 85.889 | 85.9936 | 86.0157 | 0.99295 | 0.98568 | 0.275 | 0 | 0 | 0 | 0 | 0 | 0.60553 | 0.029909 | 0.032739 | 0.83528 | AM | 41 | 0 | 1.16 | 1.15 | 1.13 | 0 | 0 |  | 0.68696 | 0 | 0.56524 | 0.36701 | 0.33696 | 0 | 0.47727 | 0 | 0 | 0 | 0 | 0 | 0 | 0.275 | 0.98568 | 0.99295 | 0.83528 | 0.30326 | 85.867 | 1799109.0776 | AM | 37.1.50 | 146 | 133 | 39 | FR | 45_2.2.8 | 0.43541 | 69.4002 | 3691949.8322 | 164482.1269 | 39 | AH | 37.1.45 | 0.43307 | 70.3406 | 4602623.2465 | 161609.7153 | '37.1.45' |  |  |  | Generation LCOE | 36 | 167 | 112 |  | Colocation Potential with PV | 5%
|  |  | 40 | 37.1.51 | 1778.0625 | 0 | 0 | 5211124.9121 | 0 | 790.25 | 4454873.2758 | 790.25 | 37.1.51 | 39 | 97635.9611 | 104684.1027 | 15949.8251 | 255412.027 | 190658.6599 | 190658.6599 | 210875.1095 | 89277.27 | 262.0075 | 0.33456 | 0.28601 | 0.32246 | 0.33456 | 0 | 0 | 0.3551 | 3.3818 | 3.1294 | 13.7219 | 0 | 0 | 6.306 | 6.5684 | 4.8779 | 84.3918 | 87.7283 | 95.5757 | 95.838 | 100.816 | 101.123 | 0.98225 | 0.96618 | 0.46765 | 0 | 0 | 0 | 0 | 0 | 0.8405 | 0.013982 | 0.048838 | 0.86278 | AN | 65 | 0 | 1.12 | 1.08 | 1.08 | 0 | 0 |  | 0.65261 | 0 | 0.80889 | 0.063729 | 0.19545 | 0 | 0.43182 | 0 | 0 | 0 | 0 | 0 | 0 | 0.46765 | 0.96618 | 0.98225 | 0.86278 | 0.26576 | 95.5757 | 5211124.9121 | AN | 37.1.51 | 174 | 171 | 40 | BH | 37_1.2.11 | 0.43345 | 72.3235 | 4067451.5819 | 168549.5785 | 40 | DY | 40_1.2.5 | 0.44775 | 70.4921 | 7091054.732 | 168700.77 | '40_1.2.5' |  |  |  | Transmission LCOE (using transmission line) | 1 | 1 | 3 |  | Colocation Potential with CSP | 5% | Reference on supply curve
|  |  | 41 | 37.1.52 | 1638 | 0 | 728 | 5498498.1117 | 0 | 0 | 5498498.1117 | 728 | 37.1.52 | 37 | 80508.6864 | 79471.8555 | 14018.7077 | 143609.129 | 129683.6887 | 129683.6887 | 292359.1037 | 100798.8091 | 343.9892 | 0.3832 | 0.3832 | 0.42542 | 0 | 0.3832 | 0 | 0.61994 | 2.1233 | 1.9117 | 9.8977 | 1 | 0 | 4.9423 | 4.909 | 3.7323 | 65.5009 | 65.5009 | 74.1754 | 74.1422 | 74.1754 | 74.1422 | 0.969 | 0.97877 | 0.77206 | 0 | 0 | 0 | 0.5 | 0 | 0.85981 | 0.2157 | 0.20817 | 0.90102 | AO | 37 | 0 | 1.17 | 1.16 | 1.12 | 0 | 0 |  | 0.7553 | 0 | 0.85405 | 0.43493 | 0.50738 | 0 | 0.48864 | 0 | 0 | 0 | 0 | 1 | 0 | 0.77206 | 0.97877 | 0.969 | 0.90102 | 0.43212 | 74.1754 | 5498498.1117 | AO | 37.1.52 | 43 | 57 | 41 | AH | 37.1.45 | 0.43307 | 70.3406 | 4602623.2465 | 173152.2018 | 41 | DU | 40_1.2.11 | 0.48681 | 70.79 | 3022995.9365 | 171723.7659 | '40_1.2.11' |  |  |  | Transmission LCOE (using substation) | 1 | 1 | 3 |  | Land Use Land Cover | 5% | demand in 2030
|  |  | 42 | 37.1.53 | 1570.3754 | 0 | 0 | 5206462.8015 | 0 | 702.75 | 4446825.6832 | 697.9446 | 37.1.53 | 35 | 150858.0939 | 192568.9244 | 16469.5814 | 337625.6987 | 313330.7663 | 313330.7663 | 412654.9125 | 93127.0176 | 281.174 | 0.37847 | 0.32325 | 0.35205 | 0.37847 | 0 | 0 | 0.18217 | 8.885 | 3.6339 | 25.9767 | 0 | 0 | 7.3237 | 8.6983 | 4.4362 | 74.5987 | 77.619 | 86.3585 | 87.7331 | 91.3828 | 92.9928 | 0.99089 | 0.91115 | 0.34153 | 0 | 0 | 0 | 0 | 0 | 0.8353 | 0 | 0 | 0.74023 | AP | 109 | 0 | 1.19 | 1.18 | 1.16 | 0 | 0 |  | 0.57598 | 0 | 0.8263 | 0.25616 | 0.3298 | 0 | 0.51136 | 0 | 0 | 0 | 0 | 0 | 0 | 0.34153 | 0.91115 | 0.99089 | 0.74023 | 0.29927 | 86.3585 | 5206462.8015 | AP | 37.1.53 | 152 | 135 | 42 | FK | 45_2.2.14 | 0.43221 | 67.634 | 4423412.0862 | 177575.6138 | 42 | DQ | 40.1.7 | 0.47761 | 71.2086 | 1982799.7431 | 173706.5657 | '40.1.7' |  |  |  | Road LCOE | 0 | 0 | 0 |  | Population Density | 5% | wind generation target
|  |  | 43 | 37.1.54 | 996.1875 | 0 | 0 | 3332310.0524 | 0 | 442.75 | 2817576.0349 | 442.75 | 37.1.54 | 20 | 28580.4213 | 76584.386 | 7943.4066 | 243768.1256 | 223359.8297 | 223359.8296 | 363134.162 | 82397.5351 | 276.0935 | 0.38186 | 0.32287 | 0.35102 | 0.38186 | 0 | 0 | 0.38114 | 4.1784 | 3.0446 | 17.3411 | 0 | 0 | 3.2713 | 4.8347 | 2.1335 | 73.9416 | 77.716 | 79.3464 | 80.9098 | 84.1099 | 85.9586 | 0.98094 | 0.95822 | 0.48885 | 0 | 0 | 0 | 0 | 0 | 0.92057 | 0.23416 | 0.7142 | 0.82659 | AQ | 65 | 0 | 1.2 | 1.19 | 1.16 | 0 | 0 |  | 0.88112 | 0 | 0.91706 | 0.26908 | 0.43201 | 0 | 0.52273 | 0 | 0 | 0 | 0 | 0 | 0 | 0.48885 | 0.95822 | 0.98094 | 0.82659 | 0.34461 | 79.3464 | 3332310.0524 | AQ | 37.1.54 | 109 | 85 | 43 | AO | 37.1.52 | 0.43212 | 74.1754 | 5498498.1117 | 183074.112 | 43 | CU | 37_1.2.47 | 0.37512 | 71.4709 | 4816734.1334 | 178523.2998 | '37_1.2.47' | [8 empty] | Human footprint | 5%
|  |  | 44 | 37.1.56 | 1293.1875 | 0 | 559.75 | 4617375.0371 | 0 | 15 | 4600532.576 | 574.75 | 37.1.56 | 24 | 95672.3976 | 96270.2768 | 9284.4337 | 94123.5335 | 82299.2395 | 82299.2394 | 249936.2431 | 86114.4881 | 372.149 | 0.4076 | 0.40611 | 0.44952 | 0.034325 | 0.40687 | 0 | 1.2896 | 1.8708 | 3.318 | 16.251 | 0.91301 | 0 | 5.1136 | 5.1317 | 2.3115 | 60.3695 | 61.9267 | 67.7946 | 67.8127 | 69.377 | 69.3952 | 0.93552 | 0.98129 | 0.42051 | 0 | 0 | 0 | 0.4565 | 0 | 0.90716 | 0.060021 | 0.064429 | 0.83749 | AR | 4 | 0 | 1.12 | 1.1 | 1.07 | 0 | 0 |  | 0.7424 | 0 | 0.91005 | 0.53577 | 0.60039 | 0 | 0.43182 | 0 | 0 | 0 | 0 | 0.91301 | 0 | 0.42051 | 0.98129 | 0.93552 | 0.83749 | 0.42769 | 67.7946 | 4617375.0371 | AR | 37.1.56 | 48 | 31 | 44 | EN | 45.1.12 | 0.42864 | 75.3993 | 3027980.942 | 186102.0929 | 44 | EU | 45.1.21 | 0.42839 | 72.0759 | 5000639.9723 | 183523.9398 | '45.1.21' | [8 empty] | Slope | 5% | Turbine choice
|  |  | 45 | 37.1.57 | 1069.3125 | 0 | 0 | 3338066.6506 | 0 | 475.25 | 2859880.8863 | 475.25 | 37.1.57 | 21 | 35756.0917 | 66080.3945 | 35664.0666 | 230962.8972 | 203747.5983 | 203747.5983 | 237471.6159 | 44367.5553 | 276.6106 | 0.35636 | 0.30531 | 0.3399 | 0.35636 | 0 | 0 | 0.46029 | 3.8006 | 3.1347 | 8.1352 | 0 | 0 | 3.7696 | 4.8239 | 10.3405 | 79.3446 | 82.331 | 93.4546 | 94.5089 | 98.8189 | 100.0493 | 0.97699 | 0.96199 | 0.46633 | 0 | 0 | 0 | 0 | 0 | 0.64336 | 0.3392 | 0.64244 | 0.91865 | AS | 47 | 0 | 1.16 | 1.13 | 1.12 | 0 | 0 |  | 0.8436 | 0 | 0.59358 | 0.16291 | 0.22637 | 0 | 0.47727 | 0 | 0 | 0 | 0 | 0 | 0 | 0.46633 | 0.96199 | 0.97699 | 0.91865 | 0.28184 | 93.4546 | 3338066.6506 | AS | 37.1.57 | 167 | 165 | 45 | EW | 45.1.23 | 0.42853 | 74.2863 | 7902038.8384 | 194004.1317 | 45 | BH | 37_1.2.11 | 0.43345 | 72.3235 | 4067451.5819 | 187591.3914 | '37_1.2.11' | [10 empty] | Optimally chosen
|  |  | 46 | 37.1.58 | 787.5 | 0 | 350 | 2608929.3008 | 0 | 0 | 2608929.3008 | 350 | 37.1.58 | 14 | 106361.8646 | 112372.9881 | 11097.2005 | 121956.3945 | 100383.0657 | 100383.0657 | 249701.7372 | 50777.323 | 343.7956 | 0.37819 | 0.37819 | 0.41917 | 0 | 0.37819 | 0 | 0.9085 | 6.6993 | 2.905 | 19.1371 | 1 | 0 | 5.8626 | 6.0611 | 3.0038 | 66.3486 | 66.3486 | 75.215 | 75.4135 | 75.215 | 75.4135 | 0.95458 | 0.93301 | 0.52375 | 0 | 0 | 0 | 0.5 | 0 | 0.88903 | 0.00069033 | 0.0054569 | 0.80863 | AT | 26 | 0 | 1.15 | 1.13 | 1.09 | 0 | 0 |  | 0.68599 | 0 | 0.88276 | 0.41828 | 0.49223 | 0 | 0.46591 | 0 | 0 | 0 | 0 | 1 | 0 | 0.52375 | 0.93301 | 0.95458 | 0.80863 | 0.40526 | 75.215 | 2608929.3008 | AT | 37.1.58 | 59 | 65 | 46 | EU | 45.1.21 | 0.42839 | 72.0759 | 5000639.9723 | 199004.7717 | 46 | EQ | 45.1.18 | 0.41174 | 72.7327 | 3302030.3394 | 190893.4217 | '45.1.18' | [10 empty] | Class II
|  |  | 47 | 37.1.59 | 1251.5625 | 0 | 0 | 4109547.8373 | 0 | 556.25 | 3451193.7784 | 556.25 | 37.1.59 | 24 | 123784.7129 | 130854.0069 | 52616.6445 | 107483.1237 | 200586.1161 | 107483.1237 | 368345.9882 | 95125.168 | 265.477 | 0.37483 | 0.31478 | 0.34572 | 0.37483 | 0 | 0 | 0.285 | 3.9928 | 1.8485 | 8.9946 | 1 | 0 | 6.4949 | 6.7321 | 14.4071 | 75.3378 | 79.7272 | 96.2398 | 96.4769 | 104.6268 | 104.9096 | 0.98575 | 0.96007 | 0.78787 | 0 | 0 | 0 | 0.5 | 0 | 0.47383 | 0 | 0 | 0.91005 | AU | 72 | 0 | 1.16 | 1.15 | 1.11 | 0 | 0 |  | 0.63839 | 0 | 0.43329 | 0.24164 | 0.18577 | 0 | 0.47727 | 0 | 0 | 0 | 0 | 1 | 0 | 0.78787 | 0.96007 | 0.98575 | 0.91005 | 0.33565 | 96.2398 | 4109547.8373 | AU | 37.1.59 | 118 | 174 | 47 | M | 35 | 0.42813 | 74.9197 | 816996.2757 | 199821.768 | 47 | ED | 40_2.1.11 | 0.4797 | 72.929 | 3559123.4539 | 194452.5451 | '40_2.1.11'
|  |  | 48 | 37.1.60 | 899.4375 | 0 | 392.25 | 2854329.3044 | 0 | 7.5 | 2846312.7938 | 399.75 | 37.1.60 | 16 | 29558.1255 | 46610.6544 | 26740.6705 | 185485.8865 | 157865.6837 | 157865.6836 | 236419.7088 | 22983.3101 | 336.6001 | 0.36227 | 0.36125 | 0.40539 | 0.025067 | 0.36137 | 0 | 0.81821 | 1.94 | 2.9819 | 13.6329 | 0.062539 | 0 | 3.4805 | 4.0661 | 7.5516 | 69.4131 | 69.4493 | 80.4451 | 81.0308 | 80.5085 | 81.0952 | 0.95909 | 0.9806 | 0.50453 | 0 | 0 | 0 | 0.03127 | 0 | 0.73259 | 0.53389 | 0.70442 | 0.86367 | AV | 4 | 0 | 1.18 | 1.17 | 1.14 | 0 | 0 |  | 0.86536 | 0 | 0.70351 | 0.35806 | 0.416 | 0 | 0.5 | 0 | 0 | 0 | 0 | 0.062539 | 0 | 0.50453 | 0.9806 | 0.95909 | 0.86367 | 0.34332 | 80.4451 | 2854329.3044 | AV | 37.1.60 | 111 | 98 | 48 | AR | 37.1.56 | 0.42769 | 67.7946 | 4617375.0371 | 204439.143 | 48 | CQ | 37_1.2.43 | 0.36732 | 73.0122 | 3375681.3138 | 197828.2265 | '37_1.2.43' | [8 empty] | Number of projects within 10km of a water body | 0 | Capacity Value
|  |  | 49 | 37.1.62 | 577.125 | 0 | 0 | 1832570.4294 | 0 | 256.5 | 1590635.906 | 256.5 | 37.1.62 | 13 | 76488.4818 | 106986.7596 | 2395.8395 | 320084.7385 | 132252.4854 | 132252.4854 | 95423.9671 | 102651.1217 | 292.2001 | 0.36248 | 0.31463 | 0.34929 | 0.36248 | 0 | 0 | 0.23249 | 3.2953 | 3.0058 | 7.4717 | 0 | 0 | 5.0933 | 6.1396 | 0.66745 | 77.951 | 79.8265 | 83.7118 | 84.7581 | 86.4629 | 87.6681 | 0.98838 | 0.96705 | 0.49854 | 0 | 0 | 0 | 0 | 0.049732 | 0.97604 | 0.00078656 | 0.23512 | 0.92528 | AW | 142 | 0 | 1.04 | 1.05 | 1.04 | 0 | 0 |  | 0.74392 | 0 | 0.97485 | 0.19029 | 0.36838 | 0 | 0.34091 | 0.049732 | 0 | 0 | 0 | 0 | 0 | 0.49854 | 0.96705 | 0.98838 | 0.92528 | 0.32103 | 83.7118 | 1832570.4294 | AW | 37.1.62 | 137 | 120 | 49 | DZ | 40_1.2.6 | 0.4256 | 73.4467 | 8124338.7522 | 212563.4818 | 49 | BG | 37_1.2.10 | 0.36042 | 73.0485 | 8999544.6497 | 206827.7711 | '37_1.2.10' | [8 empty] | Distance to surface water body | #REF! | Top 10% peak hours
|  |  | 50 | 37.1.63 | 650.8125 | 0 | 0 | 2120593.6695 | 0 | 289.25 | 1844412.7304 | 289.25 | 37.1.63 | 15 | 45059.3051 | 56130.7108 | 28594.6597 | 311427.8906 | 211360.358 | 211360.358 | 180016.0468 | 44408.3363 | 304.3658 | 0.37196 | 0.32352 | 0.36394 | 0.37196 | 0 | 0 | 0.34321 | 3.7364 | 3.1452 | 10.4261 | 0 | 0 | 3.9102 | 4.2827 | 7.9033 | 75.9063 | 77.5555 | 87.7198 | 88.0923 | 91.1422 | 91.5707 | 0.98284 | 0.96264 | 0.4637 | 0 | 0 | 0 | 0 | 0 | 0.71405 | 0.43869 | 0.54941 | 0.89574 | AX | 58 | 0 | 1.12 | 1.08 | 1.08 | 0 | 0 |  | 0.83301 | 0 | 0.68964 | 0.23047 | 0.30996 | 0 | 0.43182 | 0 | 0 | 0 | 0 | 0 | 0 | 0.4637 | 0.96264 | 0.98284 | 0.89574 | 0.30141 | 87.7198 | 2120593.6695 | AX | 37.1.63 | 149 | 146 | 50 | DJ | 40.1.16 | 0.4194 | 84.8645 | 1408914.85 | 213972.3966 | 50 | FZ | 48.1.5 | 0.39042 | 73.1131 | 1536827.8647 | 208364.599 | '48.1.5' | [10 empty] | Chosen 3 hours in a day - 1 year
|  |  | 51 | 37.1.65 | 703.125 | 0 | 0 | 2150048.4011 | 0 | 312.5 | 1842995.0892 | 312.5 | 37.1.65 | 18 | 69815.2532 | 93209.0918 | 55321.4443 | 234838.0027 | 209180.7684 | 209180.7684 | 209206.0158 | 80785.5419 | 274.568 | 0.34907 | 0.29922 | 0.33699 | 0.34907 | 0 | 0 | 0.73018 | 2.716 | 3.4536 | 8.2112 | 0 | 0 | 5.0497 | 5.8954 | 16.2456 | 80.9323 | 83.9192 | 102.2276 | 103.0734 | 108.7694 | 109.7579 | 0.96349 | 0.97284 | 0.3866 | 0 | 0 | 0 | 0 | 0 | 0.44679 | 0.078046 | 0.30185 | 0.91789 | AY | 58 | 0 | 1.12 | 1.08 | 1.08 | 0 | 0 |  | 0.74721 | 0 | 0.36082 | 0.13171 | 0.098489 | 0 | 0.43182 | 0 | 0 | 0 | 0 | 0 | 0 | 0.3866 | 0.97284 | 0.96349 | 0.91789 | 0.23477 | 102.2276 | 2150048.4011 | AY | 37.1.65 | 184 | 185 | 51 | CM | 37_1.2.4 | 0.41864 | 74.6695 | 5222077.4216 | 219194.474 | 51 | DZ | 40_1.2.6 | 0.4256 | 73.4467 | 8124338.7522 | 216488.9377 | '40_1.2.6' | [10 empty] | Chosen 3 hours in a day - 10 years
|  |  | 52 | 37.1.66 | 2794.5 | 0 | 1236 | 8933126.0607 | 0 | 6 | 8926187.0143 | 1242 | 37.1.66 | 50 | 59842.6943 | 78433.7667 | 5270.2307 | 163212.5855 | 142807.0205 | 142807.0204 | 289647.0432 | 70832.4037 | 326.6672 | 0.36492 | 0.36463 | 0.40477 | 0.0081016 | 0.36466 | 0 | 0.53636 | 7.628 | 2.1043 | 22.2943 | 0.39614 | 0 | 4.482 | 5.1251 | 1.4812 | 68.8489 | 68.8625 | 74.8121 | 75.4552 | 74.8313 | 75.475 | 0.97318 | 0.92372 | 0.72393 | 0 | 0 | 0 | 0.19807 | 0 | 0.9473 | 0.21596 | 0.40157 | 0.77706 | AZ | 16 | 0 | 1.17 | 1.16 | 1.12 | 0 | 0 |  | 0.78995 | 0 | 0.94277 | 0.36915 | 0.4981 | 0 | 0.48864 | 0 | 0 | 0 | 0 | 0.39614 | 0 | 0.72393 | 0.92372 | 0.97318 | 0.77706 | 0.388 | 74.8121 | 8933126.0607 | AZ | 37.1.66 | 68 | 63 | 52 | DW | 40_1.2.3 | 0.41613 | 74.6079 | 7631093.4747 | 226825.5675 | 52 | DO | 40.1.4 | 0.44012 | 73.5374 | 2782177.6146 | 219271.1153 | '40.1.4'
|  |  | 53 | 37.1.67 | 1392.1875 | 0 | 417.5 | 4473417.8648 | 0 | 201.25 | 4258258.8381 | 618.75 | 37.1.67 | 25 | 37166.6305 | 66107.6136 | 26958.6511 | 173688.1522 | 146072.7679 | 146072.7678 | 222743.7347 | 28398.3269 | 319.7805 | 0.36681 | 0.34916 | 0.39071 | 0.25235 | 0.3239 | 0 | 0.82876 | 2.8109 | 3.0877 | 14.3075 | 0.40404 | 0 | 3.707 | 4.6828 | 7.566 | 68.2923 | 71.8699 | 79.5653 | 80.5411 | 83.652 | 84.6894 | 0.95856 | 0.97189 | 0.47808 | 0 | 0 | 0 | 0.20202 | 0 | 0.73041 | 0.33892 | 0.62833 | 0.85693 | BA | 14 | 0 | 1.18 | 1.17 | 1.14 | 0 | 0 |  | 0.84831 | 0 | 0.70294 | 0.38008 | 0.42882 | 0 | 0.5 | 0 | 0 | 0 | 0 | 0.40404 | 0 | 0.47808 | 0.97189 | 0.95856 | 0.85693 | 0.36212 | 79.5653 | 4473417.8648 | BA | 37.1.67 | 85 | 89 | 53 | DE | 40.1.10 | 0.41552 | 63.2846 | 1596615.5639 | 228422.1831 | 53 | FJ | 45_2.2.12 | 0.37739 | 73.6133 | 5672503.9431 | 224943.6193 | '45_2.2.12' | [10 empty] | CSP Thermal Storage
|  |  | 54 | 37.1.68 | 1471.5 | 0 | 39.25 | 4960188.6952 | 27 | 614.75 | 4305259.1456 | 654 | 37.1.68 | 31 | 16400.1443 | 34672.6843 | 6465.6114 | 194592.9548 | 167500.5153 | 167500.5153 | 260364.7298 | 5378.161 | 304.6326 | 0.3848 | 0.33399 | 0.3719 | 0.3723 | 0.067234 | 0 | 0.93677 | 14.2619 | 2.8746 | 31.0971 | 0 | 0 | 2.8574 | 3.4487 | 1.7285 | 72.8867 | 75.1578 | 77.4726 | 78.0638 | 80.3911 | 81.0746 | 0.95316 | 0.85738 | 0.53135 | 0 | 0 | 0 | 0 | 0 | 0.93534 | 0.65327 | 0.836 | 0.68903 | BB | 30 | 0 | 1.18 | 1.17 | 1.14 | 0 | 0 |  | 0.91228 | 0 | 0.93303 | 0.2898 | 0.45932 | 0 | 0.5 | 0 | 0 | 0 | 0 | 0 | 0 | 0.53135 | 0.85738 | 0.95316 | 0.68903 | 0.33934 | 77.4726 | 4960188.6952 | BB | 37.1.68 | 113 | 77 | 54 | EC | 40_1.2.9 | 0.41284 | 67.667 | 5622794.9751 | 234044.9781 | 54 | CZ | 37_1.2.6 | 0.36213 | 73.8097 | 6734888.8634 | 231678.5082 | '37_1.2.6' | [10 empty] | 6h Storage
|  |  | 55 | 37.1.69 | 1885.5 | 0 | 0 | 6460630.6698 | 0 | 838 | 5607172.4892 | 838 | 37.1.69 | 47 | 80662.5761 | 90187.8574 | 43512.8769 | 301381.8627 | 273951.6229 | 273951.6229 | 300956.1025 | 50596.8437 | 311.8012 | 0.39115 | 0.33948 | 0.37622 | 0.39115 | 0 | 0 | 0.20529 | 2.2002 | 3.878 | 15.1384 | 0 | 0 | 4.8514 | 5.1569 | 11.3524 | 72.2104 | 73.9392 | 88.4142 | 88.7197 | 92.6163 | 92.9685 | 0.98974 | 0.978 | 0.2805 | 0 | 0 | 0 | 0 | 0 | 0.56487 | 0.10225 | 0.19341 | 0.84862 | BC | 35 | 0 | 1.16 | 1.15 | 1.13 | 0 | 0 |  | 0.76214 | 0 | 0.55369 | 0.30309 | 0.29984 | 0 | 0.47727 | 0 | 0 | 0 | 0 | 0 | 0 | 0.2805 | 0.978 | 0.98974 | 0.84862 | 0.29252 | 88.4142 | 6460630.6698 | BC | 37.1.69 | 159 | 150 | 55 | EQ | 45.1.18 | 0.41174 | 72.7327 | 3302030.3394 | 237347.0084 | 55 | CR | 37_1.2.44 | 0.37073 | 73.9564 | 5698378.5724 | 237376.8867 | '37_1.2.44' | [10 empty] | 0h Storage
|  |  | 56 | 37.1.9 | 1202.625 | 0 | 0 | 4033684.3423 | 0 | 534.5 | 3442127.8342 | 534.5 | 37.1.9 | 23 | 85280.8386 | 151098.0715 | 11845.2771 | 288716.0555 | 265042.2211 | 265042.2211 | 383286.6737 | 91339.2616 | 283.6247 | 0.38288 | 0.32673 | 0.35456 | 0.38288 | 0 | 0 | 0.41436 | 3.4705 | 3.4509 | 17.406 | 0 | 0 | 5.1064 | 7.2472 | 3.1737 | 73.7362 | 76.7875 | 82.0163 | 84.1571 | 86.4925 | 89.0017 | 0.97928 | 0.96529 | 0.38728 | 0 | 0 | 0 | 0 | 0 | 0.88155 | 0 | 0.16172 | 0.82594 | BD | 78 | 0 | 1.19 | 1.18 | 1.16 | 0 | 0 |  | 0.74294 | 0 | 0.87606 | 0.27311 | 0.39309 | 0 | 0.51136 | 0 | 0 | 0 | 0 | 0 | 0 | 0.38728 | 0.96529 | 0.97928 | 0.82594 | 0.32695 | 82.0163 | 4033684.3423 | BD | 37.1.9 | 130 | 108 | 56 | FG | 45_2.2.1 | 0.4098 | 79.5465 | 6625770.3908 | 243972.7788 | 56 | BM | 37_1.2.16 | 0.34984 | 73.9957 | 4768632.7637 | 242145.5195 | '37_1.2.16'
|  |  | 57 | 37.2.21 | 883.6875 | 0 | 0 | 3025323.2396 | 0 | 392.75 | 2598919.4364 | 392.75 | 37.2.21 | 16 | 134133.5545 | 154599.1284 | 34963.047 | 320681.3902 | 295313.2749 | 295313.2749 | 382813.7521 | 115148.4463 | 295.3108 | 0.39081 | 0.33573 | 0.36744 | 0.39081 | 0 | 0 | 0.26515 | 4.2928 | 3.6505 | 12.585 | 0 | 0 | 6.5583 | 7.2113 | 9.1503 | 72.2376 | 74.7262 | 87.9462 | 88.5992 | 93.0108 | 93.7711 | 0.98674 | 0.95707 | 0.33736 | 0 | 0 | 0 | 0 | 0 | 0.65037 | 0 | 0 | 0.87415 | BE | 83 | 0 | 1.19 | 1.18 | 1.16 | 0 | 0 |  | 0.63361 | 0 | 0.64049 | 0.30256 | 0.30666 | 0 | 0.51136 | 0 | 0 | 0 | 0 | 0 | 0 | 0.33736 | 0.95707 | 0.98674 | 0.87415 | 0.3009 | 87.9462 | 3025323.2396 | BE | 37.2.21 | 150 | 149 | 57 | FW | 48.1.2 | 0.40964 | 65.9591 | 2711400.6198 | 246684.1794 | 57 | AO | 37.1.52 | 0.43212 | 74.1754 | 5498498.1117 | 247644.0176 | '37.1.52'
|  |  | 58 | 37_1.2.1 | 1950.75 | 0 | 225.75 | 6569803.2872 | 0 | 641.25 | 5830371.7624 | 867 | 37_1.2.1 | 48 | 27695.6692 | 65388.669 | 21874.839 | 190777.7737 | 170213.0775 | 170213.0774 | 313081.8534 | 84332.3695 | 299.0491 | 0.38446 | 0.34119 | 0.37559 | 0.3757 | 0.14153 | 0 | 0.24405 | 7.6586 | 1.8601 | 18.0161 | 0 | 0 | 3.2325 | 4.4473 | 5.7686 | 71.3443 | 73.5492 | 80.3455 | 81.5602 | 83.7793 | 85.1582 | 0.9878 | 0.92341 | 0.78496 | 0 | 0 | 0 | 0 | 0 | 0.78125 | 0.34611 | 0.72304 | 0.81984 | BF | 31 | 0 | 1.2 | 1.19 | 1.16 | 0 | 0 |  | 0.88403 | 0 | 0.77378 | 0.32011 | 0.41745 | 0 | 0.52273 | 0 | 0 | 0 | 0 | 0 | 0 | 0.78496 | 0.92341 | 0.9878 | 0.81984 | 0.35331 | 80.3455 | 6569803.2872 | BF | 37_1.2.1 | 94 | 97 | 58 | DA | 37_1.2.7 | 0.40641 | 81.0272 | 5980084.0326 | 252664.2634 | 58 | EW | 45.1.23 | 0.42853 | 74.2863 | 7902038.8384 | 255546.0564 | '45.1.23'
|  |  | 59 | 37_1.2.10 | 2753.4375 | 0 | 1223.75 | 8999544.6497 | 0 | 0 | 8999544.6497 | 1223.75 | 37_1.2.10 | 50 | 49274.2371 | 100227.1671 | 6460.1943 | 168406.4812 | 143922.143 | 143922.143 | 269838.4664 | 34681.5106 | 342.3009 | 0.37311 | 0.37311 | 0.41603 | 0 | 0.37311 | 0 | 0.47467 | 14.132 | 3.0862 | 24.79 | 0 | 0 | 4.0387 | 5.7392 | 1.771 | 67.2387 | 67.2387 | 73.0485 | 74.749 | 73.0485 | 74.749 | 0.97627 | 0.85868 | 0.47845 | 0 | 0 | 0 | 0 | 0 | 0.9354 | 0.044826 | 0.50726 | 0.7521 | BG | 8 | 0 | 1.18 | 1.17 | 1.14 | 0 | 0 |  | 0.82333 | 0 | 0.93135 | 0.40079 | 0.52381 | 0 | 0.5 | 0 | 0 | 0 | 0 | 0 | 0 | 0.47845 | 0.85868 | 0.97627 | 0.7521 | 0.36042 | 73.0485 | 8999544.6497 | BG | 37_1.2.10 | 86 | 49 | 59 | AT | 37.1.58 | 0.40526 | 75.215 | 2608929.3008 | 255273.1927 | 59 | CV | 37_1.2.48 | 0.35207 | 74.3213 | 9673120.4946 | 265219.1769 | '37_1.2.48'
|  |  | 60 | 37_1.2.11 | 1204.3125 | 0 | 535.25 | 4067451.5819 | 0 | 0 | 4067451.5819 | 535.25 | 37_1.2.11 | 22 | 96736.9577 | 98889.7938 | 6791.1399 | 127051.4975 | 110146.3502 | 110146.3502 | 269571.6521 | 78630.6448 | 349.5332 | 0.38555 | 0.38555 | 0.42829 | 0 | 0.38555 | 0 | 0.68425 | 1.8856 | 2.1658 | 12.4498 | 1 | 0 | 5.4397 | 5.5094 | 1.8076 | 65.0762 | 65.0762 | 72.3235 | 72.3932 | 72.3235 | 72.3932 | 0.96579 | 0.98114 | 0.70855 | 0 | 0 | 0 | 0.5 | 0 | 0.93209 | 0.054382 | 0.069049 | 0.8755 | BH | 23 | 0 | 1.15 | 1.13 | 1.09 | 0 | 0 |  | 0.71784 | 0 | 0.92991 | 0.44328 | 0.53438 | 0 | 0.46591 | 0 | 0 | 0 | 0 | 1 | 0 | 0.70855 | 0.98114 | 0.96579 | 0.8755 | 0.43345 | 72.3235 | 4067451.5819 | BH | 37_1.2.11 | 40 | 45 | 60 | Z | 37.1.36 | 0.40408 | 74.4418 | 2200505.2204 | 257473.698 | 60 | Z | 37.1.36 | 0.40408 | 74.4418 | 2200505.2204 | 267419.6822 | '37.1.36'
|  |  | 61 | 37_1.2.12 | 3040.875 | 0 | 0 | 9763208.1522 | 0 | 1351.5 | 8179240.9477 | 1351.5 | 37_1.2.12 | 58 | 32641.188 | 56330.4532 | 7942.1436 | 243448.5243 | 226760.2004 | 226760.2004 | 375003.5413 | 60204.5436 | 261.372 | 0.36651 | 0.30705 | 0.33592 | 0.36651 | 0 | 0 | 0.38206 | 2.9634 | 3.1323 | 14.4343 | 0 | 0 | 3.5475 | 4.3519 | 2.2126 | 77.03 | 81.7095 | 82.7901 | 83.5945 | 88.5847 | 89.5447 | 0.9809 | 0.97037 | 0.46693 | 0 | 0 | 0 | 0 | 0 | 0.92058 | 0.4367 | 0.67359 | 0.85566 | BI | 63 | 0 | 1.2 | 1.2 | 1.15 | 0 | 0 |  | 0.86032 | 0 | 0.91395 | 0.20839 | 0.38181 | 0 | 0.52273 | 0 | 0 | 0 | 0 | 0 | 0 | 0.46693 | 0.97037 | 0.9809 | 0.85566 | 0.33051 | 82.7901 | 9763208.1522 | BI | 37_1.2.12 | 127 | 114 | 61 | DL | 40.1.18 | 0.40173 | 76.6138 | 2715882.1872 | 260189.5802 | 61 | DW | 40_1.2.3 | 0.41613 | 74.6079 | 7631093.4747 | 275050.7756 | '40_1.2.3'
|  |  | 62 | 37_1.2.13 | 2663.4375 | 0 | 0 | 8348434.963 | 0 | 1183.75 | 7223514.2717 | 1183.75 | 37_1.2.13 | 56 | 51948.4232 | 70203.1206 | 46628.4852 | 316884.8796 | 194740.8423 | 194740.8423 | 150632.3388 | 48768.0962 | 287.0521 | 0.35781 | 0.3096 | 0.34855 | 0.35781 | 0 | 0 | 0.25532 | 2.8038 | 3.219 | 13.8186 | 0 | 0 | 4.3109 | 4.9453 | 13.3817 | 78.9102 | 81.043 | 96.6027 | 97.2372 | 101.4904 | 102.2237 | 0.98723 | 0.97196 | 0.44525 | 0 | 0 | 0 | 0 | 0 | 0.53372 | 0.29804 | 0.48052 | 0.86181 | BJ | 89 | 0 | 1.12 | 1.08 | 1.08 | 0 | 0 |  | 0.80284 | 0 | 0.4737 | 0.17144 | 0.18048 | 0 | 0.43182 | 0 | 0 | 0 | 0 | 0 | 0 | 0.44525 | 0.97196 | 0.98723 | 0.86181 | 0.26064 | 96.6027 | 8348434.963 | BJ | 37_1.2.13 | 176 | 176 | 62 | FS | 45_2.2.9 | 0.40084 | 79.3853 | 3464925.3098 | 263654.5055 | 62 | CM | 37_1.2.4 | 0.41864 | 74.6695 | 5222077.4216 | 280272.853 | '37_1.2.4'
|  |  | 63 | 37_1.2.14 | 1288.125 | 0 | 0 | 4045917.3006 | 0 | 572.5 | 3455030.561 | 572.5 | 37_1.2.14 | 30 | 18305.3243 | 86854.9838 | 17960.4651 | 194713.4053 | 167605.9454 | 167605.9454 | 210218.0062 | 58471.084 | 272.1665 | 0.35855 | 0.30619 | 0.33962 | 0.35855 | 0 | 0 | 0.56459 | 4.6275 | 3.3712 | 16.731 | 0.22664 | 0 | 3.1305 | 5.5193 | 5.1398 | 78.8368 | 82.0625 | 87.1071 | 89.4959 | 91.7458 | 94.5449 | 0.97177 | 0.95372 | 0.40721 | 0 | 0 | 0 | 0.11332 | 0 | 0.8204 | 0.13227 | 0.81695 | 0.83269 | BK | 41 | 0 | 1.18 | 1.17 | 1.14 | 0 | 0 |  | 0.89172 | 0 | 0.79857 | 0.17288 | 0.31889 | 0 | 0.5 | 0 | 0 | 0 | 0 | 0.22664 | 0 | 0.40721 | 0.95372 | 0.97177 | 0.83269 | 0.31527 | 87.1071 | 4045917.3006 | BK | 37_1.2.14 | 140 | 143 | 63 | EX | 45.1.25 | 0.39732 | 82.7462 | 5729067.2385 | 269383.5727 | 63 | AZ | 37.1.66 | 0.388 | 74.8121 | 8933126.0607 | 289205.9791 | '37.1.66'
|  |  | 64 | 37_1.2.15 | 868.5 | 0 | 0 | 2948048.5365 | 0 | 386 | 2534214.8796 | 386 | 37_1.2.15 | 16 | 48857.6248 | 86092.176 | 38390.0566 | 158097.6235 | 130463.3302 | 130463.3302 | 209002.1176 | 28922.3105 | 298.9473 | 0.38749 | 0.3331 | 0.37185 | 0.38749 | 0 | 0 | 0.93447 | 3.158 | 3.1321 | 15.9119 | 1 | 0 | 3.8767 | 5.0754 | 10.1549 | 72.8775 | 75.3456 | 86.9092 | 88.1078 | 91.6727 | 93.0676 | 0.95328 | 0.96842 | 0.46697 | 0 | 0 | 0 | 0.5 | 0 | 0.6161 | 0.13908 | 0.51142 | 0.84088 | BL | 31 | 0 | 1.18 | 1.17 | 1.14 | 0 | 0 |  | 0.83553 | 0 | 0.60089 | 0.28998 | 0.32177 | 0 | 0.5 | 0 | 0 | 0 | 0 | 1 | 0 | 0.46697 | 0.96842 | 0.95328 | 0.84088 | 0.35801 | 86.9092 | 2948048.5365 | BL | 37_1.2.15 | 87 | 141 | 64 | DC | 37_1.2.9 | 0.39619 | 81.4007 | 5095223.1596 | 274478.7959 | 64 | M | 35 | 0.42813 | 74.9197 | 816996.2757 | 290022.9754 | '35'
|  |  | 65 | 37_1.2.16 | 1383.1875 | 0 | 64 | 4768632.7637 | 25 | 550.75 | 4205257.4253 | 614.75 | 37_1.2.16 | 30 | 9179.6635 | 21986.0857 | 2031.4721 | 237401.3555 | 209854.5853 | 209854.5852 | 278125.3712 | 6174.4128 | 328.6577 | 0.39356 | 0.34706 | 0.39007 | 0.38239 | 0.067987 | 0 | 0.7697 | 16.7312 | 2.9528 | 32.368 | 0 | 0 | 2.5624 | 2.9645 | 0.52592 | 70.9074 | 72.2851 | 73.9957 | 74.3978 | 75.785 | 76.2466 | 0.96152 | 0.83269 | 0.51179 | 0 | 0 | 0 | 0 | 0 | 0.97969 | 0.78014 | 0.9082 | 0.67632 | BM | 21 | 0 | 1.16 | 1.13 | 1.12 | 0 | 0 |  | 0.93449 | 0 | 0.98043 | 0.3287 | 0.51 | 0 | 0.47727 | 0 | 0 | 0 | 0 | 0 | 0 | 0.51179 | 0.83269 | 0.96152 | 0.67632 | 0.34984 | 73.9957 | 4768632.7637 | BM | 37_1.2.16 | 100 | 56 | 65 | U | 37.1.28 | 0.39551 | 79.0841 | 2873553.1575 | 277352.349 | 65 | AT | 37.1.58 | 0.40526 | 75.215 | 2608929.3008 | 292631.9047 | '37.1.58'
|  |  | 66 | 37_1.2.17 | 1180.6875 | 0 | 0 | 3387754.6309 | 0 | 524.75 | 2899821.3791 | 524.75 | 37_1.2.17 | 27 | 110295.5069 | 118202.1452 | 39423.3432 | 265706.7472 | 161811.8774 | 161811.8773 | 183645.6279 | 95870.6175 | 257.7536 | 0.32755 | 0.28037 | 0.31527 | 0.32755 | 0 | 0 | 0.31051 | 3.8013 | 3.0891 | 9.0734 | 0 | 0 | 6.9207 | 7.2215 | 12.3427 | 86.1962 | 89.4865 | 105.4595 | 105.7603 | 111.9899 | 112.3411 | 0.98447 | 0.96199 | 0.47773 | 0 | 0 | 0 | 0 | 0 | 0.60577 | 0 | 0 | 0.90927 | BN | 92 | 0 | 1.12 | 1.08 | 1.08 | 0 | 0 |  | 0.60632 | 0 | 0.51466 | 0.028272 | 0.05138 | 0 | 0.43182 | 0 | 0 | 0 | 0 | 0 | 0 | 0.47773 | 0.96199 | 0.98447 | 0.90927 | 0.22527 | 105.4595 | 3387754.6309 | BN | 37_1.2.17 | 187 | 187 | 66 | FZ | 48.1.5 | 0.39042 | 73.1131 | 1536827.8647 | 278889.1769 | 66 | CY | 37_1.2.51 | 0.35347 | 75.3936 | 11237796.4556 | 303869.7011 | '37_1.2.51'
|  |  | 67 | 37_1.2.18 | 2195.4375 | 0 | 0 | 7566610.4951 | 15 | 975.75 | 6600078.9704 | 975.75 | 37_1.2.18 | 44 | 35212.5849 | 55915.7281 | 8587.6207 | 283079.6959 | 255420.8502 | 255420.8502 | 279805.204 | 17107.8759 | 322.6524 | 0.39344 | 0.34318 | 0.38175 | 0.39344 | 0 | 0 | 0.30423 | 2.0364 | 3.3487 | 15.331 | 0 | 0 | 3.3846 | 4.0369 | 2.2369 | 71.7632 | 73.1117 | 77.3846 | 78.037 | 79.5585 | 80.306 | 0.98479 | 0.97964 | 0.41282 | 0 | 0 | 0 | 0 | 0 | 0.91412 | 0.44084 | 0.64787 | 0.84669 | BO | 31 | 0 | 1.16 | 1.13 | 1.12 | 0 | 0 |  | 0.87259 | 0 | 0.91299 | 0.31188 | 0.46061 | 0 | 0.47727 | 0 | 0 | 0 | 0 | 0 | 0 | 0.41282 | 0.97964 | 0.98479 | 0.84669 | 0.34711 | 77.3846 | 7566610.4951 | BO | 37_1.2.18 | 104 | 76 | 67 | FM | 45_2.2.3 | 0.39026 | 82.4456 | 6522095.5224 | 285411.2724 | 67 | EN | 45.1.12 | 0.42864 | 75.3993 | 3027980.942 | 306897.6821 | '45.1.12'
|  |  | 68 | 37_1.2.19 | 1948.8308 | 0 | 0 | 6621742.0157 | 0 | 869.75 | 5690464.1529 | 866.147 | 37_1.2.19 | 42 | 163862.8348 | 169117.3145 | 76944.6033 | 343417.453 | 317217.103 | 317217.103 | 356280.7952 | 119661.3078 | 294.3068 | 0.38788 | 0.33333 | 0.36639 | 0.38788 | 0 | 0 | 0.19542 | 4.2247 | 4.0418 | 24.2353 | 0 | 0 | 7.5634 | 7.7322 | 20.34 | 72.7899 | 75.2711 | 100.6934 | 100.8622 | 107.7443 | 107.9408 | 0.99023 | 0.95775 | 0.23956 | 0 | 0 | 0 | 0 | 0 | 0.23153 | 0 | 0 | 0.75765 | BP | 89 | 0 | 1.16 | 1.15 | 1.13 | 0 | 0 |  | 0.55793 | 0 | 0.19943 | 0.29171 | 0.12085 | 0 | 0.47727 | 0 | 0 | 0 | 0 | 0 | 0 | 0.23956 | 0.95775 | 0.99023 | 0.75765 | 0.23124 | 100.6934 | 6621742.0157 | BP | 37_1.2.19 | 186 | 184 | 68 | AZ | 37.1.66 | 0.388 | 74.8121 | 8933126.0607 | 294344.3985 | 68 | CT | 37_1.2.46 | 0.35771 | 75.6423 | 6804127.7282 | 313701.8098 | '37_1.2.46'
|  |  | 69 | 37_1.2.2 | 2834.4375 | 0 | 124.75 | 9445577.8607 | 0 | 1135 | 8077570.7901 | 1259.75 | 37_1.2.2 | 55 | 12540.4337 | 17391.6045 | 12278.0092 | 206260.215 | 198271.9752 | 196630.2178 | 356349.9911 | 70343.9559 | 276.0444 | 0.38041 | 0.32532 | 0.35554 | 0.3621 | 0.065013 | 0 | 0.50836 | 8.3392 | 1.9085 | 21.0389 | 0 | 0 | 2.7622 | 2.9211 | 3.3264 | 73.3986 | 77.1578 | 79.4872 | 79.6462 | 84.1886 | 84.3771 | 0.97458 | 0.91661 | 0.77287 | 0 | 0 | 0 | 0 | 0 | 0.87722 | 0.82608 | 0.8746 | 0.78961 | BQ | 35 | 0 | 1.2 | 1.2 | 1.15 | 0 | 0 |  | 0.91945 | 0 | 0.87004 | 0.27974 | 0.42996 | 0 | 0.52273 | 0 | 0 | 0 | 0 | 0 | 0 | 0.77287 | 0.91661 | 0.97458 | 0.78961 | 0.35394 | 79.4872 | 9445577.8607 | BQ | 37_1.2.2 | 91 | 87 | 69 | DX | 40_1.2.4 | 0.38638 | 88.4593 | 6873158.8281 | 301217.5573 | 69 | CS | 37_1.2.45 | 0.35223 | 75.7316 | 7900406.4546 | 321602.2163 | '37_1.2.45'
|  |  | 70 | 37_1.2.20 | 2377.125 | 0 | 49.5 | 8288894.613 | 0 | 1007 | 7186182.9318 | 1056.5 | 37_1.2.20 | 49 | 92812.9283 | 136562.0246 | 10826.6839 | 291379.241 | 266714.2138 | 266714.2137 | 375140.8343 | 96457.0279 | 304.5888 | 0.39805 | 0.3451 | 0.37589 | 0.39059 | 0.042685 | 0 | 0.23255 | 6.3398 | 3.0757 | 19.0871 | 0 | 0 | 5.149 | 6.5187 | 2.8001 | 70.5544 | 72.7132 | 78.5035 | 79.8731 | 81.8695 | 83.4464 | 0.98837 | 0.9366 | 0.48107 | 0 | 0 | 0 | 0 | 0 | 0.89173 | 0.00021978 | 0.17558 | 0.80913 | BR | 64 | 0 | 1.19 | 1.18 | 1.16 | 0 | 0 |  | 0.73973 | 0 | 0.89079 | 0.33563 | 0.4443 | 0 | 0.51136 | 0 | 0 | 0 | 0 | 0 | 0 | 0.48107 | 0.9366 | 0.98837 | 0.80913 | 0.34518 | 78.5035 | 8288894.613 | BR | 37_1.2.20 | 107 | 81 | 70 | DK | 40.1.17 | 0.3817 | 84.7957 | 5379189.132 | 306596.7464 | 70 | FY | 48.1.4 | 0.38077 | 76.5605 | 1733663.0518 | 323335.8793 | '48.1.4'
|  |  | 71 | 37_1.2.21 | 1177.3125 | 0 | 0 | 4020030.3904 | 0 | 523.25 | 3466838.0858 | 523.25 | 37_1.2.21 | 34 | 131915.57 | 136314.5872 | 77041.9708 | 327276.4562 | 300309.8343 | 300309.8343 | 325383.9369 | 89254.8414 | 300.0395 | 0.38979 | 0.33615 | 0.37101 | 0.38979 | 0 | 0 | 0.20522 | 1.8161 | 3.8782 | 19.2131 | 0 | 0 | 6.5058 | 6.6481 | 20.2223 | 72.4415 | 74.6504 | 99.1696 | 99.3118 | 105.6439 | 105.8091 | 0.98974 | 0.98184 | 0.28046 | 0 | 0 | 0 | 0 | 0 | 0.22958 | 0 | 0 | 0.80787 | BS | 62 | 0 | 1.16 | 1.15 | 1.13 | 0 | 0 |  | 0.63756 | 0 | 0.20408 | 0.29855 | 0.14306 | 0 | 0.47727 | 0 | 0 | 0 | 0 | 0 | 0 | 0.28046 | 0.98184 | 0.98974 | 0.80787 | 0.24364 | 99.1696 | 4020030.3904 | BS | 37_1.2.21 | 182 | 182 | 71 | FY | 48.1.4 | 0.38077 | 76.5605 | 1733663.0518 | 308330.4095 | 71 | DL | 40.1.18 | 0.40173 | 76.6138 | 2715882.1872 | 326051.7615 | '40.1.18'
|  |  | 72 | 37_1.2.22 | 1235.8125 | 0 | 0 | 3731276.2892 | 0 | 549.5 | 3212424.5258 | 549.25 | 37_1.2.22 | 25 | 79294.3023 | 81472.911 | 17491.6685 | 313084.8054 | 162380.5843 | 162380.5842 | 120074.1936 | 65211.6761 | 270.2361 | 0.34467 | 0.29674 | 0.33131 | 0.34467 | 0 | 0 | 0.26302 | 3.4793 | 3.2309 | 9.2542 | 0 | 0 | 5.4588 | 5.5371 | 5.1704 | 81.9135 | 84.5496 | 92.5427 | 92.621 | 96.8959 | 96.9868 | 0.98685 | 0.96521 | 0.44228 | 0 | 0 | 0 | 0 | 0 | 0.82508 | 0.18527 | 0.20706 | 0.90746 | BT | 113 | 0 | 1.04 | 1.05 | 1.04 | 0 | 0 |  | 0.7164 | 0 | 0.79736 | 0.11243 | 0.23966 | 0 | 0.34091 | 0 | 0 | 0 | 0 | 0 | 0 | 0.44228 | 0.96521 | 0.98685 | 0.90746 | 0.27108 | 92.5427 | 3731276.2892 | BT | 37_1.2.22 | 172 | 162 | 72 | EV | 45.1.22 | 0.38044 | 82.8476 | 8423844.3231 | 316754.2538 | 72 | AL | 37.1.49 | 0.35204 | 76.9527 | 1817440.4361 | 327869.2019 | '37.1.49'
|  |  | 73 | 37_1.2.23 | 1616.0625 | 0 | 321 | 5460886.5099 | 0 | 397.25 | 5056499.2064 | 718.25 | 37_1.2.23 | 34 | 61243.3982 | 69615.836 | 28408.6724 | 278502.7971 | 251124.9138 | 251124.9138 | 310896.9416 | 35491.6954 | 333.0828 | 0.38575 | 0.35718 | 0.39595 | 0.25611 | 0.2001 | 0 | 0.2395 | 2.1444 | 3.4239 | 12.7508 | 0 | 0 | 4.3075 | 4.5671 | 7.5724 | 69.5494 | 70.2439 | 81.4293 | 81.6888 | 83.0092 | 83.3039 | 0.98802 | 0.97856 | 0.39401 | 0 | 0 | 0 | 0 | 0 | 0.71591 | 0.30384 | 0.38757 | 0.87249 | BU | 12 | 0 | 1.16 | 1.15 | 1.13 | 0 | 0 |  | 0.80309 | 0 | 0.70269 | 0.35538 | 0.40165 | 0 | 0.47727 | 0 | 0 | 0 | 0 | 0 | 0 | 0.39401 | 0.97856 | 0.98802 | 0.87249 | 0.32988 | 81.4293 | 5460886.5099 | BU | 37_1.2.23 | 128 | 105 | 73 | G | 29.1.1 | 0.37921 | 96.2706 | 1418491.763 | 318172.7456 | 73 | CC | 37_1.2.30 | 0.35017 | 77.0929 | 9569561.1303 | 337438.7631 | '37_1.2.30'
|  |  | 74 | 37_1.2.24 | 1755 | 0 | 0 | 6005362.8445 | 0 | 780 | 5089401.9563 | 780 | 37_1.2.24 | 43 | 4952.0673 | 40992.5635 | 24651.3373 | 211536.4659 | 192809.9831 | 192809.983 | 340261.6062 | 91639.0566 | 286.318 | 0.39062 | 0.33104 | 0.36334 | 0.39062 | 0 | 0 | 0.49115 | 2.8516 | 2.383 | 15.875 | 0 | 0 | 2.4439 | 3.5958 | 6.4671 | 72.2747 | 75.7854 | 81.1857 | 82.3375 | 86.2956 | 87.6535 | 0.97544 | 0.97148 | 0.65425 | 0 | 0 | 0 | 0 | 0 | 0.75349 | 0.59007 | 0.95048 | 0.84125 | BV | 33 | 0 | 1.2 | 1.2 | 1.15 | 0 | 0 |  | 0.94342 | 0 | 0.74625 | 0.30183 | 0.4052 | 0 | 0.52273 | 0 | 0 | 0 | 0 | 0 | 0 | 0.65425 | 0.97148 | 0.97544 | 0.84125 | 0.34595 | 81.1857 | 6005362.8445 | BV | 37_1.2.24 | 106 | 102 | 74 | FJ | 45_2.2.12 | 0.37739 | 73.6133 | 5672503.9431 | 323845.2495 | 74 | BW | 37_1.2.25 | 0.34898 | 77.1964 | 5351821.9213 | 342790.585 | '37_1.2.25'
|  |  | 75 | 37_1.2.25 | 1582.3125 | 0 | 0 | 5351821.9213 | 11 | 703.25 | 4650580.194 | 703.25 | 37_1.2.25 | 32 | 6651.6395 | 35987.0143 | 5823.8436 | 259387.5107 | 231873.6212 | 231873.6211 | 265872.5954 | 13315.7851 | 310.6138 | 0.3861 | 0.33551 | 0.37125 | 0.3861 | 0 | 0 | 0.4996 | 4.225 | 2.9033 | 21.2012 | 0 | 0 | 2.5276 | 3.471 | 1.5481 | 73.1207 | 74.7757 | 77.1964 | 78.1398 | 79.4671 | 80.5527 | 0.97502 | 0.95775 | 0.52417 | 0 | 0 | 0 | 0 | 0 | 0.94176 | 0.64013 | 0.93348 | 0.78799 | BW | 27 | 0 | 1.16 | 1.13 | 1.12 | 0 | 0 |  | 0.93712 | 0 | 0.94014 | 0.28521 | 0.46335 | 0 | 0.47727 | 0 | 0 | 0 | 0 | 0 | 0 | 0.52417 | 0.95775 | 0.97502 | 0.78799 | 0.34898 | 77.1964 | 5351821.9213 | BW | 37_1.2.25 | 101 | 74 | 75 | CU | 37_1.2.47 | 0.37512 | 71.4709 | 4816734.1334 | 328661.9836 | 75 | BY | 37_1.2.27 | 0.34831 | 77.3439 | 6228322.3514 | 349018.9073 | '37_1.2.27'
|  |  | 76 | 37_1.2.26 | 1668.375 | 0 | 0 | 4993420.6034 | 0 | 741.5 | 4299598.0586 | 741.5 | 37_1.2.26 | 36 | 90442.1099 | 103537.3148 | 49570.3616 | 285334.778 | 172752.7474 | 172752.7474 | 169433.8681 | 77910.6342 | 268.5043 | 0.34166 | 0.29419 | 0.32624 | 0.34166 | 0 | 0 | 0.2692 | 3.1628 | 3.0506 | 9.7728 | 0 | 0 | 5.9152 | 6.3929 | 14.8836 | 82.6442 | 85.2955 | 103.4431 | 103.9207 | 109.4536 | 110.0082 | 0.98654 | 0.96837 | 0.48736 | 0 | 0 | 0 | 0 | 0 | 0.5043 | 0.018323 | 0.10058 | 0.90227 | BX | 88 | 0 | 1.12 | 1.08 | 1.08 | 0 | 0 |  | 0.68203 | 0 | 0.4145 | 0.098069 | 0.080772 | 0 | 0.43182 | 0 | 0 | 0 | 0 | 0 | 0 | 0.48736 | 0.96837 | 0.98654 | 0.90227 | 0.23464 | 103.4431 | 4993420.6034 | BX | 37_1.2.26 | 185 | 186 | 76 | GE | 48_1.2.3 | 0.37379 | 78.6226 | 3859561.7943 | 332521.5454 | 76 | BO | 37_1.2.18 | 0.34711 | 77.3846 | 7566610.4951 | 356585.5178 | '37_1.2.18'
|  |  | 77 | 37_1.2.27 | 1856.8125 | 0 | 157.75 | 6228322.3514 | 0 | 667.5 | 5532552.5902 | 825.25 | 37_1.2.27 | 35 | 9161.5317 | 68791.82 | 9560.5057 | 200365.3469 | 172982.7743 | 172982.7743 | 221888.5925 | 48180.0812 | 314.2204 | 0.38291 | 0.34014 | 0.38163 | 0.36825 | 0.12823 | 0 | 0.5934 | 3.9809 | 3.2733 | 16.3238 | 0 | 0 | 2.6314 | 4.5758 | 2.5544 | 72.1581 | 73.8008 | 77.3439 | 79.2883 | 79.6454 | 81.8359 | 0.97033 | 0.96019 | 0.43169 | 0 | 0 | 0 | 0 | 0 | 0.90439 | 0.31208 | 0.90838 | 0.83676 | BY | 33 | 0 | 1.18 | 1.17 | 1.14 | 0 | 0 |  | 0.9293 | 0 | 0.90047 | 0.30412 | 0.4612 | 0 | 0.5 | 0 | 0 | 0 | 0 | 0 | 0 | 0.43169 | 0.96019 | 0.97033 | 0.83676 | 0.34831 | 77.3439 | 6228322.3514 | BY | 37_1.2.27 | 103 | 75 | 77 | CR | 37_1.2.44 | 0.37073 | 73.9564 | 5698378.5724 | 338219.924 | 77 | BB | 37.1.68 | 0.33934 | 77.4726 | 4960188.6952 | 361545.7065 | '37.1.68'
|  |  | 78 | 37_1.2.28 | 1851.1875 | 0 | 0 | 5836941.77 | 0 | 822.75 | 4887089.5566 | 822.75 | 37_1.2.28 | 43 | 61907.6296 | 98968.6423 | 24187.6891 | 271729.4269 | 254068.5609 | 254068.5609 | 395741.5017 | 55395.1211 | 254.5948 | 0.35994 | 0.30137 | 0.32649 | 0.35994 | 0 | 0 | 0.24858 | 3.8165 | 3.1674 | 10.5776 | 0 | 0 | 4.6244 | 5.9047 | 6.9002 | 78.4381 | 83.2546 | 89.9627 | 91.243 | 97.024 | 98.5526 | 0.98757 | 0.96184 | 0.45814 | 0 | 0 | 0 | 0 | 0 | 0.75812 | 0.051134 | 0.38092 | 0.89422 | BZ | 93 | 0 | 1.2 | 1.2 | 1.15 | 0 | 0 |  | 0.77923 | 0 | 0.72918 | 0.18072 | 0.27727 | 0 | 0.52273 | 0 | 0 | 0 | 0 | 0 | 0 | 0.45814 | 0.96184 | 0.98757 | 0.89422 | 0.30054 | 89.9627 | 5836941.77 | BZ | 37_1.2.28 | 151 | 157 | 78 | CK | 37_1.2.38 | 0.36881 | 80.7362 | 6242842.1535 | 344462.7662 | 78 | DH | 40.1.13 | 0.44349 | 77.6368 | 4246215.1702 | 365791.9217 | '40.1.13'
|  |  | 79 | 37_1.2.29 | 2343.375 | 0 | 0 | 7492763.2228 | 0 | 1041.5 | 6299486.3332 | 1041.5 | 37_1.2.29 | 55 | 95115.9739 | 132303.8447 | 54284.1437 | 105428.0419 | 172534.3124 | 105428.0419 | 336333.3468 | 127318.3511 | 260.4776 | 0.365 | 0.30687 | 0.33746 | 0.365 | 0 | 0 | 0.21393 | 2.0062 | 2.4698 | 5.0187 | 1 | 0 | 5.6869 | 6.9609 | 15.2801 | 77.3635 | 81.773 | 98.3305 | 99.6045 | 106.7163 | 108.2314 | 0.9893 | 0.97994 | 0.63256 | 0 | 0 | 0 | 0.5 | 0 | 0.45716 | 0 | 0.084059 | 0.94981 | CA | 47 | 0 | 1.16 | 1.15 | 1.11 | 0 | 0 |  | 0.69923 | 0 | 0.39887 | 0.20183 | 0.15529 | 0 | 0.47727 | 0 | 0 | 0 | 0 | 1 | 0 | 0.63256 | 0.97994 | 0.9893 | 0.94981 | 0.3219 | 98.3305 | 7492763.2228 | CA | 37_1.2.29 | 136 | 178 | 79 | CG | 37_1.2.34 | 0.36778 | 77.6486 | 8664725.8672 | 353127.492 | 79 | CG | 37_1.2.34 | 0.36778 | 77.6486 | 8664725.8672 | 374456.6476 | '37_1.2.34'
|  |  | 80 | 37_1.2.3 | 932.625 | 0 | 0 | 3046941.1333 | 0 | 414.5 | 2631468.4744 | 414.5 | 37_1.2.3 | 19 | 27158.3629 | 44245.2881 | 24666.0572 | 248688.3318 | 221382.1759 | 221382.1758 | 253397.0566 | 30494.1367 | 292.8325 | 0.37295 | 0.3221 | 0.35515 | 0.37295 | 0 | 0 | 0.36744 | 3.5621 | 3.035 | 9.07 | 0 | 0 | 3.3062 | 3.8758 | 6.8053 | 75.7216 | 77.9224 | 85.8331 | 86.4027 | 89.637 | 90.2969 | 0.98163 | 0.96438 | 0.49125 | 0 | 0 | 0 | 0 | 0 | 0.75334 | 0.55755 | 0.72842 | 0.9093 | CB | 34 | 0 | 1.12 | 1.08 | 1.08 | 0 | 0 |  | 0.87849 | 0 | 0.73292 | 0.2341 | 0.33746 | 0 | 0.43182 | 0 | 0 | 0 | 0 | 0 | 0 | 0.49125 | 0.96438 | 0.98163 | 0.9093 | 0.31175 | 85.8331 | 3046941.1333 | CB | 37_1.2.3 | 143 | 132 | 80 | CQ | 37_1.2.43 | 0.36732 | 73.0122 | 3375681.3138 | 356503.1733 | 80 | C | 20 | 0.32547 | 77.7585 | 575542.6929 | 375032.1903 | '20'
|  |  | 81 | 37_1.2.30 | 2800.125 | 0 | 92 | 9569561.1303 | 0 | 1152.5 | 8260244.432 | 1244.5 | 37_1.2.30 | 56 | 54967.0057 | 125414.3157 | 4832.2603 | 267084.8384 | 244217.8029 | 244217.8029 | 369439.1472 | 92959.8563 | 294.751 | 0.39013 | 0.33675 | 0.36859 | 0.39421 | 0.043866 | 0 | 0.53243 | 4.2023 | 3.2722 | 19.4584 | 0 | 0 | 4.0451 | 6.294 | 1.268 | 71.7798 | 74.5125 | 77.0929 | 79.3418 | 80.6709 | 83.2732 | 0.97338 | 0.95798 | 0.43195 | 0 | 0 | 0 | 0 | 0 | 0.95168 | 0.00041571 | 0.45047 | 0.80542 | CC | 74 | 0 | 1.2 | 1.19 | 1.16 | 0 | 0 |  | 0.82285 | 0 | 0.95118 | 0.31155 | 0.46486 | 0 | 0.52273 | 0 | 0 | 0 | 0 | 0 | 0 | 0.43195 | 0.95798 | 0.97338 | 0.80542 | 0.35017 | 77.0929 | 9569561.1303 | CC | 37_1.2.30 | 99 | 73 | 81 | DD | 4 | 0.3673 | 82.1354 | 401561.4095 | 356904.7347 | 81 | BR | 37_1.2.20 | 0.34518 | 78.5035 | 8288894.613 | 383321.0849 | '37_1.2.20'
|  |  | 82 | 37_1.2.31 | 2766.9375 | 0 | 0 | 8972340.877 | 0 | 1229.75 | 7512617.8001 | 1229.75 | 37_1.2.31 | 53 | 109891.1237 | 106393.6122 | 29369.1056 | 130015.0493 | 199164.7283 | 130015.0493 | 368841.8924 | 85894.9591 | 260.8487 | 0.37017 | 0.30995 | 0.33994 | 0.37017 | 0 | 0 | 0.47249 | 2.1594 | 2.3202 | 7.8054 | 0.86135 | 0 | 6.1101 | 5.9926 | 8.133 | 76.267 | 80.944 | 90.5102 | 90.3926 | 97.9579 | 97.8176 | 0.97638 | 0.97841 | 0.66995 | 0 | 0 | 0 | 0.43068 | 0 | 0.70631 | 0.028333 | 0.019217 | 0.92195 | CD | 71 | 0 | 1.16 | 1.15 | 1.11 | 0 | 0 |  | 0.66736 | 0 | 0.68059 | 0.22338 | 0.26929 | 0 | 0.47727 | 0 | 0 | 0 | 0 | 0.86135 | 0 | 0.66995 | 0.97841 | 0.97638 | 0.92195 | 0.34891 | 90.5102 | 8972340.877 | CD | 37_1.2.31 | 102 | 158 | 82 | AI | 37.1.46 | 0.36377 | 80.3195 | 4961568.6381 | 361866.3034 | 82 | GE | 48_1.2.3 | 0.37379 | 78.6226 | 3859561.7943 | 387180.6467 | '48_1.2.3'
|  |  | 83 | 37_1.2.32 | 2373.1875 | 0 | 0 | 7628438.3074 | 0 | 1054.75 | 6361443.8031 | 1054.75 | 37_1.2.32 | 52 | 23114.6858 | 49907.9454 | 9939.9918 | 211416.6481 | 224310.737 | 209762.7175 | 382750.192 | 47107.5 | 257.2227 | 0.36694 | 0.306 | 0.33396 | 0.36694 | 0 | 0 | 0.35951 | 8.2188 | 2.2588 | 21.8173 | 0 | 0 | 3.2176 | 4.1311 | 2.7693 | 76.9486 | 81.9998 | 82.9355 | 83.849 | 89.1799 | 90.2753 | 0.98202 | 0.91781 | 0.68529 | 0 | 0 | 0 | 0 | 0 | 0.9006 | 0.50092 | 0.76885 | 0.78183 | CE | 61 | 0 | 1.2 | 1.2 | 1.15 | 0 | 0 |  | 0.88516 | 0 | 0.892 | 0.20999 | 0.3797 | 0 | 0.52273 | 0 | 0 | 0 | 0 | 0 | 0 | 0.68529 | 0.91781 | 0.98202 | 0.78183 | 0.33453 | 82.9355 | 7628438.3074 | CE | 37_1.2.32 | 120 | 117 | 83 | DS | 40_1.2.1 | 0.36331 | 93.6671 | 3286897.5565 | 365153.2009 | 83 | L | 34 | 0.31458 | 79.0377 | 249469.2335 | 387430.1159 | '34'
|  |  | 84 | 37_1.2.33 | 1409.0625 | 0 | 0 | 4538821.5113 | 0 | 626.25 | 3833167.3547 | 626.25 | 37_1.2.33 | 26 | 78045.5759 | 135464.4729 | 27694.5141 | 286912.1362 | 265061.8845 | 265061.8844 | 395068.7055 | 67588.1688 | 261.7078 | 0.36771 | 0.31054 | 0.33212 | 0.36771 | 0 | 0 | 0.36843 | 4.3022 | 3.2926 | 19.1078 | 0 | 0 | 5.0811 | 7.0259 | 7.7761 | 76.7984 | 80.8119 | 89.6556 | 91.6004 | 96.0413 | 98.3442 | 0.98158 | 0.95698 | 0.42685 | 0 | 0 | 0 | 0 | 0 | 0.72305 | 0 | 0.21954 | 0.80892 | CF | 97 | 0 | 1.2 | 1.19 | 1.16 | 0 | 0 |  | 0.74484 | 0 | 0.69466 | 0.21294 | 0.28174 | 0 | 0.52273 | 0 | 0 | 0 | 0 | 0 | 0 | 0.42685 | 0.95698 | 0.98158 | 0.80892 | 0.29551 | 89.6556 | 4538821.5113 | CF | 37_1.2.33 | 155 | 155 | 84 | CZ | 37_1.2.6 | 0.36213 | 73.8097 | 6734888.8634 | 371888.0898 | 84 | U | 37.1.28 | 0.39551 | 79.0841 | 2873553.1575 | 390303.6691 | '37.1.28'
|  |  | 85 | 37_1.2.34 | 2719.6875 | 0 | 1108.5 | 8664725.8672 | 0 | 100.25 | 8555234.8053 | 1208.75 | 37_1.2.34 | 52 | 85685.6695 | 111743.1752 | 9096.8844 | 142775.2875 | 119614.7272 | 119614.7271 | 259148.6712 | 42629.9163 | 323.485 | 0.36369 | 0.35909 | 0.3992 | 0.093504 | 0.3483 | 0 | 0.6441 | 14.4196 | 2.746 | 25.1034 | 0.50176 | 0 | 5.3886 | 6.2831 | 2.5713 | 69.6887 | 69.881 | 77.6486 | 78.543 | 77.9144 | 78.8177 | 0.9678 | 0.8558 | 0.5635 | 0 | 0 | 0 | 0.25088 | 0 | 0.90903 | 0.0059304 | 0.16199 | 0.74897 | CG | 25 | 0 | 1.17 | 1.16 | 1.12 | 0 | 0 |  | 0.72169 | 0 | 0.89981 | 0.35265 | 0.45676 | 0 | 0.48864 | 0 | 0 | 0 | 0 | 0.50176 | 0 | 0.5635 | 0.8558 | 0.9678 | 0.74897 | 0.36778 | 77.6486 | 8664725.8672 | CG | 37_1.2.34 | 79 | 79 | 85 | BA | 37.1.67 | 0.36212 | 79.5653 | 4473417.8648 | 376361.5077 | 85 | AQ | 37.1.54 | 0.34461 | 79.3464 | 3332310.0524 | 393635.9791 | '37.1.54'
|  |  | 86 | 37_1.2.35 | 1630.125 | 0 | 603 | 5191020.724 | 0 | 121.5 | 5053318.1921 | 724.5 | 37_1.2.35 | 34 | 17351.5089 | 102561.9689 | 26991.5954 | 202180.0566 | 178437.372 | 178437.3719 | 305202.996 | 59600.3032 | 318.1302 | 0.36352 | 0.35388 | 0.39286 | 0.10901 | 0.33476 | 0 | 0.32094 | 7.9651 | 2.7857 | 17.3975 | 0 | 0 | 3.0622 | 5.9783 | 7.5415 | 70.4952 | 70.9021 | 81.0989 | 84.0149 | 81.8829 | 84.8855 | 0.98395 | 0.92035 | 0.55357 | 0 | 0 | 0 | 0 | 0 | 0.73008 | 0.0092882 | 0.82648 | 0.82602 | CH | 9 | 0 | 1.2 | 1.19 | 1.16 | 0 | 0 |  | 0.89686 | 0 | 0.7039 | 0.3368 | 0.40647 | 0 | 0.52273 | 0 | 0 | 0 | 0 | 0 | 0 | 0.55357 | 0.92035 | 0.98395 | 0.82602 | 0.33841 | 81.0989 | 5191020.724 | CH | 37_1.2.35 | 116 | 101 | 86 | BG | 37_1.2.10 | 0.36042 | 73.0485 | 8999544.6497 | 385361.0523 | 86 | FS | 45_2.2.9 | 0.40084 | 79.3853 | 3464925.3098 | 397100.9044 | '45_2.2.9'
|  |  | 87 | 37_1.2.36 | 3444.1875 | 0 | 0 | 11587037.5421 | 2 | 1530.75 | 10085944.3402 | 1530.75 | 37_1.2.36 | 68 | 14620.5128 | 23912.4094 | 14894.9706 | 287491.3743 | 246991.206 | 246991.206 | 228231.2374 | 24592.0139 | 313.2822 | 0.38404 | 0.33429 | 0.37385 | 0.38404 | 0 | 0 | 0.24024 | 3.5811 | 3.0426 | 15.8796 | 0 | 0 | 2.8016 | 3.1031 | 3.9705 | 73.5122 | 75.049 | 80.2843 | 80.5859 | 82.8312 | 83.1776 | 0.98799 | 0.96419 | 0.48934 | 0 | 0 | 0 | 0 | 0 | 0.85105 | 0.76088 | 0.85379 | 0.8412 | CI | 8 | 0 | 1.12 | 1.08 | 1.08 | 0 | 0 |  | 0.91648 | 0 | 0.84466 | 0.27751 | 0.41834 | 0 | 0.43182 | 0 | 0 | 0 | 0 | 0 | 0 | 0.48934 | 0.96419 | 0.98799 | 0.8412 | 0.33282 | 80.2843 | 11587037.5421 | CI | 37_1.2.36 | 125 | 94 | 87 | BL | 37_1.2.15 | 0.35801 | 86.9092 | 2948048.5365 | 388309.1009 | 87 | BQ | 37_1.2.2 | 0.35394 | 79.4872 | 9445577.8607 | 406546.4823 | '37_1.2.2'
|  |  | 88 | 37_1.2.37 | 1656 | 0 | 0 | 5698112.5138 | 0 | 736.25 | 4851515.0153 | 736 | 37_1.2.37 | 41 | 12149.0099 | 86735.9866 | 28019.0418 | 232892.4485 | 211175.2834 | 211175.2834 | 345798.4318 | 92708.3894 | 290.3039 | 0.3928 | 0.33444 | 0.36493 | 0.3928 | 0 | 0 | 0.35802 | 4.344 | 2.7991 | 16.5573 | 0 | 0 | 2.6582 | 5.0192 | 7.2872 | 71.8766 | 75.0225 | 81.8219 | 84.183 | 86.6984 | 89.4701 | 0.9821 | 0.95656 | 0.55021 | 0 | 0 | 0 | 0 | 0 | 0.71981 | 0.1491 | 0.87851 | 0.83443 | CJ | 46 | 0 | 1.2 | 1.19 | 1.16 | 0 | 0 |  | 0.92728 | 0 | 0.71393 | 0.30965 | 0.39593 | 0 | 0.52273 | 0 | 0 | 0 | 0 | 0 | 0 | 0.55021 | 0.95656 | 0.9821 | 0.83443 | 0.33722 | 81.8219 | 5698112.5138 | CJ | 37_1.2.37 | 117 | 106 | 88 | CT | 37_1.2.46 | 0.35771 | 75.6423 | 6804127.7282 | 395113.2286 | 88 | FG | 45_2.2.1 | 0.4098 | 79.5465 | 6625770.3908 | 413172.2527 | '45_2.2.1'
|  |  | 89 | 37_1.2.38 | 1834.3125 | 0 | 14 | 6242842.1535 | 0 | 801.25 | 5271587.4151 | 815.25 | 37_1.2.38 | 38 | 51420.5939 | 51043.3176 | 16167.2153 | 175243.5539 | 193821.2305 | 175049.0637 | 358907.095 | 72322.8782 | 278.7146 | 0.38851 | 0.32807 | 0.36029 | 0.38948 | 0.031658 | 0 | 0.37292 | 7.7976 | 1.6145 | 20.2303 | 0.31279 | 0 | 3.9468 | 3.935 | 4.2585 | 72.5309 | 76.4788 | 80.7362 | 80.7243 | 86.1904 | 86.1762 | 0.98135 | 0.92202 | 0.84637 | 0 | 0 | 0 | 0.15639 | 0 | 0.83833 | 0.48957 | 0.48579 | 0.7977 | CK | 53 | 0 | 1.2 | 1.2 | 1.15 | 0 | 0 |  | 0.83025 | 0 | 0.83331 | 0.2968 | 0.41175 | 0 | 0.52273 | 0 | 0 | 0 | 0 | 0.31279 | 0 | 0.84637 | 0.92202 | 0.98135 | 0.7977 | 0.36881 | 80.7362 | 6242842.1535 | CK | 37_1.2.38 | 78 | 99 | 89 | A | 11 | 0.35498 | 68.4352 | 345838.8015 | 395459.0674 | 89 | BA | 37.1.67 | 0.36212 | 79.5653 | 4473417.8648 | 417645.6705 | '37.1.67'
|  |  | 90 | 37_1.2.39 | 2868.75 | 0 | 0 | 8706051.8998 | 0 | 1275 | 7510050.1842 | 1275 | 37_1.2.39 | 57 | 89779.2727 | 112014.0782 | 8559.552 | 308246.6548 | 136474.7107 | 136474.7107 | 109219.7545 | 90461.5967 | 273.511 | 0.34644 | 0.29885 | 0.33317 | 0.34644 | 0 | 0 | 0.2195 | 2.6745 | 2.9937 | 6.3169 | 0 | 0 | 5.8078 | 6.6049 | 2.5363 | 81.5136 | 83.9786 | 89.8578 | 90.6548 | 93.647 | 94.57 | 0.98903 | 0.97325 | 0.50157 | 0 | 0 | 0 | 0 | 0.016052 | 0.9144 | 0.0061057 | 0.10556 | 0.93683 | CL | 133 | 0 | 1.04 | 1.05 | 1.04 | 0 | 0 |  | 0.69012 | 0 | 0.90119 | 0.12028 | 0.27879 | 0 | 0.34091 | 0.016052 | 0 | 0 | 0 | 0 | 0 | 0.50157 | 0.97325 | 0.98903 | 0.93683 | 0.29017 | 89.8578 | 8706051.8998 | CL | 37_1.2.39 | 161 | 156 | 90 | FX | 48.1.3 | 0.35463 | 79.9289 | 4833245.3373 | 400292.3127 | 90 | DB | 37_1.2.8 | 0.32463 | 79.7648 | 6700228.7261 | 424345.8993 | '37_1.2.8'
|  |  | 91 | 37_1.2.4 | 1661.0625 | 0 | 737.25 | 5222077.4216 | 0 | 1 | 5220895.5766 | 738.25 | 37_1.2.4 | 33 | 48315.2105 | 50045.1752 | 2010.684 | 166609.3135 | 150597.7132 | 150597.7132 | 308533.8016 | 100850.8834 | 316.1493 | 0.35888 | 0.3588 | 0.39684 | 0.0092294 | 0.35881 | 0 | 0.32725 | 3.6929 | 1.7433 | 17.449 | 0.73993 | 0 | 4.1604 | 4.221 | 0.57377 | 69.9353 | 69.9396 | 74.6695 | 74.7301 | 74.675 | 74.7355 | 0.98364 | 0.96307 | 0.81417 | 0 | 0 | 0 | 0.36996 | 0 | 0.97989 | 0.49955 | 0.51685 | 0.82551 | CM | 16 | 0 | 1.2 | 1.2 | 1.15 | 0 | 0 |  | 0.81416 | 0 | 0.97854 | 0.3478 | 0.50018 | 0 | 0.52273 | 0 | 0 | 0 | 0 | 0.73993 | 0 | 0.81417 | 0.96307 | 0.98364 | 0.82551 | 0.41864 | 74.6695 | 5222077.4216 | CM | 37_1.2.4 | 51 | 62 | 91 | BQ | 37_1.2.2 | 0.35394 | 79.4872 | 9445577.8607 | 409737.8906 | 91 | Q | 37.1.20 | 0.32953 | 79.8111 | 2344169.8293 | 426690.0691 | '37.1.20'
|  |  | 92 | 37_1.2.40 | 2410.875 | 0 | 36.75 | 8499676.8733 | 0 | 1034.75 | 7388035.7047 | 1071.5 | 37_1.2.40 | 47 | 132205.7182 | 134335.5149 | 57766.4829 | 317307.7972 | 290946.4674 | 290946.4674 | 351374.3609 | 95485.436 | 313.5143 | 0.40246 | 0.34982 | 0.38499 | 0.40426 | 0.033479 | 0 | 0.25907 | 3.349 | 4.1206 | 23.8787 | 0 | 0 | 6.3107 | 6.3766 | 14.7004 | 69.8802 | 71.7182 | 90.8914 | 90.9573 | 95.9107 | 95.9867 | 0.98705 | 0.96651 | 0.21984 | 0 | 0 | 0 | 0 | 0 | 0.42234 | 0 | 0 | 0.76121 | CN | 64 | 0 | 1.16 | 1.15 | 1.13 | 0 | 0 |  | 0.65225 | 0 | 0.42172 | 0.34888 | 0.26373 | 0 | 0.47727 | 0 | 0 | 0 | 0 | 0 | 0 | 0.21984 | 0.96651 | 0.98705 | 0.76121 | 0.27358 | 90.8914 | 8499676.8733 | CN | 37_1.2.40 | 171 | 159 | 92 | CY | 37_1.2.51 | 0.35347 | 75.3936 | 11237796.4556 | 420975.687 | 92 | FX | 48.1.3 | 0.35463 | 79.9289 | 4833245.3373 | 431523.3144 | '48.1.3'
|  |  | 93 | 37_1.2.41 | 1604.8125 | 0 | 0 | 5167050.1343 | 0 | 713.25 | 4461174.9513 | 713.25 | 37_1.2.41 | 36 | 53037.7443 | 59797.1029 | 50206.1962 | 249588.7913 | 223000.2596 | 223000.2596 | 233880.9559 | 54942.3026 | 293.2769 | 0.36755 | 0.31734 | 0.35482 | 0.36755 | 0 | 0 | 0.45848 | 3.1602 | 3.1633 | 7.3414 | 0 | 0 | 4.2364 | 4.471 | 14.0467 | 76.8634 | 79.1297 | 95.1465 | 95.3811 | 100.3215 | 100.5943 | 0.97708 | 0.9684 | 0.45917 | 0 | 0 | 0 | 0 | 0 | 0.49794 | 0.40203 | 0.46962 | 0.92659 | CO | 33 | 0 | 1.12 | 1.08 | 1.08 | 0 | 0 |  | 0.80845 | 0 | 0.44749 | 0.21166 | 0.20171 | 0 | 0.43182 | 0 | 0 | 0 | 0 | 0 | 0 | 0.45917 | 0.9684 | 0.97708 | 0.92659 | 0.27025 | 95.1465 | 5167050.1343 | CO | 37_1.2.41 | 173 | 170 | 93 | FP | 45_2.2.6 | 0.35338 | 86.4579 | 9340516.7939 | 430316.2038 | 93 | AC | 37.1.39 | 0.32263 | 80.1124 | 1991989.5655 | 433515.304 | '37.1.39'
|  |  | 94 | 37_1.2.42 | 845.4375 | 0 | 0 | 2738916.8886 | 0 | 375.75 | 2376697.4973 | 375.75 | 37_1.2.42 | 22 | 52472.898 | 59913.5282 | 12710.4962 | 290859.6303 | 215534.0219 | 215534.0219 | 204596.1258 | 52049.1043 | 298.1887 | 0.36982 | 0.32091 | 0.35766 | 0.36982 | 0 | 0 | 0.37507 | 3.5848 | 3.0213 | 13.7159 | 0 | 0 | 4.1825 | 4.4332 | 3.5232 | 76.3357 | 78.1718 | 84.0415 | 84.2921 | 87.0532 | 87.3421 | 0.98125 | 0.96415 | 0.49468 | 0 | 0 | 0 | 0 | 0 | 0.8729 | 0.40086 | 0.47527 | 0.86284 | CP | 39 | 0 | 1.12 | 1.08 | 1.08 | 0 | 0 |  | 0.8125 | 0 | 0.86229 | 0.22203 | 0.36357 | 0 | 0.43182 | 0 | 0 | 0 | 0 | 0 | 0 | 0.49468 | 0.96415 | 0.98125 | 0.86284 | 0.3174 | 84.0415 | 2738916.8886 | CP | 37_1.2.42 | 138 | 122 | 94 | BF | 37_1.2.1 | 0.35331 | 80.3455 | 6569803.2872 | 436886.0071 | 94 | CI | 37_1.2.36 | 0.33282 | 80.2843 | 11587037.5421 | 445102.3415 | '37_1.2.36'
|  |  | 95 | 37_1.2.43 | 1002.375 | 0 | 420.75 | 3375681.3138 | 0 | 24.75 | 3348032.6436 | 445.5 | 37_1.2.43 | 25 | 76423.9157 | 80017.5332 | 9126.2698 | 77302.1483 | 69296.624 | 69296.624 | 239233.2287 | 88423.9747 | 337.2167 | 0.38444 | 0.38129 | 0.41934 | 0.054641 | 0.38234 | 0 | 1.3131 | 1.697 | 3.7896 | 16.4456 | 0.28114 | 0 | 4.7953 | 4.9088 | 2.4134 | 65.8035 | 65.9462 | 73.0122 | 73.1257 | 73.2066 | 73.3201 | 0.93434 | 0.98303 | 0.30261 | 0 | 0 | 0 | 0.14057 | 0 | 0.90874 | 0.20739 | 0.23713 | 0.83554 | CQ | 17 | 0 | 1.12 | 1.1 | 1.07 | 0 | 0 |  | 0.76636 | 0 | 0.90603 | 0.42899 | 0.52434 | 0 | 0.43182 | 0 | 0 | 0 | 0 | 0.28114 | 0 | 0.30261 | 0.98303 | 0.93434 | 0.83554 | 0.36732 | 73.0122 | 3375681.3138 | CQ | 37_1.2.43 | 80 | 48 | 95 | EH | 43.1.3 | 0.35254 | 84.7227 | 1707042.1697 | 438593.0493 | 95 | CW | 37_1.2.5 | 0.33142 | 80.2904 | 7342876.8014 | 452445.2183 | '37_1.2.5'
|  |  | 96 | 37_1.2.44 | 1757.25 | 0 | 781 | 5698378.5724 | 0 | 0 | 5698378.5724 | 781 | 37_1.2.44 | 36 | 41586.965 | 46722.1774 | 8530.0423 | 246965.8941 | 220264.3309 | 220264.3309 | 310404.3393 | 36505.6288 | 349.3069 | 0.37018 | 0.37018 | 0.41512 | 0 | 0.37018 | 0 | 0.30746 | 2.4942 | 3.0166 | 12.71 | 0 | 0 | 3.8092 | 3.9805 | 2.3705 | 67.7767 | 67.7767 | 73.9564 | 74.1277 | 73.9564 | 74.1277 | 0.98463 | 0.97506 | 0.49584 | 0 | 0 | 0 | 0 | 0 | 0.9147 | 0.53278 | 0.58413 | 0.8729 | CR | 13 | 0 | 1.19 | 1.18 | 1.16 | 0 | 0 |  | 0.84061 | 0 | 0.90772 | 0.39022 | 0.51058 | 0 | 0.51136 | 0 | 0 | 0 | 0 | 0 | 0 | 0.49584 | 0.97506 | 0.98463 | 0.8729 | 0.37073 | 73.9564 | 5698378.5724 | CR | 37_1.2.44 | 77 | 55 | 96 | CS | 37_1.2.45 | 0.35223 | 75.7316 | 7900406.4546 | 446493.4557 | 96 | AI | 37.1.46 | 0.36377 | 80.3195 | 4961568.6381 | 457406.787 | '37.1.46'
|  |  | 97 | 37_1.2.45 | 2459.8125 | 0 | 875.25 | 7900406.4546 | 13 | 218 | 7681165.7591 | 1093.25 | 37_1.2.45 | 46 | 36358.6345 | 43116.2519 | 6694.7364 | 257802.3369 | 230349.1515 | 230349.1515 | 299773.1674 | 17147.3152 | 340.5836 | 0.36664 | 0.35647 | 0.40128 | 0.15753 | 0.32144 | 0 | 0.3241 | 8.185 | 3.1059 | 19.354 | 0 | 0 | 3.6814 | 3.8988 | 1.8862 | 70.1641 | 70.3783 | 75.7316 | 75.9491 | 76.0613 | 76.2973 | 0.9838 | 0.91815 | 0.47353 | 0 | 0 | 0 | 0 | 0 | 0.93305 | 0.56884 | 0.63641 | 0.80646 | CS | 15 | 0 | 1.16 | 1.15 | 1.13 | 0 | 0 |  | 0.85024 | 0 | 0.92681 | 0.3433 | 0.4847 | 0 | 0.47727 | 0 | 0 | 0 | 0 | 0 | 0 | 0.47353 | 0.91815 | 0.9838 | 0.80646 | 0.35223 | 75.7316 | 7900406.4546 | CS | 37_1.2.45 | 96 | 69 | 97 | CV | 37_1.2.48 | 0.35207 | 74.3213 | 9673120.4946 | 456166.5762 | 97 | BF | 37_1.2.1 | 0.35331 | 80.3455 | 6569803.2872 | 463976.5903 | '37_1.2.1'
|  |  | 98 | 37_1.2.46 | 2094.75 | 0 | 890 | 6804127.7282 | 0 | 41 | 6759446.3183 | 931 | 37_1.2.46 | 42 | 50005.0611 | 90596.7097 | 12682.6572 | 253471.8606 | 228270.3145 | 228270.3145 | 335941.8605 | 67142.1065 | 335.0905 | 0.3708 | 0.36836 | 0.4056 | 0.057477 | 0.36854 | 0 | 0.24727 | 6.0537 | 3.1058 | 18.5279 | 0 | 0 | 4.0837 | 5.4513 | 3.5273 | 68.0313 | 68.1114 | 75.6423 | 77.0099 | 75.7617 | 77.1365 | 0.98764 | 0.93946 | 0.47355 | 0 | 0 | 0 | 0 | 0 | 0.87317 | 0.10323 | 0.49995 | 0.81472 | CT | 28 | 0 | 1.19 | 1.18 | 1.16 | 0 | 0 |  | 0.81995 | 0 | 0.86213 | 0.38521 | 0.486 | 0 | 0.51136 | 0 | 0 | 0 | 0 | 0 | 0 | 0.47355 | 0.93946 | 0.98764 | 0.81472 | 0.35771 | 75.6423 | 6804127.7282 | CT | 37_1.2.46 | 88 | 68 | 98 | AL | 37.1.49 | 0.35204 | 76.9527 | 1817440.4361 | 457984.0167 | 98 | AV | 37.1.60 | 0.34332 | 80.4451 | 2854329.3044 | 466830.9196 | '37.1.60'
|  |  | 99 | 37_1.2.47 | 1439.4375 | 0 | 212 | 4816734.1334 | 14 | 427.75 | 4368103.4027 | 639.75 | 37_1.2.47 | 28 | 7231.2819 | 20533.6536 | 6982.029 | 207420.7109 | 179849.2824 | 179849.2823 | 254975.0209 | 11744.1635 | 322.4525 | 0.38199 | 0.34641 | 0.3885 | 0.33605 | 0.20289 | 0 | 0.88755 | 3.6503 | 2.8894 | 22.5233 | 0 | 0 | 2.582 | 3.0232 | 1.9025 | 66.9864 | 72.4284 | 71.4709 | 71.9121 | 77.3229 | 77.7983 | 0.95562 | 0.9635 | 0.52765 | 0 | 0 | 0 | 0 | 0 | 0.93018 | 0.79466 | 0.92769 | 0.77477 | CU | 21 | 0 | 1.18 | 1.17 | 1.14 | 0 | 0 |  | 0.93302 | 0 | 0.92617 | 0.40574 | 0.5468 | 0 | 0.5 | 0 | 0 | 0 | 0 | 0 | 0 | 0.52765 | 0.9635 | 0.95562 | 0.77477 | 0.37512 | 71.4709 | 4816734.1334 | CU | 37_1.2.47 | 75 | 43 | 99 | CC | 37_1.2.30 | 0.35017 | 77.0929 | 9569561.1303 | 467553.5778 | 99 | CK | 37_1.2.38 | 0.36881 | 80.7362 | 6242842.1535 | 473073.7617 | '37_1.2.38'
|  |  | 100 | 37_1.2.48 | 3020.0625 | 0 | 1160.5 | 9673120.4946 | 10 | 181.75 | 9479539.5981 | 1342.25 | 37_1.2.48 | 55 | 13186.4041 | 35402.3056 | 5942.9191 | 217687.4739 | 191087.9852 | 191087.9852 | 287433.4283 | 18828.1039 | 334.1251 | 0.36563 | 0.35832 | 0.40093 | 0.1023 | 0.35291 | 0 | 0.38758 | 18.0896 | 3.1151 | 28.3757 | 0 | 0 | 2.8921 | 3.6484 | 1.658 | 69.7712 | 70.0459 | 74.3213 | 75.0776 | 74.667 | 75.4378 | 0.98062 | 0.8191 | 0.47122 | 0 | 0 | 0 | 0 | 0 | 0.94057 | 0.64598 | 0.86814 | 0.71624 | CV | 25 | 0 | 1.19 | 1.18 | 1.16 | 0 | 0 |  | 0.90967 | 0 | 0.93581 | 0.35102 | 0.50526 | 0 | 0.51136 | 0 | 0 | 0 | 0 | 0 | 0 | 0.47122 | 0.8191 | 0.98062 | 0.71624 | 0.35207 | 74.3213 | 9673120.4946 | CV | 37_1.2.48 | 97 | 59 | 100 | BM | 37_1.2.16 | 0.34984 | 73.9957 | 4768632.7637 | 472322.2106 | 100 | DA | 37_1.2.7 | 0.40641 | 81.0272 | 5980084.0326 | 479053.8458 | '37_1.2.7'
|  |  | 101 | 37_1.2.5 | 2116.6875 | 0 | 223.5 | 7342876.8014 | 0 | 717.25 | 6564966.1885 | 940.75 | 37_1.2.5 | 39 | 107004.0568 | 125619.5989 | 19878.0208 | 297978.627 | 272418.2393 | 272418.2393 | 368315.9361 | 96026.1816 | 316.9416 | 0.39601 | 0.35406 | 0.38793 | 0.34674 | 0.14055 | 0 | 0.26512 | 3.6888 | 3.646 | 19.2195 | 0 | 0 | 5.6383 | 6.2117 | 5.2453 | 69.4067 | 70.865 | 80.2904 | 80.8637 | 82.8888 | 83.5465 | 0.98674 | 0.96311 | 0.33849 | 0 | 0 | 0 | 0 | 0 | 0.80122 | 0 | 0.019097 | 0.8078 | CW | 59 | 0 | 1.19 | 1.18 | 1.16 | 0 | 0 |  | 0.70288 | 0 | 0.79441 | 0.35819 | 0.41825 | 0 | 0.51136 | 0 | 0 | 0 | 0 | 0 | 0 | 0.33849 | 0.96311 | 0.98674 | 0.8078 | 0.33142 | 80.2904 | 7342876.8014 | CW | 37_1.2.5 | 126 | 95 | 101 | BW | 37_1.2.25 | 0.34898 | 77.1964 | 5351821.9213 | 477674.0325 | 101 | CH | 37_1.2.35 | 0.33841 | 81.0989 | 5191020.724 | 484244.8665 | '37_1.2.35'
|  |  | 102 | 37_1.2.50 | 2419.3125 | 0 | 0 | 7589942.7016 | 0 | 1075.25 | 6416051.468 | 1075.25 | 37_1.2.50 | 50 | 119043.998 | 179333.4694 | 28639.6882 | 317687.1307 | 294986.8111 | 294986.8111 | 417976.5196 | 60844.9503 | 257.6455 | 0.35813 | 0.30274 | 0.32556 | 0.35813 | 0 | 0 | 0.14116 | 6.3718 | 2.9742 | 22.2806 | 0 | 0 | 6.638 | 8.7326 | 8.1947 | 78.8385 | 82.8811 | 93.6712 | 95.7658 | 100.434 | 102.9116 | 0.99294 | 0.93628 | 0.50645 | 0 | 0 | 0 | 0 | 0 | 0.7136 | 0 | 0.010396 | 0.77719 | CX | 112 | 0 | 1.19 | 1.18 | 1.16 | 0 | 0 |  | 0.62761 | 0 | 0.67816 | 0.17285 | 0.22321 | 0 | 0.51136 | 0 | 0 | 0 | 0 | 0 | 0 | 0.50645 | 0.93628 | 0.99294 | 0.77719 | 0.27874 | 93.6712 | 7589942.7016 | CX | 37_1.2.50 | 169 | 167 | 102 | CD | 37_1.2.31 | 0.34891 | 90.5102 | 8972340.877 | 486646.3734 | 102 | BV | 37_1.2.24 | 0.34595 | 81.1857 | 6005362.8445 | 490250.2293 | '37_1.2.24'
|  |  | 103 | 37_1.2.51 | 3457.6875 | 0 | 1468.25 | 11237796.4556 | 1 | 68.5 | 11163722.4576 | 1536.75 | 37_1.2.51 | 64 | 15899.9435 | 72060.9399 | 16143.3046 | 200437.6839 | 175009.7013 | 175009.7013 | 287919.5604 | 33198.0407 | 340.114 | 0.37101 | 0.36857 | 0.41129 | 0.039977 | 0.36238 | 0 | 0.34637 | 11.1498 | 3.1747 | 19.5931 | 0 | 0 | 2.9399 | 4.8264 | 4.4635 | 67.9903 | 68.0956 | 75.3936 | 77.2801 | 75.5378 | 77.4307 | 0.98268 | 0.8885 | 0.45632 | 0 | 0 | 0 | 0 | 0 | 0.83857 | 0.27939 | 0.841 | 0.80407 | CY | 27 | 0 | 1.18 | 1.17 | 1.14 | 0 | 0 |  | 0.90607 | 0 | 0.82523 | 0.38602 | 0.48963 | 0 | 0.5 | 0 | 0 | 0 | 0 | 0 | 0 | 0.45632 | 0.8885 | 0.98268 | 0.80407 | 0.35347 | 75.3936 | 11237796.4556 | CY | 37_1.2.51 | 92 | 66 | 103 | BY | 37_1.2.27 | 0.34831 | 77.3439 | 6228322.3514 | 492874.6957 | 103 | DC | 37_1.2.9 | 0.39619 | 81.4007 | 5095223.1596 | 495345.4525 | '37_1.2.9'
|  |  | 104 | 37_1.2.6 | 1966.5 | 0 | 89.75 | 6734888.8634 | 10 | 784.25 | 5926468.7687 | 874 | 37_1.2.6 | 41 | 4398.394 | 38390.8049 | 3790.6537 | 228223.9523 | 200580.5047 | 200580.5047 | 257732.4637 | 16139.5658 | 323.0221 | 0.39096 | 0.34403 | 0.38717 | 0.39142 | 0.084408 | 0 | 0.63009 | 3.7469 | 3.0592 | 20.4422 | 0 | 0 | 2.4288 | 3.515 | 1.017 | 70.364 | 72.9198 | 73.8097 | 74.896 | 76.7958 | 78.0272 | 0.9685 | 0.96253 | 0.4852 | 0 | 0 | 0 | 0 | 0 | 0.96209 | 0.61609 | 0.95602 | 0.79558 | CZ | 24 | 0 | 1.16 | 1.13 | 1.12 | 0 | 0 |  | 0.94455 | 0 | 0.96107 | 0.33938 | 0.51271 | 0 | 0.47727 | 0 | 0 | 0 | 0 | 0 | 0 | 0.4852 | 0.96253 | 0.9685 | 0.79558 | 0.36213 | 73.8097 | 6734888.8634 | CZ | 37_1.2.6 | 84 | 54 | 104 | BO | 37_1.2.18 | 0.34711 | 77.3846 | 7566610.4951 | 500441.3062 | 104 | FV | 47.1.2 | 0.33909 | 81.4152 | 1589582.0476 | 496935.0345 | '47.1.2'
|  |  | 105 | 37_1.2.7 | 1787.625 | 0 | 0 | 5980084.0326 | 0 | 794.5 | 5047701.4197 | 794.5 | 37_1.2.7 | 33 | 98016.8164 | 93319.0125 | 5803.0774 | 142244.96 | 167818.6419 | 142075.707 | 337238.8033 | 108439.1798 | 275.6098 | 0.38188 | 0.32234 | 0.35537 | 0.38188 | 0 | 0 | 0.19445 | 2.8568 | 1.4078 | 13.124 | 1 | 0 | 5.5354 | 5.3822 | 1.5655 | 73.9263 | 77.8293 | 81.0272 | 80.874 | 86.2434 | 86.0619 | 0.99028 | 0.97143 | 0.89805 | 0 | 0 | 0 | 0.5 | 0 | 0.94197 | 0.079447 | 0.049604 | 0.86876 | DA | 43 | 0 | 1.16 | 1.15 | 1.11 | 0 | 0 |  | 0.71064 | 0 | 0.93945 | 0.26938 | 0.40751 | 0 | 0.47727 | 0 | 0 | 0 | 0 | 1 | 0 | 0.89805 | 0.97143 | 0.99028 | 0.86876 | 0.40641 | 81.0272 | 5980084.0326 | DA | 37_1.2.7 | 58 | 100 | 105 | GC | 48_1.2.1 | 0.34623 | 83.7791 | 3859684.5022 | 504300.9907 | 105 | BU | 37_1.2.23 | 0.32988 | 81.4293 | 5460886.5099 | 502395.921 | '37_1.2.23'
|  |  | 106 | 37_1.2.8 | 2021.0625 | 0 | 0 | 6700228.7261 | 5 | 898.25 | 5827024.326 | 898.25 | 37_1.2.8 | 46 | 47033.9595 | 48660.801 | 4651.6993 | 313008.8823 | 283797.8245 | 283797.8245 | 248087.5437 | 21803.0256 | 309.5098 | 0.37845 | 0.32913 | 0.36926 | 0.37845 | 0 | 0 | 0.21059 | 2.7189 | 3.6733 | 22.0454 | 0 | 0 | 3.9074 | 3.9607 | 1.2555 | 74.6019 | 76.2291 | 79.7648 | 79.8181 | 82.166 | 82.2273 | 0.98947 | 0.97281 | 0.33169 | 0 | 0 | 0 | 0 | 0 | 0.95348 | 0.51351 | 0.52966 | 0.77955 | DB | 56 | 0 | 1.12 | 1.08 | 1.08 | 0 | 0 |  | 0.83322 | 0 | 0.95167 | 0.2561 | 0.42591 | 0 | 0.43182 | 0 | 0 | 0 | 0 | 0 | 0 | 0.33169 | 0.97281 | 0.98947 | 0.77955 | 0.32463 | 79.7648 | 6700228.7261 | DB | 37_1.2.8 | 133 | 90 | 106 | BV | 37_1.2.24 | 0.34595 | 81.1857 | 6005362.8445 | 510306.3536 | 106 | CJ | 37_1.2.37 | 0.33722 | 81.8219 | 5698112.5138 | 508094.0336 | '37_1.2.37'
|  |  | 107 | 37_1.2.9 | 1578.9375 | 0 | 460 | 5095223.1596 | 0 | 241.75 | 4814127.8321 | 701.75 | 37_1.2.9 | 36 | 108780.8925 | 117577.5881 | 15024.8088 | 137309.3885 | 138947.0301 | 134559.4104 | 309066.3262 | 135699.7009 | 302.9911 | 0.36838 | 0.34806 | 0.38298 | 0.18726 | 0.28981 | 0 | 0.65305 | 2.8058 | 2.093 | 10.9181 | 1 | 0 | 6.1118 | 6.4204 | 4.2361 | 71.0527 | 72.1275 | 81.4007 | 81.7093 | 82.9862 | 83.2898 | 0.96735 | 0.97194 | 0.72675 | 0 | 0 | 0 | 0.5 | 0 | 0.84975 | 0 | 0.0044035 | 0.89082 | DC | 11 | 0 | 1.16 | 1.15 | 1.11 | 0 | 0 |  | 0.66723 | 0 | 0.83419 | 0.32584 | 0.40207 | 0 | 0.47727 | 0 | 0 | 0 | 0 | 1 | 0 | 0.72675 | 0.97194 | 0.96735 | 0.89082 | 0.39619 | 81.4007 | 5095223.1596 | DC | 37_1.2.9 | 64 | 103 | 107 | BR | 37_1.2.20 | 0.34518 | 78.5035 | 8288894.613 | 518595.2482 | 107 | AB | 37.1.38 | 0.32682 | 81.8635 | 3791866.0348 | 511885.8996 | '37.1.38'
|  |  | 108 | 4 | 128.8125 | 0 | 0 | 401561.4095 | 0 | 57.25 | 342040.1657 | 57.25 | 4 | 7 | 1689.2066 | 28837.5609 | 760.0702 | 384984.0301 | 144803.056 | 144803.056 | 36517.581 | 95473.4293 | 265.5566 | 0.35587 | 0.30312 | 0.33645 | 0.35587 | 0 | 0 | 2.2412 | 16.738 | 4.3974 | 45.9694 | 0 | 0 | 2.5692 | 3.5181 | 0.22073 | 79.3454 | 82.7855 | 82.1354 | 83.0843 | 86.062 | 87.176 | 0.88794 | 0.83262 | 0.15066 | 0 | 0 | 0 | 0 | 0.63482 | 0.9924 | 0.71162 | 0.98311 | 0.54031 | DD | 123 | 0 | 1.04 | 1.05 | 1.04 | 0 | 0 |  | 0.93398 | 0 | 0.99246 | 0.16289 | 0.39136 | 0 | 0.34091 | 0.63482 | 0 | 0 | 0 | 0 | 0 | 0.15066 | 0.83262 | 0.88794 | 0.54031 | 0.3673 | 82.1354 | 401561.4095 | DD | 4 | 81 | 109 | 108 | F | 27 | 0.34468 | 83.5479 | 1513623.7065 | 520108.8719 | 108 | BD | 37.1.9 | 0.32695 | 82.0163 | 4033684.3423 | 515919.5839 | '37.1.9'
|  |  | 109 | 40.1.10 | 458.4375 | 146.75 | 53.25 | 1596615.5639 | 1 | 3.75 | 1817909.0741 | 203.75 | 40.1.10 | 12 | 20082.7277 | 46909.135 | 5024.6236 | 39641.5333 | 26975.8776 | 26975.8776 | 243677.4011 | 15887.9895 | 491.4882 | 0.39757 | 0.45268 | 0.53037 | 0.091262 | 0.27679 | 0.39874 | 7.648 | 3.7215 | 3.1153 | 17.0172 | 0.51534 | 0 | 2.887 | 3.7227 | 1.3222 | 59.0754 | 55.7441 | 63.2846 | 64.1204 | 59.4694 | 60.2021 | 0.6176 | 0.96279 | 0.47117 | 0 | 0.053345 | 0.053345 | 0.25767 | 0 | 0.94975 | 0.53091 | 0.79917 | 0.82983 | DE | 14 | 0 | 1.12 | 1.13 | 1.09 | 0 | 0 |  | 0.91006 | 0 | 0.94904 | 0.5612 | 0.66613 | 0 | 0.43182 | 0 | 0 | 0.053345 | 0.053345 | 0.51534 | 0 | 0.47117 | 0.96279 | 0.6176 | 0.82983 | 0.41552 | 63.2846 | 1596615.5639 | DE | 40.1.10 | 53 | 20 | 109 | AQ | 37.1.54 | 0.34461 | 79.3464 | 3332310.0524 | 523441.1819 | 109 | DD | 4 | 0.3673 | 82.1354 | 401561.4095 | 516321.1453 | '4'
|  |  | 110 | 40.1.11 | 541.6875 | 224.75 | 16 | 1924615.5396 | 0 | 0 | 2255493.1336 | 240.75 | 40.1.11 | 10 | 34588.2668 | 84963.209 | 20684.9021 | 68276.3306 | 22087.6852 | 22087.6852 | 214802.385 | 32399.1474 | 536.4949 | 0.40559 | 0.47532 | 0.55874 | 0 | 0.11578 | 0.40349 | 5.8206 | 4.0062 | 1.9263 | 15.5337 | 1 | 0.10384 | 3.2721 | 4.8343 | 5.2301 | 56.3182 | 52.9999 | 64.8204 | 66.3825 | 60.2575 | 61.5904 | 0.70897 | 0.95994 | 0.76843 | 0 | 0.1519 | 0.1519 | 0.55192 | 0 | 0.79315 | 0.15037 | 0.65412 | 0.84466 | DF | 15 | 0 | 1.12 | 1.13 | 1.09 | 0 | 0 |  | 0.88105 | 0 | 0.79501 | 0.61538 | 0.64374 | 0 | 0.43182 | 0 | 0 | 0.1519 | 0.1519 | 1 | 0.10384 | 0.76843 | 0.95994 | 0.70897 | 0.84466 | 0.46319 | 64.8204 | 1924615.5396 | DF | 40.1.11 | 28 | 24 | 110 | EO | 45.1.14 | 0.34451 | 84.699 | 3520559.1088 | 526961.741 | 110 | AA | 37.1.37 | 0.33351 | 82.2795 | 1520613.56 | 517841.7589 | '37.1.37'
|  |  | 111 | 40.1.12 | 1085.0625 | 480.25 | 2 | 4287132.3578 | 20 | 0 | 5012034.3315 | 482.25 | 40.1.12 | 20 | 54896.3426 | 54896.3419 | 39924.6387 | 53597.8111 | 51413.2804 | 50643.0064 | 280599.5556 | 3972.9596 | 627.9177 | 0.45103 | 0.5273 | 0.59395 | 0 | 0.022216 | 0.451 | 0.99181 | 13.8994 | 1.2473 | 15.1452 | 1 | 0 | 3.5039 | 3.5039 | 9.0828 | 50.1749 | 47.6487 | 62.7616 | 62.7616 | 58.4136 | 58.4136 | 0.95041 | 0.86101 | 0.93818 | 0 | 0 | 0 | 0.5 | 0 | 0.60075 | 0.45104 | 0.45104 | 0.84855 | DG | 2 | 0 | 1.1 | 1.11 | 1.06 | 0 | 0 |  | 0.8636 | 0 | 0.64315 | 0.73609 | 0.67375 | 0 | 0.40909 | 0 | 0 | 0 | 0 | 1 | 0 | 0.93818 | 0.86101 | 0.95041 | 0.84855 | 0.47294 | 62.7616 | 4287132.3578 | DG | 40.1.12 | 24 | 19 | 111 | AV | 37.1.60 | 0.34332 | 80.4451 | 2854329.3044 | 529816.0703 | 111 | FM | 45_2.2.3 | 0.39026 | 82.4456 | 6522095.5224 | 524363.8544 | '45_2.2.3'
|  |  | 112 | 40.1.13 | 1310.0625 | 14.5 | 356.25 | 4246215.1702 | 0 | 211.5 | 4014648.5387 | 582.25 | 40.1.13 | 31 | 39575.378 | 77359.2514 | 16780.6098 | 64025.6012 | 111506.6409 | 63896.4073 | 288896.1781 | 101562.8043 | 288.1648 | 0.37 | 0.34983 | 0.37202 | 0.27447 | 0.29754 | 0.025552 | 1.0343 | 4.0082 | 1.6539 | 17.1151 | 0.99356 | 0.76556 | 3.7578 | 5.0341 | 4.6416 | 69.2374 | 72.1635 | 77.6368 | 78.9131 | 81.0622 | 82.4295 | 0.94828 | 0.95992 | 0.83652 | 0 | 0 | 0 | 0.87956 | 0 | 0.83219 | 0.23473 | 0.60425 | 0.82885 | DH | 18 | 0 | 1.09 | 1.09 | 1.05 | 0 | 0 |  | 0.84448 | 0 | 0.8182 | 0.36151 | 0.45693 | 0 | 0.39773 | 0 | 0 | 0 | 0 | 0.99356 | 0.76556 | 0.83652 | 0.95992 | 0.94828 | 0.82885 | 0.44349 | 77.6368 | 4246215.1702 | DH | 40.1.13 | 35 | 78 | 112 | O | 37.1.11 | 0.34129 | 82.8708 | 2643638.2478 | 532459.7086 | 112 | W | 37.1.32 | 0.3393 | 82.6416 | 4822288.5802 | 529186.143 | '37.1.32'
|  |  | 113 | 40.1.15 | 737.4375 | 111 | 216.75 | 2611195.6186 | 11 | 0 | 2780830.6242 | 327.75 | 40.1.15 | 15 | 70828.9644 | 71071.7957 | 21039.167 | 69264.4305 | 67078.0862 | 66542.3027 | 287168.8645 | 6578.8388 | 441.8757 | 0.40421 | 0.43047 | 0.48535 | 0 | 0.41366 | 0.23435 | 0.37533 | 16.9199 | 1.2418 | 20.6812 | 1 | 0 | 4.3943 | 4.402 | 5.3179 | 59.9944 | 58.569 | 69.7066 | 69.7142 | 67.6975 | 67.7052 | 0.98123 | 0.8308 | 0.93955 | 0 | 0 | 0 | 0.5 | 0 | 0.78961 | 0.28928 | 0.29171 | 0.79319 | DI | 14 | 0 | 1.1 | 1.11 | 1.06 | 0 | 0 |  | 0.79656 | 0 | 0.79155 | 0.54314 | 0.57252 | 0 | 0.40909 | 0 | 0 | 0 | 0 | 1 | 0 | 0.93955 | 0.8308 | 0.98123 | 0.79319 | 0.4399 | 69.7066 | 2611195.6186 | DI | 40.1.15 | 38 | 38 | 113 | BB | 37.1.68 | 0.33934 | 77.4726 | 4960188.6952 | 537419.8973 | 113 | EX | 45.1.25 | 0.39732 | 82.7462 | 5729067.2385 | 534915.2102 | '45.1.25'
|  |  | 114 | 40.1.16 | 439.3125 | 30.25 | 91.5 | 1408914.85 | 15 | 74.25 | 1380408.6661 | 195.25 | 40.1.16 | 15 | 36611.8675 | 37472.0041 | 34171.3939 | 26729.9889 | 14154.4273 | 14154.4273 | 260701.6473 | 2812.9555 | 341.0809 | 0.36611 | 0.3587 | 0.40093 | 0.18899 | 0.30233 | 0.14087 | 8.1311 | 1.1005 | 1.1646 | 3.2011 | 0.83099 | 0.4251 | 3.7085 | 3.739 | 9.6383 | 71.5178 | 71.6104 | 84.8645 | 84.8951 | 85.545 | 85.5778 | 0.59345 | 0.98899 | 0.95884 | 0.025713 | 0.43899 | 0.43899 | 0.62804 | 0 | 0.65829 | 0.62528 | 0.63388 | 0.96799 | DJ | 20 | 0 | 1.19 | 1.18 | 1.12 | 0 | 0 |  | 0.8482 | 0 | 0.62125 | 0.3167 | 0.35158 | 0 | 0.51136 | 0 | 0.025713 | 0.43899 | 0.43899 | 0.83099 | 0.4251 | 0.95884 | 0.98899 | 0.59345 | 0.96799 | 0.4194 | 84.8645 | 1408914.85 | DJ | 40.1.16 | 50 | 130 | 114 | W | 37.1.32 | 0.3393 | 82.6416 | 4822288.5802 | 542242.1859 | 114 | BI | 37_1.2.12 | 0.33051 | 82.7901 | 9763208.1522 | 544678.4184 | '37_1.2.12'
|  |  | 115 | 40.1.17 | 1680.75 | 20 | 216 | 5379189.132 | 17 | 511 | 4914337.7798 | 747 | 40.1.17 | 40 | 66197.5067 | 67887.217 | 30963.3198 | 66067.1253 | 56260.4147 | 56189.1613 | 273284.2253 | 10126.4616 | 311.165 | 0.36535 | 0.33378 | 0.36723 | 0.33885 | 0.23081 | 0.026584 | 1.2442 | 9.2239 | 1.1365 | 15.8327 | 1 | 0.033802 | 4.7109 | 4.7688 | 8.6272 | 71.4576 | 76.0433 | 84.7957 | 84.8537 | 90.613 | 90.6781 | 0.93779 | 0.90776 | 0.96586 | 0 | 0.01344 | 0.01344 | 0.5169 | 0 | 0.69037 | 0.32113 | 0.33802 | 0.84167 | DK | 11 | 0 | 1.1 | 1.11 | 1.06 | 0 | 0 |  | 0.77272 | 0 | 0.66111 | 0.31789 | 0.35258 | 0 | 0.40909 | 0 | 0 | 0.01344 | 0.01344 | 1 | 0.033802 | 0.96586 | 0.90776 | 0.93779 | 0.84167 | 0.3817 | 84.7957 | 5379189.132 | DK | 40.1.17 | 70 | 129 | 115 | FV | 47.1.2 | 0.33909 | 81.4152 | 1589582.0476 | 543831.7679 | 115 | EV | 45.1.22 | 0.38044 | 82.8476 | 8423844.3231 | 553102.2627 | '45.1.22'
|  |  | 116 | 40.1.18 | 860.0625 | 0 | 306 | 2715882.1872 | 0 | 76.25 | 2625995.2136 | 382.25 | 40.1.18 | 24 | 13599.9906 | 64317.4725 | 7576.5949 | 55347.5944 | 57565.0419 | 52195.4001 | 258674.8382 | 47274.2235 | 288.9731 | 0.36048 | 0.34855 | 0.37176 | 0.23306 | 0.3405 | 0 | 4.1442 | 4.2538 | 2.8149 | 17.2041 | 0.98757 | 0.15958 | 2.9496 | 4.7106 | 2.1867 | 71.4776 | 72.3215 | 76.6138 | 78.3748 | 77.699 | 79.5164 | 0.79279 | 0.95746 | 0.54627 | 0 | 0 | 0 | 0.57358 | 0 | 0.92423 | 0.35683 | 0.864 | 0.82796 | DL | 29 | 0 | 1.15 | 1.15 | 1.09 | 0 | 0 |  | 0.90534 | 0 | 0.91497 | 0.31749 | 0.47184 | 0 | 0.46591 | 0 | 0 | 0 | 0 | 0.98757 | 0.15958 | 0.54627 | 0.95746 | 0.79279 | 0.82796 | 0.40173 | 76.6138 | 2715882.1872 | DL | 40.1.18 | 61 | 71 | 116 | CH | 37_1.2.35 | 0.33841 | 81.0989 | 5191020.724 | 549022.7886 | 116 | O | 37.1.11 | 0.34129 | 82.8708 | 2643638.2478 | 555745.901 | '37.1.11'
|  |  | 117 | 40.1.2 | 872.4375 | 382.25 | 3 | 3749179.5329 | 8 | 2.5 | 4355591.7392 | 387.75 | 40.1.2 | 16 | 7993.4092 | 11593.1935 | 6990.9055 | 10690.6259 | 24539.6757 | 9323.9557 | 270546.1397 | 8569.889 | 679.0835 | 0.49057 | 0.56991 | 0.64869 | 0.02272 | 0.043678 | 0.49086 | 5.6999 | 0.9207 | 1.3952 | 10.8311 | 0.90006 | 0.38491 | 2.0631 | 2.163 | 1.542 | 46.5822 | 44.5581 | 50.1873 | 50.2872 | 47.6647 | 47.7491 | 0.715 | 0.99079 | 0.90119 | 0.57237 | 0.12543 | 0.62704 | 0.64249 | 0 | 0.93009 | 0.88407 | 0.92007 | 0.89169 | DM | 15 | 0 | 1.04 | 1.04 | 1.02 | 0 | 0 |  | 0.97209 | 0 | 0.94038 | 0.80669 | 0.85704 | 0 | 0.34091 | 0 | 0.57237 | 0.12543 | 0.62704 | 0.90006 | 0.38491 | 0.90119 | 0.99079 | 0.715 | 0.89169 | 0.59389 | 50.1873 | 3749179.5329 | DM | 40.1.2 | 3 | 6 | 117 | CJ | 37_1.2.37 | 0.33722 | 81.8219 | 5698112.5138 | 554720.9012 | 117 | CE | 37_1.2.32 | 0.33453 | 82.9355 | 7628438.3074 | 563374.3393 | '37_1.2.32'
|  |  | 118 | 40.1.3 | 1139.625 | 479.25 | 25 | 4515318.8828 | 0 | 2.25 | 5158249.8825 | 506.5 | 40.1.3 | 22 | 41760.7515 | 76192.0466 | 23563.4481 | 60822.5209 | 17213.2412 | 17213.2412 | 218631.7407 | 23327.1813 | 700.4213 | 0.4523 | 0.5167 | 0.61508 | 0.019143 | 0.077945 | 0.45307 | 5.9259 | 2.1979 | 1.578 | 8.9457 | 0.91955 | 0.049358 | 3.1416 | 4.0879 | 5.4007 | 49.1528 | 48.7994 | 57.6951 | 58.6414 | 56.3022 | 57.1285 | 0.70371 | 0.97802 | 0.8555 | 0 | 0.34697 | 0.34697 | 0.48445 | 0 | 0.76437 | 0.23859 | 0.58239 | 0.91054 | DN | 11 | 0 | 1.12 | 1.13 | 1.09 | 0 | 0 |  | 0.89088 | 0 | 0.78828 | 0.75618 | 0.7476 | 0 | 0.43182 | 0 | 0 | 0.34697 | 0.34697 | 0.91955 | 0.049358 | 0.8555 | 0.97802 | 0.70371 | 0.91054 | 0.50565 | 57.6951 | 4515318.8828 | DN | 40.1.3 | 12 | 11 | 118 | AU | 37.1.59 | 0.33565 | 96.2398 | 4109547.8373 | 558830.449 | 118 | GA | 48.1.6 | 0.33371 | 83.2805 | 3861216.241 | 567235.5555 | '48.1.6'
|  |  | 119 | 40.1.4 | 792 | 249 | 103 | 2782177.6146 | 14 | 0 | 3162851.6489 | 352 | 40.1.4 | 18 | 47340.8625 | 47340.8625 | 45584.996 | 42108.7656 | 36546.4691 | 35484.1041 | 271601.4852 | 5422.5805 | 485.8807 | 0.40101 | 0.45588 | 0.50411 | 0 | 0.21132 | 0.3919 | 4.9075 | 1.9105 | 1.0625 | 4.6392 | 1 | 0 | 3.7014 | 3.7014 | 11.6515 | 58.1845 | 55.248 | 73.5374 | 73.5374 | 68.8327 | 68.8327 | 0.75463 | 0.98089 | 0.98437 | 0 | 0.0060643 | 0.0060643 | 0.5 | 0 | 0.54415 | 0.52659 | 0.52659 | 0.95361 | DO | 13 | 0 | 1.19 | 1.18 | 1.12 | 0 | 0 |  | 0.84873 | 0 | 0.5419 | 0.5787 | 0.51668 | 0 | 0.51136 | 0 | 0 | 0.0060643 | 0.0060643 | 1 | 0 | 0.98437 | 0.98089 | 0.75463 | 0.95361 | 0.44012 | 73.5374 | 2782177.6146 | DO | 40.1.4 | 37 | 52 | 119 | B | 18.1.1 | 0.33462 | 98.9505 | 2404756.9158 | 561235.2059 | 119 | F | 27 | 0.34468 | 83.5479 | 1513623.7065 | 568749.1792 | '27'
|  |  | 120 | 40.1.6 | 399.9375 | 177.75 | 0 | 2156849.0208 | 8 | 0 | 2367095.142 | 177.75 | 40.1.6 | 8 | 11604.5737 | 13132.6122 | 11424.5174 | 7830.4531 | 19514.142 | 7157.6138 | 269872.6473 | 1081.0002 | 1156.8311 | 0.61564 | 0.67565 | 0.78033 | 0 | 0 | 0.61564 | 6.6197 | 0.37693 | 1.0042 | 8.0549 | 1 | 0 | 1.6924 | 1.7229 | 1.9425 | 36.7445 | 37.1877 | 40.3795 | 40.41 | 40.4938 | 40.5216 | 0.66902 | 0.99623 | 0.99895 | 0.68678 | 0.24598 | 0.7137 | 0.5 | 0 | 0.88575 | 0.86867 | 0.88395 | 0.91945 | DP | 9 | 0 | 1.04 | 1.04 | 1.02 | 0 | 0 |  | 1 | 0 | 0.92459 | 1 | 1 | 0 | 0.34091 | 0 | 0.68678 | 0.24598 | 0.7137 | 1 | 0 | 0.99895 | 0.99623 | 0.66902 | 0.91945 | 0.64425 | 40.3795 | 2156849.0208 | DP | 40.1.6 | 1 | 1 | 120 | CE | 37_1.2.32 | 0.33453 | 82.9355 | 7628438.3074 | 568863.6442 | 120 | AW | 37.1.62 | 0.32103 | 83.7118 | 1832570.4294 | 570581.7497 | '37.1.62'
|  |  | 121 | 40.1.7 | 553.5 | 188 | 58 | 1982799.7431 | 0 | 0 | 2229429.4505 | 246 | 40.1.7 | 10 | 52879.4605 | 100427.6717 | 42704.9053 | 81205.5402 | 13124.3916 | 13124.3916 | 196961.4344 | 37650.7941 | 565.9751 | 0.40894 | 0.4598 | 0.53844 | 0 | 0.21092 | 0.40717 | 3.3471 | 4.9309 | 1.1128 | 9.5366 | 1 | 0 | 3.7959 | 5.2482 | 10.6956 | 56.7171 | 54.6902 | 71.2086 | 72.6608 | 67.6034 | 68.883 | 0.83264 | 0.95069 | 0.9718 | 0 | 0.47502 | 0.47502 | 0.5 | 0 | 0.57295 | 0.032093 | 0.47121 | 0.90463 | DQ | 7 | 0 | 1.23 | 1.21 | 1.13 | 0 | 0 |  | 0.84161 | 0 | 0.57958 | 0.60754 | 0.55063 | 0 | 0.55682 | 0 | 0 | 0.47502 | 0.47502 | 1 | 0 | 0.9718 | 0.95069 | 0.83264 | 0.90463 | 0.47761 | 71.2086 | 1982799.7431 | DQ | 40.1.7 | 21 | 42 | 121 | GB | 48.1.7 | 0.33398 | 86.9232 | 4815384.136 | 573679.0284 | 121 | GC | 48_1.2.1 | 0.34623 | 83.7791 | 3859684.5022 | 574441.4342 | '48_1.2.1'
|  |  | 122 | 40.1.9 | 493.875 | 218.75 | 0.75 | 1894898.1629 | 0 | 0 | 2224980.5328 | 219.5 | 40.1.9 | 9 | 20341.8616 | 86559.468 | 15808.163 | 98232.1587 | 30555.0521 | 30555.0521 | 191741.9567 | 37121.738 | 603.0012 | 0.43799 | 0.51429 | 0.6048 | 0 | 0.047407 | 0.43793 | 7.0006 | 3.5399 | 2.6321 | 14.7449 | 0.55467 | 0.22551 | 2.6159 | 4.4999 | 3.6494 | 51.69 | 48.8538 | 57.9552 | 59.8392 | 54.1985 | 55.8018 | 0.64997 | 0.9646 | 0.59197 | 0 | 0 | 0 | 0.39009 | 0 | 0.84192 | 0.13448 | 0.79658 | 0.85255 | DR | 16 | 0 | 1.22 | 1.2 | 1.12 | 0 | 0 |  | 0.93047 | 0 | 0.85731 | 0.70632 | 0.74381 | 0 | 0.54545 | 0 | 0 | 0 | 0 | 0.55467 | 0.22551 | 0.59197 | 0.9646 | 0.64997 | 0.85255 | 0.46965 | 57.9552 | 1894898.1629 | DR | 40.1.9 | 25 | 12 | 122 | GA | 48.1.6 | 0.33371 | 83.2805 | 3861216.241 | 577540.2446 | 122 | CP | 37_1.2.42 | 0.3174 | 84.0415 | 2738916.8886 | 577180.351 | '37_1.2.42'
|  |  | 123 | 40_1.2.1 | 1103.625 | 20 | 62 | 3286897.5565 | 6 | 408.5 | 2971287.7327 | 490.5 | 40_1.2.1 | 30 | 68196.4709 | 78138.5615 | 21839.3776 | 66093.6249 | 18147.1378 | 18147.1378 | 212162.0722 | 26785.5263 | 316.9957 | 0.33999 | 0.30734 | 0.35589 | 0.33493 | 0.14563 | 0.050711 | 3.0911 | 10.3858 | 1.3073 | 16.262 | 1 | 0 | 5.1952 | 5.5465 | 6.4475 | 82.0244 | 82.769 | 93.6671 | 94.0183 | 95.7643 | 96.148 | 0.84544 | 0.89614 | 0.92317 | 0 | 0.31072 | 0.31072 | 0.5 | 0 | 0.78161 | 0.21924 | 0.31804 | 0.83738 | DS | 31 | 0 | 1.23 | 1.21 | 1.13 | 0 | 0 |  | 0.73625 | 0 | 0.74702 | 0.11025 | 0.22327 | 0 | 0.55682 | 0 | 0 | 0.31072 | 0.31072 | 1 | 0 | 0.92317 | 0.89614 | 0.84544 | 0.83738 | 0.36331 | 93.6671 | 3286897.5565 | DS | 40_1.2.1 | 83 | 166 | 123 | AA | 37.1.37 | 0.33351 | 82.2795 | 1520613.56 | 579060.8582 | 123 | ER | 45.1.19 | 0.31729 | 84.2173 | 1672197.0952 | 578852.5481 | '45.1.19'
|  |  | 124 | 40_1.2.10 | 1769.625 | 0 | 441 | 5483572.9019 | 0 | 345.25 | 5197312.2096 | 786.5 | 40_1.2.10 | 51 | 25192.5365 | 47058.4665 | 21666.0101 | 150782.258 | 15634.962 | 15634.962 | 122866.3154 | 30570.7407 | 346.5586 | 0.35374 | 0.33527 | 0.3894 | 0.22294 | 0.24826 | 0 | 6.5132 | 21.8052 | 3.3832 | 27.8057 | 0.3417 | 0.066751 | 3.4344 | 4.2062 | 6.2838 | 75.2702 | 75.7782 | 84.9883 | 85.7602 | 86.1598 | 86.9782 | 0.67434 | 0.78195 | 0.4042 | 0 | 0.38508 | 0.38508 | 0.20423 | 0 | 0.78334 | 0.52942 | 0.74807 | 0.72194 | DT | 19 | 0 | 1.26 | 1.23 | 1.12 | 0 | 0 |  | 0.86883 | 0 | 0.75348 | 0.24297 | 0.34977 | 0 | 0.59091 | 0 | 0 | 0.38508 | 0.38508 | 0.3417 | 0.066751 | 0.4042 | 0.78195 | 0.67434 | 0.72194 | 0.33282 | 84.9883 | 5483572.9019 | DT | 40_1.2.10 | 124 | 131 | 124 | DT | 40_1.2.10 | 0.33282 | 84.9883 | 5483572.9019 | 584544.4311 | 124 | E | 26 | 0.2889 | 84.4796 | 225738.0897 | 579078.2862 | '26'
|  |  | 125 | 40_1.2.11 | 843.75 | 0 | 375 | 3022995.9365 | 0 | 0 | 3022995.9365 | 375 | 40_1.2.11 | 15 | 48762.282 | 89771.8578 | 23077.5028 | 74944.8135 | 83998.439 | 74944.8135 | 274046.3469 | 74489.2513 | 336.8716 | 0.409 | 0.409 | 0.43878 | 0 | 0.409 | 0 | 1.5797 | 3.9627 | 1.586 | 13.4533 | 1 | 1 | 3.6702 | 4.9214 | 5.7466 | 61.3732 | 61.3732 | 70.79 | 72.0413 | 70.79 | 72.0413 | 0.92102 | 0.96037 | 0.8535 | 0 | 0 | 0 | 1 | 0 | 0.76922 | 0.10228 | 0.51238 | 0.86547 | DU | 33 | 0 | 1.09 | 1.09 | 1.05 | 0 | 0 |  | 0.85108 | 0 | 0.77465 | 0.51604 | 0.55673 | 0 | 0.39773 | 0 | 0 | 0 | 0 | 1 | 1 | 0.8535 | 0.96037 | 0.92102 | 0.86547 | 0.48681 | 70.79 | 3022995.9365 | DU | 40_1.2.11 | 17 | 41 | 125 | CI | 37_1.2.36 | 0.33282 | 80.2843 | 11587037.5421 | 596131.4686 | 125 | FT | 46 | 0.27656 | 84.5514 | 2139271.8646 | 581217.5581 | '46'
|  |  | 126 | 40_1.2.2 | 2043 | 870.25 | 37.75 | 7961732.8313 | 0 | 0 | 9637397.0408 | 908 | 40_1.2.2 | 38 | 22421.9561 | 48460.7454 | 26094.6327 | 42009.4399 | 110135.6575 | 42009.4399 | 315968.0347 | 95931.745 | 517.8185 | 0.44487 | 0.5385 | 0.60369 | 0 | 0.048106 | 0.44284 | 1.3295 | 0.85738 | 1.9427 | 9.0958 | 1 | 0.45815 | 2.6645 | 3.4035 | 6.0724 | 51.3462 | 46.8986 | 60.0831 | 60.8221 | 54.0834 | 54.6965 | 0.93353 | 0.99143 | 0.76432 | 0 | 0 | 0 | 0.72907 | 0 | 0.73905 | 0.51539 | 0.77578 | 0.90904 | DV | 15 | 0 | 1.03 | 1.04 | 1.01 | 0 | 0 |  | 0.92681 | 0 | 0.76181 | 0.71308 | 0.7128 | 0 | 0.32955 | 0 | 0 | 0 | 0 | 1 | 0.45815 | 0.76432 | 0.99143 | 0.93353 | 0.90904 | 0.49962 | 60.0831 | 7961732.8313 | DV | 40_1.2.2 | 14 | 15 | 126 | CW | 37_1.2.5 | 0.33142 | 80.2904 | 7342876.8014 | 603474.3454 | 126 | EO | 45.1.14 | 0.34451 | 84.699 | 3520559.1088 | 584738.1172 | '45.1.14'
|  |  | 127 | 40_1.2.3 | 2322.5625 | 29.25 | 515.5 | 7631093.4747 | 0 | 487.5 | 7117865.4906 | 1032.25 | 40_1.2.3 | 47 | 6000.3897 | 51969.5653 | 4729.5381 | 44651.4339 | 80836.45 | 44651.4339 | 312362.0231 | 62283.6035 | 297.5051 | 0.37507 | 0.34985 | 0.38484 | 0.2539 | 0.27362 | 0.044789 | 0.7236 | 2.4873 | 2.3894 | 15.9581 | 1 | 0 | 2.5849 | 4.1121 | 1.2916 | 70.7313 | 72.3367 | 74.6079 | 76.135 | 76.434 | 78.0803 | 0.96382 | 0.97513 | 0.65264 | 0.010252 | 0 | 0.010252 | 0.5 | 0 | 0.9527 | 0.4803 | 0.94 | 0.84042 | DW | 4 | 0 | 1.12 | 1.12 | 1.08 | 0 | 0 |  | 0.9328 | 0 | 0.95025 | 0.33216 | 0.50108 | 0 | 0.43182 | 0 | 0.010252 | 0 | 0.010252 | 1 | 0 | 0.65264 | 0.97513 | 0.96382 | 0.84042 | 0.41613 | 74.6079 | 7631093.4747 | DW | 40_1.2.3 | 52 | 61 | 127 | BI | 37_1.2.12 | 0.33051 | 82.7901 | 9763208.1522 | 613237.5536 | 127 | Y | 37.1.34 | 0.295 | 84.7103 | 4249599.2431 | 588987.7164 | '37.1.34'
|  |  | 128 | 40_1.2.4 | 2189.25 | 13.75 | 381.25 | 6873158.8281 | 2 | 578 | 6421306.4735 | 973 | 40_1.2.4 | 50 | 65269.8861 | 92567.2434 | 28132.3125 | 92370.6785 | 15306.7968 | 15306.7968 | 186814.5529 | 35177.646 | 352.3269 | 0.35839 | 0.33483 | 0.38066 | 0.30693 | 0.26026 | 0.064864 | 3.461 | 8.5072 | 1.4029 | 14.9188 | 0.93577 | 0 | 4.7946 | 5.7279 | 7.9652 | 75.6996 | 75.8083 | 88.4593 | 89.3927 | 89.4806 | 90.4747 | 0.82695 | 0.91493 | 0.89928 | 0 | 0.39122 | 0.39122 | 0.46788 | 0 | 0.71868 | 0.089105 | 0.3473 | 0.85081 | DX | 9 | 0 | 1.23 | 1.21 | 1.13 | 0 | 0 |  | 0.76642 | 0 | 0.6872 | 0.23453 | 0.29918 | 0 | 0.55682 | 0 | 0 | 0.39122 | 0.39122 | 0.93577 | 0 | 0.89928 | 0.91493 | 0.82695 | 0.85081 | 0.38638 | 88.4593 | 6873158.8281 | DX | 40_1.2.4 | 69 | 151 | 128 | BU | 37_1.2.23 | 0.32988 | 81.4293 | 5460886.5099 | 618698.4401 | 128 | EH | 43.1.3 | 0.35254 | 84.7227 | 1707042.1697 | 590694.7586 | '43.1.3'
|  |  | 129 | 40_1.2.5 | 1968.75 | 157.75 | 717.25 | 7091054.732 | 0 | 0 | 7387669.4301 | 875 | 40_1.2.5 | 35 | 30681.5254 | 70373.2316 | 29746.2529 | 59563.7955 | 84168.7379 | 59563.7955 | 298352.7499 | 70353.5256 | 369.9724 | 0.41117 | 0.42836 | 0.47048 | 0 | 0.38654 | 0.10448 | 0.54242 | 2.8566 | 1.9486 | 12.5171 | 1 | 0.14286 | 3.102 | 4.3076 | 7.3913 | 59.9987 | 58.7006 | 70.4921 | 71.6976 | 68.7488 | 69.9095 | 0.97288 | 0.97143 | 0.76286 | 0 | 0 | 0 | 0.57143 | 0 | 0.70254 | 0.29627 | 0.69318 | 0.87483 | DY | 22 | 0 | 1.12 | 1.12 | 1.08 | 0 | 0 |  | 0.89386 | 0 | 0.70982 | 0.54305 | 0.56107 | 0 | 0.43182 | 0 | 0 | 0 | 0 | 1 | 0.14286 | 0.76286 | 0.97143 | 0.97288 | 0.87483 | 0.44775 | 70.4921 | 7091054.732 | DY | 40_1.2.5 | 34 | 40 | 129 | Q | 37.1.20 | 0.32953 | 79.8111 | 2344169.8293 | 621042.6099 | 129 | DK | 40.1.17 | 0.3817 | 84.7957 | 5379189.132 | 596073.9477 | '40.1.17'
|  |  | 130 | 40_1.2.6 | 2539.6875 | 194 | 810.5 | 8124338.7522 | 0 | 124.25 | 8291339.9935 | 1128.75 | 40_1.2.6 | 56 | 9704.3609 | 90745.3448 | 7217.1273 | 88891.3917 | 44523.4776 | 44523.4776 | 211763.8084 | 48936.6746 | 332.8239 | 0.36518 | 0.37268 | 0.41765 | 0.14117 | 0.33076 | 0.14556 | 3.3905 | 11.1214 | 3.06 | 29.8527 | 0.9247 | 0.48261 | 2.7788 | 5.5489 | 2.0323 | 68.6356 | 68.0672 | 73.4467 | 76.2168 | 72.8207 | 75.574 | 0.83048 | 0.88879 | 0.48499 | 0 | 0 | 0 | 0.70365 | 0 | 0.92783 | 0.097161 | 0.90296 | 0.70147 | DZ | 4 | 0 | 1.22 | 1.2 | 1.12 | 0 | 0 |  | 0.9182 | 0 | 0.92105 | 0.37334 | 0.51801 | 0 | 0.54545 | 0 | 0 | 0 | 0 | 0.9247 | 0.48261 | 0.48499 | 0.88879 | 0.83048 | 0.70147 | 0.4256 | 73.4467 | 8124338.7522 | DZ | 40_1.2.6 | 49 | 51 | 130 | BD | 37.1.9 | 0.32695 | 82.0163 | 4033684.3423 | 625076.2942 | 130 | DJ | 40.1.16 | 0.4194 | 84.8645 | 1408914.85 | 597482.8626 | '40.1.16'
|  |  | 131 | 40_1.2.7 | 1500.1875 | 262.25 | 385.5 | 4921753.8723 | 0 | 19 | 5376231.0932 | 666.75 | 40_1.2.7 | 28 | 6918.9341 | 19993.0693 | 2554.8232 | 20861.5237 | 39711.6412 | 20861.5237 | 278089.3659 | 24173.816 | 357.9831 | 0.37452 | 0.4091 | 0.44827 | 0.018146 | 0.32933 | 0.1852 | 2.4032 | 3.2621 | 2.3108 | 17.0037 | 1 | 0.037495 | 2.6266 | 3.0634 | 0.70062 | 64.7908 | 62.1252 | 68.1181 | 68.5548 | 65.2453 | 65.6393 | 0.87984 | 0.96738 | 0.67229 | 0.21852 | 0 | 0.21852 | 0.51875 | 0 | 0.97445 | 0.80007 | 0.93081 | 0.82996 | EA | 10 | 0 | 1.15 | 1.15 | 1.09 | 0 | 0 |  | 0.92966 | 0 | 0.97354 | 0.44889 | 0.59568 | 0 | 0.46591 | 0 | 0.21852 | 0 | 0.21852 | 1 | 0.037495 | 0.67229 | 0.96738 | 0.87984 | 0.82996 | 0.46649 | 68.1181 | 4921753.8723 | EA | 40_1.2.7 | 26 | 32 | 131 | AB | 37.1.38 | 0.32682 | 81.8635 | 3791866.0348 | 628868.1603 | 131 | DT | 40_1.2.10 | 0.33282 | 84.9883 | 5483572.9019 | 602966.4355 | '40_1.2.10'
|  |  | 132 | 40_1.2.8 | 2229.1875 | 27.5 | 933.25 | 7748105.6787 | 0 | 30 | 7764328.2221 | 990.75 | 40_1.2.8 | 41 | 30075.5841 | 68508.4009 | 17434.5402 | 58888.3016 | 68115.3658 | 58541.6477 | 271749.5775 | 57083.1171 | 337.9196 | 0.39678 | 0.39761 | 0.43263 | 0.029092 | 0.39826 | 0.050333 | 1.6113 | 3.8559 | 2.0379 | 12.3702 | 1 | 0.40979 | 3.1984 | 4.3935 | 4.538 | 61.7353 | 63.3747 | 69.4717 | 70.6667 | 71.1413 | 72.3302 | 0.91943 | 0.96144 | 0.74054 | 0 | 0 | 0 | 0.7049 | 0 | 0.82565 | 0.3179 | 0.69924 | 0.8763 | EB | 28 | 0 | 1.15 | 1.15 | 1.09 | 0 | 0 |  | 0.8866 | 0 | 0.82229 | 0.50893 | 0.57595 | 0 | 0.46591 | 0 | 0 | 0 | 0 | 1 | 0.40979 | 0.74054 | 0.96144 | 0.91943 | 0.8763 | 0.46475 | 69.4717 | 7748105.6787 | EB | 40_1.2.8 | 27 | 37 | 132 | C | 20 | 0.32547 | 77.7585 | 575542.6929 | 629443.703 | 132 | CB | 37_1.2.3 | 0.31175 | 85.8331 | 3046941.1333 | 606013.3766 | '37_1.2.3'
|  |  | 133 | 40_1.2.9 | 1611.5625 | 484.5 | 158.5 | 5622794.9751 | 0 | 73.25 | 6237666.2612 | 716.25 | 40_1.2.9 | 38 | 20163.6031 | 69321.1749 | 18068.0504 | 114545.1434 | 23097.2963 | 23097.2963 | 176525.5571 | 25712.3575 | 510.984 | 0.39829 | 0.44185 | 0.51418 | 0.080728 | 0.18098 | 0.33741 | 9.2874 | 4.8133 | 2.5407 | 14.5832 | 0.48412 | 0 | 2.8764 | 4.3992 | 4.5879 | 60.2027 | 58.2437 | 67.667 | 69.1898 | 64.9808 | 66.3487 | 0.53563 | 0.95187 | 0.61483 | 0 | 0.11177 | 0.11177 | 0.24206 | 0 | 0.81932 | 0.31244 | 0.79836 | 0.85417 | EC | 32 | 0 | 1.22 | 1.2 | 1.12 | 0 | 0 |  | 0.91085 | 0 | 0.82032 | 0.53904 | 0.60225 | 0 | 0.54545 | 0 | 0 | 0.11177 | 0.11177 | 0.48412 | 0 | 0.61483 | 0.95187 | 0.53563 | 0.85417 | 0.41284 | 67.667 | 5622794.9751 | EC | 40_1.2.9 | 54 | 30 | 133 | DB | 37_1.2.8 | 0.32463 | 79.7648 | 6700228.7261 | 636143.9317 | 133 | AM | 37.1.50 | 0.30326 | 85.867 | 1799109.0776 | 607812.4857 | '37.1.50'
|  |  | 134 | 40_2.1.11 | 1012.5 | 111 | 339 | 3559123.4539 | 0 | 0 | 3761294.8725 | 450 | 40_2.1.11 | 18 | 48251.3354 | 71707.8856 | 31917.0373 | 59847.8575 | 104320.3481 | 59847.8575 | 292619.9115 | 94973.9079 | 363.153 | 0.40128 | 0.42407 | 0.45548 | 0 | 0.39176 | 0.16566 | 0.92065 | 3.0683 | 1.4817 | 15.76 | 1 | 1 | 3.726 | 4.455 | 8.136 | 61.067 | 59.4628 | 72.929 | 73.658 | 70.6921 | 71.3905 | 0.95397 | 0.96932 | 0.87958 | 0 | 0 | 0 | 1 | 0 | 0.68083 | 0.28292 | 0.51749 | 0.8424 | ED | 12 | 0 | 1.09 | 1.09 | 1.05 | 0 | 0 |  | 0.84688 | 0 | 0.68047 | 0.52206 | 0.52555 | 0 | 0.39773 | 0 | 0 | 0 | 0 | 1 | 1 | 0.87958 | 0.96932 | 0.95397 | 0.8424 | 0.4797 | 72.929 | 3559123.4539 | ED | 40_2.1.11 | 20 | 47 | 134 | AC | 37.1.39 | 0.32263 | 80.1124 | 1991989.5655 | 638135.9213 | 134 | EG | 43.1.2 | 0.31475 | 86.3071 | 2342809.0364 | 610155.2947 | '43.1.2'
|  |  | 135 | 42.1.1 | 561.375 | 0 | 80.5 | 1812143.6954 | 0 | 169 | 1618335.3685 | 249.5 | 42.1.1 | 14 | 310149.0835 | 309641.2794 | 3056.1612 | 312389.246 | 480237.2368 | 312349.1137 | 678754.4386 | 164390.2877 | 276.8289 | 0.3685 | 0.32909 | 0.35523 | 0.34067 | 0.23426 | 0 | 1.154 | 22.493 | 3.1383 | 33.3026 | 1 | 0 | 12.909 | 12.8918 | 0.84028 | 73.8394 | 76.4382 | 87.5886 | 87.5715 | 91.9078 | 91.8886 | 0.9423 | 0.77507 | 0.46543 | 0 | 0 | 0 | 0.5 | 0 | 0.96944 | 0 | 0 | 0.66697 | EE | 315 | 0 | 1.06 | 1.06 | 1.03 | 0 | 0 |  | 0.15542 | 0 | 0.96804 | 0.27108 | 0.31187 | 0 | 0.36364 | 0 | 0 | 0 | 0 | 1 | 0 | 0.46543 | 0.77507 | 0.9423 | 0.66697 | 0.32241 | 87.5886 | 1812143.6954 | EE | 42.1.1 | 135 | 145 | 135 | EE | 42.1.1 | 0.32241 | 87.5886 | 1812143.6954 | 639948.0649 | 135 | AP | 37.1.53 | 0.29927 | 86.3585 | 5206462.8015 | 615361.7575 | '37.1.53'
|  |  | 136 | 42.1.2 | 405.5625 | 0 | 59.5 | 1300445.4841 | 0 | 120.75 | 1165544.5349 | 180.25 | 42.1.2 | 9 | 308762.5759 | 308268.2158 | 4678.1646 | 318702.1673 | 486743.6585 | 318661.8853 | 679842.1544 | 171164.254 | 282.1963 | 0.36604 | 0.32807 | 0.3585 | 0.32438 | 0.26821 | 0 | 3.8993 | 17.2469 | 3.3343 | 24.8363 | 0.66297 | 0 | 12.9518 | 12.935 | 1.318 | 74.3179 | 76.7756 | 88.5878 | 88.571 | 92.8115 | 92.7927 | 0.80504 | 0.82753 | 0.41644 | 0 | 0 | 0 | 0.33148 | 0 | 0.95322 | 0 | 0 | 0.75164 | EF | 321 | 0 | 1.06 | 1.06 | 1.03 | 0 | 0 |  | 0.15219 | 0 | 0.94921 | 0.26168 | 0.29731 | 0 | 0.36364 | 0 | 0 | 0 | 0 | 0.66297 | 0 | 0.41644 | 0.82753 | 0.80504 | 0.75164 | 0.29874 | 88.5878 | 1300445.4841 | EF | 42.1.2 | 153 | 152 | 136 | CA | 37_1.2.29 | 0.3219 | 98.3305 | 7492763.2228 | 647440.8282 | 136 | T | 37.1.25 | 0.30145 | 86.3619 | 2320575.3767 | 617682.3329 | '37.1.25'
|  |  | 137 | 43.1.2 | 699.0377 | 0 | 26.75 | 2342809.0364 | 0 | 285 | 2018663.3479 | 310.6834 | 43.1.2 | 15 | 315792.5231 | 315365.8883 | 2207.3437 | 352066.0237 | 520274.1235 | 352025.4221 | 691519.4821 | 206279.4021 | 281.5762 | 0.38259 | 0.32965 | 0.36097 | 0.38615 | 0.074699 | 0 | 1.3202 | 24.8026 | 3.3486 | 30.1905 | 0.7071 | 0.080468 | 12.6198 | 12.6059 | 0.59669 | 73.0906 | 76.1252 | 86.3071 | 86.2932 | 91.46 | 91.4439 | 0.93399 | 0.75197 | 0.41285 | 0 | 0 | 0 | 0.39378 | 0 | 0.97793 | 0 | 0 | 0.6981 | EG | 353 | 0 | 1.06 | 1.06 | 1.03 | 0 | 0 |  | 0.17719 | 0 | 0.97764 | 0.2858 | 0.33055 | 0 | 0.36364 | 0 | 0 | 0 | 0 | 0.7071 | 0.080468 | 0.41285 | 0.75197 | 0.93399 | 0.6981 | 0.31475 | 86.3071 | 2342809.0364 | EG | 43.1.2 | 141 | 134 | 137 | AW | 37.1.62 | 0.32103 | 83.7118 | 1832570.4294 | 649273.3986 | 137 | FP | 45_2.2.6 | 0.35338 | 86.4579 | 9340516.7939 | 627022.8497 | '45_2.2.6'
|  |  | 138 | 43.1.3 | 531.758 | 0 | 183.25 | 1707042.1697 | 0 | 54.25 | 1647922.5911 | 236.3369 | 43.1.3 | 11 | 340433.5455 | 340007.0507 | 1158.1584 | 366634.6683 | 534865.0727 | 366594.1672 | 710420.3627 | 220194.1649 | 312.1841 | 0.36646 | 0.35377 | 0.39219 | 0.26264 | 0.35841 | 0 | 1.0898 | 26.4765 | 3.2488 | 30.7229 | 1 | 0.39033 | 14.0056 | 13.9911 | 0.32038 | 70.3967 | 70.9903 | 84.7227 | 84.7082 | 85.8577 | 85.8427 | 0.94551 | 0.73524 | 0.43781 | 0 | 0 | 0 | 0.69517 | 0 | 0.98842 | 0 | 0 | 0.69277 | EH | 368 | 0 | 1.06 | 1.06 | 1.03 | 0 | 0 |  | 0.072846 | 0 | 0.98853 | 0.33873 | 0.35364 | 0 | 0.36364 | 0 | 0 | 0 | 0 | 1 | 0.39033 | 0.43781 | 0.73524 | 0.94551 | 0.69277 | 0.35254 | 84.7227 | 1707042.1697 | EH | 43.1.3 | 95 | 128 | 138 | CP | 37_1.2.42 | 0.3174 | 84.0415 | 2738916.8886 | 652012.3155 | 138 | EK | 44 | 0.24416 | 86.6889 | 1162323.3592 | 628185.1731 | '44'
|  |  | 139 | 43_1.2.1 | 1548.3516 | 0 | 7 | 4790497.1788 | 0 | 682.25 | 4074115.6651 | 688.1563 | 43_1.2.1 | 41 | 335016.0149 | 334571.8588 | 10320.3475 | 356092.0842 | 524097.2486 | 356051.6945 | 704972.1323 | 209146.5925 | 261.1206 | 0.35319 | 0.30037 | 0.33372 | 0.35342 | 0.03775 | 0 | 1.8323 | 19.7625 | 3.2461 | 25.5443 | 0.99104 | 0.28337 | 14.3829 | 14.3672 | 3.0792 | 79.9744 | 83.6637 | 97.4365 | 97.4208 | 104.1938 | 104.1753 | 0.90838 | 0.80238 | 0.43847 | 0 | 0 | 0 | 0.6372 | 0 | 0.8968 | 0 | 0 | 0.74456 | EI | 357 | 0 | 1.06 | 1.06 | 1.03 | 0 | 0 |  | 0.044431 | 0 | 0.87979 | 0.15053 | 0.16833 | 0 | 0.36364 | 0 | 0 | 0 | 0 | 0.99104 | 0.28337 | 0.43847 | 0.80238 | 0.90838 | 0.74456 | 0.29527 | 97.4365 | 4790497.1788 | EI | 43_1.2.1 | 156 | 177 | 139 | ER | 45.1.19 | 0.31729 | 84.2173 | 1672197.0952 | 653684.5126 | 139 | I | 31.1.1 | 0.29226 | 86.8351 | 795544.7195 | 628980.7178 | '31.1.1'
|  |  | 140 | 43_1.2.2 | 837 | 0 | 0 | 2575642.3233 | 0 | 372 | 2202556.6595 | 372 | 43_1.2.2 | 20 | 350397.059 | 349914.9013 | 10290.9036 | 347918.9856 | 515486.6605 | 347879.023 | 712992.6426 | 199588.4127 | 266.3814 | 0.35128 | 0.3004 | 0.33602 | 0.35128 | 0 | 0 | 2.8426 | 15.3676 | 2.7097 | 26.4489 | 1 | 0 | 14.973 | 14.9559 | 2.9891 | 80.398 | 83.5491 | 98.3601 | 98.343 | 104.5518 | 104.5318 | 0.85787 | 0.84632 | 0.57258 | 0 | 0 | 0 | 0.5 | 0 | 0.89709 | 0 | 0 | 0.73551 | EJ | 350 | 0 | 1.06 | 1.06 | 1.03 | 0 | 0 |  | 0 | 0 | 0.88334 | 0.14221 | 0.15486 | 0 | 0.36364 | 0 | 0 | 0 | 0 | 1 | 0 | 0.57258 | 0.84632 | 0.85787 | 0.73551 | 0.28344 | 98.3601 | 2575642.3233 | EJ | 43_1.2.2 | 166 | 179 | 140 | BK | 37_1.2.14 | 0.31527 | 87.1071 | 4045917.3006 | 657730.4299 | 140 | AF | 37.1.43 | 0.30743 | 86.8664 | 3125593.7088 | 632106.3115 | '37.1.43'
|  |  | 141 | 44 | 384.75 | 0 | 0 | 1162323.3592 | 0 | 171 | 1004915.2107 | 171 | 44 | 12 | 4163.6526 | 17205.7177 | 6739.4597 | 306510.0549 | 301621.283 | 301621.283 | 428138.5091 | 151878.6507 | 280.9208 | 0.34486 | 0.29816 | 0.32498 | 0.34486 | 0 | 0 | 7.5435 | 8.4313 | 3.5146 | 24.9591 | 0.15936 | 0 | 2.7429 | 3.2104 | 2.0116 | 81.9344 | 84.2386 | 86.6889 | 87.1564 | 89.7391 | 90.2795 | 0.62282 | 0.91569 | 0.37135 | 0 | 0 | 0 | 0.079678 | 0 | 0.93261 | 0.82794 | 0.95836 | 0.75041 | EK | 68 | 0 | 0.79 | 0.82 | 0.81 | 0 | 0 |  | 0.92091 | 0 | 0.92187 | 0.11202 | 0.32499 | 0 | 0.056818 | 0 | 0 | 0 | 0 | 0.15936 | 0 | 0.37135 | 0.91569 | 0.62282 | 0.75041 | 0.24416 | 86.6889 | 1162323.3592 | EK | 44 | 181 | 138 | 141 | EG | 43.1.2 | 0.31475 | 86.3071 | 2342809.0364 | 660073.2389 | 141 | BL | 37_1.2.15 | 0.35801 | 86.9092 | 2948048.5365 | 635054.36 | '37_1.2.15'
|  |  | 142 | 45.1.10 | 1185.1875 | 526.75 | 0 | 5325812.4948 | 1 | 0 | 6067974.0164 | 526.75 | 45.1.10 | 23 | 130072.6999 | 130072.6983 | 4045.148 | 131187.9695 | 148587.3059 | 131187.9695 | 382572.3838 | 17208.7758 | 807.0968 | 0.51297 | 0.58446 | 0.68406 | 0 | 0 | 0.51297 | 2.0407 | 0.62506 | 1.0024 | 11.5031 | 1 | 0 | 4.8962 | 4.8962 | 0.78569 | 44.0456 | 42.9512 | 49.7275 | 49.7275 | 47.942 | 47.942 | 0.89797 | 0.99375 | 0.99941 | 0 | 0 | 0 | 0.5 | 0 | 0.95955 | 0 | 0 | 0.88497 | EL | 10 | 0 | 1.02 | 1.05 | 1.01 | 0 | 0 |  | 0.75876 | 0 | 0.97019 | 0.85653 | 0.86374 | 0 | 0.31818 | 0 | 0 | 0 | 0 | 1 | 0 | 0.99941 | 0.99375 | 0.89797 | 0.88497 | 0.52975 | 49.7275 | 5325812.4948 | EL | 45.1.10 | 6 | 4 | 142 | L | 34 | 0.31458 | 79.0377 | 249469.2335 | 660322.7082 | 142 | GB | 48.1.7 | 0.33398 | 86.9232 | 4815384.136 | 639869.7442 | '48.1.7'
|  |  | 143 | 45.1.11 | 845.4375 | 375.75 | 0 | 3442817.6006 | 0 | 0 | 4025963.2526 | 375.75 | 45.1.11 | 18 | 170064.7092 | 170070.9605 | 6355.3611 | 162173.1071 | 181884.8043 | 162173.1071 | 418032.6538 | 28466.5853 | 653.6599 | 0.46487 | 0.54361 | 0.63656 | 0 | 0 | 0.46487 | 2.5312 | 0.43713 | 1.4478 | 10.0552 | 1 | 0 | 6.4948 | 6.4949 | 1.4082 | 48.657 | 46.2056 | 56.56 | 56.5602 | 52.955 | 52.9552 | 0.87344 | 0.99563 | 0.88806 | 0 | 0 | 0 | 0.5 | 0 | 0.93645 | 0 | 0 | 0.89945 | EM | 24 | 0 | 1.02 | 1.05 | 1.01 | 0 | 0 |  | 0.6384 | 0 | 0.94565 | 0.76592 | 0.76415 | 0 | 0.31818 | 0 | 0 | 0 | 0 | 1 | 0 | 0.88806 | 0.99563 | 0.87344 | 0.89945 | 0.49389 | 56.56 | 3442817.6006 | EM | 45.1.11 | 16 | 10 | 143 | CB | 37_1.2.3 | 0.31175 | 85.8331 | 3046941.1333 | 663369.6493 | 143 | BK | 37_1.2.14 | 0.31527 | 87.1071 | 4045917.3006 | 643915.6615 | '37_1.2.14'
|  |  | 144 | 45.1.12 | 876.9375 | 145.5 | 213 | 3027980.942 | 18 | 31.25 | 3206821.7042 | 389.75 | 45.1.12 | 22 | 76327.7439 | 76327.7416 | 32771.8663 | 84944.577 | 99170.2858 | 84944.577 | 334343.4978 | 3847.7986 | 440.0078 | 0.39417 | 0.41745 | 0.46628 | 0.092884 | 0.31448 | 0.24811 | 1.8883 | 0.24631 | 1.0103 | 1.4926 | 1 | 0 | 4.679 | 4.679 | 8.5679 | 62.1524 | 60.8894 | 75.3993 | 75.3992 | 73.5723 | 73.5723 | 0.90559 | 0.99754 | 0.99743 | 0 | 0 | 0 | 0.5 | 0 | 0.67228 | 0.23672 | 0.23672 | 0.98507 | EN | 18 | 0 | 1.07 | 1.1 | 1.05 | 0 | 0 |  | 0.77512 | 0 | 0.66345 | 0.50073 | 0.48954 | 0 | 0.375 | 0 | 0 | 0 | 0 | 1 | 0 | 0.99743 | 0.99754 | 0.90559 | 0.98507 | 0.42864 | 75.3993 | 3027980.942 | EN | 45.1.12 | 44 | 67 | 144 | AF | 37.1.43 | 0.30743 | 86.8664 | 3125593.7088 | 666495.243 | 144 | H | 29.1.2 | 0.48427 | 87.3599 | 4108105.3543 | 648023.7668 | '29.1.2'
|  |  | 145 | 45.1.14 | 1080.5625 | 9 | 247.75 | 3520559.1088 | 0 | 223.5 | 3288787.6614 | 480.25 | 45.1.14 | 24 | 224093.6454 | 225787.6238 | 12208.2979 | 212399.8386 | 233039.3012 | 212399.8386 | 468772.5385 | 37702.5554 | 309.68 | 0.37193 | 0.34744 | 0.3925 | 0.32094 | 0.27102 | 0.017169 | 2.6516 | 1.4404 | 2.5929 | 11.7132 | 0.86049 | 0 | 9.9146 | 9.9721 | 3.4019 | 71.3825 | 72.839 | 84.699 | 84.7565 | 87.2721 | 87.3345 | 0.86742 | 0.9856 | 0.60177 | 0 | 0 | 0 | 0.43024 | 0 | 0.87792 | 0 | 0 | 0.88287 | EO | 18 | 0 | 0.99 | 1.04 | 1 | 0 | 0 |  | 0.38088 | 0 | 0.86707 | 0.31936 | 0.35399 | 0 | 0.28409 | 0 | 0 | 0 | 0 | 0.86049 | 0 | 0.60177 | 0.9856 | 0.86742 | 0.88287 | 0.34451 | 84.699 | 3520559.1088 | EO | 45.1.14 | 110 | 126 | 145 | GF | 48_1.2.4 | 0.3067 | 92.6136 | 7279617.5626 | 673774.8606 | 145 | EE | 42.1.1 | 0.32241 | 87.5886 | 1812143.6954 | 649835.9105 | '42.1.1'
|  |  | 146 | 45.1.17 | 789.1875 | 350.75 | 0 | 3098516.1731 | 3 | 0 | 3643493.4844 | 350.75 | 45.1.17 | 15 | 77971.9247 | 77971.9221 | 19295.0701 | 86016.3512 | 103442.5014 | 86016.3512 | 342714.7835 | 14501.0168 | 615.8314 | 0.4482 | 0.52703 | 0.6041 | 0 | 0 | 0.4482 | 1.8224 | 0.28154 | 1.0036 | 2.0706 | 1 | 0 | 4.1598 | 4.1598 | 4.4662 | 50.474 | 47.6746 | 59.1001 | 59.1001 | 55.0046 | 55.0046 | 0.90888 | 0.99718 | 0.99911 | 0 | 0 | 0 | 0.5 | 0 | 0.80705 | 0.22028 | 0.22028 | 0.97929 | EP | 7 | 0 | 1.07 | 1.1 | 1.05 | 0 | 0 |  | 0.81421 | 0 | 0.82512 | 0.73021 | 0.72713 | 0 | 0.375 | 0 | 0 | 0 | 0 | 1 | 0 | 0.99911 | 0.99718 | 0.90888 | 0.97929 | 0.49986 | 59.1001 | 3098516.1731 | EP | 45.1.17 | 13 | 14 | 146 | AM | 37.1.50 | 0.30326 | 85.867 | 1799109.0776 | 675573.9696 | 146 | AX | 37.1.63 | 0.30141 | 87.7198 | 2120593.6695 | 651956.5042 | '37.1.63'
|  |  | 147 | 45.1.18 | 981 | 158.5 | 188.5 | 3302030.3394 | 0 | 89 | 3490237.4652 | 436 | 45.1.18 | 24 | 167303.5991 | 187784.5112 | 4371.6784 | 105833.3264 | 193657.2275 | 105832.7746 | 443929.4916 | 122647.5244 | 357.4666 | 0.38424 | 0.40615 | 0.43544 | 0.22203 | 0.32167 | 0.26703 | 2.848 | 2.9914 | 2.0487 | 16.0275 | 1 | 0 | 7.7935 | 8.4592 | 1.1274 | 63.8118 | 63.4148 | 72.7327 | 73.3983 | 72.0111 | 72.6421 | 0.8576 | 0.97009 | 0.73782 | 0 | 0 | 0 | 0.5 | 0 | 0.95628 | 0 | 0 | 0.83972 | EQ | 22 | 0 | 1.03 | 1.04 | 1.01 | 0 | 0 |  | 0.5406 | 0 | 0.95672 | 0.46813 | 0.52841 | 0 | 0.32955 | 0 | 0 | 0 | 0 | 1 | 0 | 0.73782 | 0.97009 | 0.8576 | 0.83972 | 0.41174 | 72.7327 | 3302030.3394 | EQ | 45.1.18 | 55 | 46 | 147 | FU | 47.1.1 | 0.30303 | 92.6806 | 1479803.6912 | 677053.7733 | 147 | J | 31.1.2 | 0.28555 | 87.7764 | 2546491.9566 | 654502.9962 | '31.1.2'
|  |  | 148 | 45.1.19 | 522 | 0 | 82 | 1672197.0952 | 12 | 150 | 1540067.0665 | 232 | 45.1.19 | 14 | 199839.6203 | 210350.6523 | 2589.6719 | 224173.8453 | 241207.1165 | 224173.8453 | 466620.3499 | 4077.7782 | 338.4899 | 0.36569 | 0.33679 | 0.38709 | 0.32191 | 0.20011 | 0 | 1.0795 | 2.6466 | 1.6282 | 15.0991 | 0 | 0 | 9.2501 | 9.6091 | 0.71305 | 74.2542 | 74.855 | 84.2173 | 84.5763 | 85.6682 | 86.0618 | 0.94603 | 0.97353 | 0.84294 | 0 | 0 | 0 | 0 | 0 | 0.9741 | 0 | 0 | 0.84901 | ER | 18 | 0 | 0.99 | 1.04 | 1 | 0 | 0 |  | 0.43092 | 0 | 0.97305 | 0.26293 | 0.36101 | 0 | 0.28409 | 0 | 0 | 0 | 0 | 0 | 0 | 0.84294 | 0.97353 | 0.94603 | 0.84901 | 0.31729 | 84.2173 | 1672197.0952 | ER | 45.1.19 | 139 | 123 | 148 | T | 37.1.25 | 0.30145 | 86.3619 | 2320575.3767 | 679374.3487 | 148 | D | 25 | 0.26524 | 87.8891 | 216276.4101 | 654719.2726 | '25'
|  |  | 149 | 45.1.2 | 1563.1875 | 694.75 | 0 | 6150223.8554 | 0 | 0 | 7276153.843 | 694.75 | 45.1.2 | 28 | 117694.2257 | 117694.223 | 10320.5182 | 116671.7244 | 136363.7999 | 116671.7244 | 375920.1348 | 30171.8018 | 606.6176 | 0.44913 | 0.53136 | 0.61372 | 0 | 0 | 0.44913 | 2.331 | 0.55524 | 1.0587 | 9.5103 | 1 | 0 | 5.2733 | 5.2733 | 2.4041 | 50.5561 | 47.3907 | 58.2335 | 58.2335 | 53.8626 | 53.8626 | 0.88345 | 0.99445 | 0.98534 | 0 | 0 | 0 | 0.5 | 0 | 0.89679 | 0.014639 | 0.014639 | 0.9049 | ES | 3 | 0 | 1.07 | 1.09 | 1.04 | 0 | 0 |  | 0.73037 | 0 | 0.9064 | 0.7286 | 0.73976 | 0 | 0.375 | 0 | 0 | 0 | 0 | 1 | 0 | 0.98534 | 0.99445 | 0.88345 | 0.9049 | 0.49783 | 58.2335 | 6150223.8554 | ES | 45.1.2 | 15 | 13 | 149 | AX | 37.1.63 | 0.30141 | 87.7198 | 2120593.6695 | 681494.9424 | 149 | BE | 37.2.21 | 0.3009 | 87.9462 | 3025323.2396 | 657744.5958 | '37.2.21'
|  |  | 150 | 45.1.20 | 529.875 | 235.5 | 0 | 2362210.7866 | 0 | 0 | 2809469.9335 | 235.5 | 45.1.20 | 10 | 41450.4874 | 43002.4489 | 2861.0269 | 8501.9447 | 156362.2004 | 8501.9447 | 377248.9484 | 135304.9583 | 628.7576 | 0.50891 | 0.60527 | 0.6836 | 0 | 0 | 0.50891 | 1.2985 | 2.1868 | 1.0414 | 14.8747 | 1 | 0 | 2.786 | 2.8235 | 0.56738 | 44.5317 | 41.5441 | 47.8851 | 47.9226 | 44.3598 | 44.3914 | 0.93508 | 0.97813 | 0.98965 | 0.65992 | 0 | 0.65992 | 0.5 | 0 | 0.97139 | 0.56998 | 0.5855 | 0.85125 | ET | 8 | 0 | 1.02 | 1.03 | 1 | 0 | 0 |  | 0.91766 | 0 | 0.97879 | 0.84698 | 0.8906 | 0 | 0.31818 | 0 | 0.65992 | 0 | 0.65992 | 1 | 0 | 0.98965 | 0.97813 | 0.93508 | 0.85125 | 0.6027 | 47.8851 | 2362210.7866 | ET | 45.1.20 | 2 | 3 | 150 | BE | 37.2.21 | 0.3009 | 87.9462 | 3025323.2396 | 684520.2656 | 150 | BC | 37.1.69 | 0.29252 | 88.4142 | 6460630.6698 | 664205.2265 | '37.1.69'
|  |  | 151 | 45.1.21 | 1443.375 | 456.25 | 185.25 | 5000639.9723 | 0 | 0 | 5753124.8286 | 641.5 | 45.1.21 | 26 | 170376.9579 | 170376.9555 | 21014.2461 | 157098.3574 | 178245.6874 | 157098.3574 | 418258.6846 | 40160.4072 | 454.1244 | 0.3955 | 0.45501 | 0.51798 | 0 | 0.21063 | 0.35002 | 2.415 | 0.42907 | 1.5246 | 4.0218 | 1 | 0 | 7.6323 | 7.6323 | 5.4418 | 59.0018 | 55.2921 | 72.0759 | 72.0759 | 66.7282 | 66.7282 | 0.87925 | 0.99571 | 0.86886 | 0 | 0 | 0 | 0.5 | 0 | 0.78986 | 0 | 0 | 0.95978 | EU | 28 | 0 | 1.02 | 1.05 | 1.01 | 0 | 0 |  | 0.55274 | 0 | 0.78667 | 0.56264 | 0.53799 | 0 | 0.31818 | 0 | 0 | 0 | 0 | 1 | 0 | 0.86886 | 0.99571 | 0.87925 | 0.95978 | 0.42839 | 72.0759 | 5000639.9723 | EU | 45.1.21 | 46 | 44 | 151 | BZ | 37_1.2.28 | 0.30054 | 89.9627 | 5836941.77 | 690357.2074 | 151 | DX | 40_1.2.4 | 0.38638 | 88.4593 | 6873158.8281 | 671078.3853 | '40_1.2.4'
|  |  | 152 | 45.1.22 | 2575.0987 | 94.75 | 496.75 | 8423844.3231 | 0 | 554 | 7948704.6753 | 1144.4883 | 45.1.22 | 55 | 192187.2776 | 195303.46 | 16385.9675 | 154727.9686 | 199755.9191 | 154727.9686 | 451067.4828 | 112060.7256 | 309.3023 | 0.37343 | 0.35237 | 0.39003 | 0.27966 | 0.2696 | 0.077292 | 1.4048 | 1.4042 | 1.6265 | 9.5297 | 1 | 0 | 8.8579 | 8.9581 | 4.4427 | 69.547 | 72.5043 | 82.8476 | 82.9477 | 86.7337 | 86.8357 | 0.92976 | 0.98596 | 0.84338 | 0 | 0 | 0 | 0.5 | 0 | 0.83614 | 0 | 0 | 0.9047 | EV | 45 | 0 | 1.03 | 1.04 | 1.01 | 0 | 0 |  | 0.46045 | 0 | 0.82604 | 0.35543 | 0.38098 | 0 | 0.32955 | 0 | 0 | 0 | 0 | 1 | 0 | 0.84338 | 0.98596 | 0.92976 | 0.9047 | 0.38044 | 82.8476 | 8423844.3231 | EV | 45.1.22 | 72 | 115 | 152 | AP | 37.1.53 | 0.29927 | 86.3585 | 5206462.8015 | 695563.6702 | 152 | EF | 42.1.2 | 0.29874 | 88.5878 | 1300445.4841 | 672378.8308 | '42.1.2'
|  |  | 153 | 45.1.23 | 2420.4375 | 0 | 816 | 7902038.8384 | 0 | 259.75 | 7603657.2777 | 1075.75 | 45.1.23 | 50 | 72374.0642 | 93899.0808 | 9435.148 | 43753.4796 | 142054.7733 | 43753.4796 | 381882.1451 | 107251.814 | 305.6191 | 0.37268 | 0.35861 | 0.39191 | 0.15287 | 0.33504 | 0 | 0.68498 | 1.4769 | 1.0618 | 10.5041 | 1 | 0 | 4.8186 | 5.5401 | 2.5918 | 66.8759 | 70.2258 | 74.2863 | 75.0079 | 77.8939 | 78.6525 | 0.96575 | 0.98523 | 0.98455 | 0.0005058 | 0 | 0.0005058 | 0.5 | 0 | 0.90565 | 0.078534 | 0.27626 | 0.89496 | EW | 24 | 0 | 1.05 | 1.06 | 1.02 | 0 | 0 |  | 0.76461 | 0 | 0.899 | 0.40792 | 0.50577 | 0 | 0.35227 | 0 | 0.0005058 | 0 | 0.0005058 | 1 | 0 | 0.98455 | 0.98523 | 0.96575 | 0.89496 | 0.42853 | 74.2863 | 7902038.8384 | EW | 45.1.23 | 45 | 58 | 153 | EF | 42.1.2 | 0.29874 | 88.5878 | 1300445.4841 | 696864.1157 | 153 | AG | 37.1.44 | 0.29716 | 88.7287 | 8533560.0173 | 680912.3908 | '37.1.44'
|  |  | 154 | 45.1.25 | 1757.25 | 20 | 299.25 | 5729067.2385 | 0 | 461.75 | 5229850.3482 | 781 | 45.1.25 | 40 | 71788.6748 | 71788.6733 | 20714.2687 | 22548.9913 | 186146.2513 | 22517.4418 | 406459.388 | 115427.4928 | 284.7541 | 0.37217 | 0.33974 | 0.36857 | 0.30447 | 0.22831 | 0.01944 | 1.0726 | 1.4837 | 2.0535 | 5.6453 | 0.97951 | 0 | 4.8015 | 4.8015 | 5.7026 | 72.242 | 74.3497 | 82.7462 | 82.7462 | 86.0794 | 86.0794 | 0.94637 | 0.98516 | 0.73664 | 0.16663 | 0 | 0.16743 | 0.48976 | 0 | 0.79286 | 0.28241 | 0.28241 | 0.94355 | EX | 23 | 0 | 1.06 | 1.06 | 1.03 | 0 | 0 |  | 0.76589 | 0 | 0.77638 | 0.30247 | 0.38245 | 0 | 0.36364 | 0 | 0.16663 | 0 | 0.16743 | 0.97951 | 0 | 0.73664 | 0.98516 | 0.94637 | 0.94355 | 0.39732 | 82.7462 | 5729067.2385 | EX | 45.1.25 | 63 | 113 | 154 | AG | 37.1.44 | 0.29716 | 88.7287 | 8533560.0173 | 705397.6757 | 154 | R | 37.1.21 | 0.2892 | 88.8048 | 2224720.2955 | 683137.1111 | '37.1.21'
|  |  | 155 | 45.1.26 | 2913.75 | 378 | 917 | 10375149.9455 | 0 | 0 | 10986812.1014 | 1295 | 45.1.26 | 53 | 109140.8745 | 109140.872 | 12881.4424 | 109308.3808 | 132322.476 | 109308.3808 | 378242.4162 | 48454.6851 | 431.3836 | 0.40648 | 0.43044 | 0.48619 | 0 | 0.34322 | 0.15627 | 1.5166 | 0.15637 | 1.0388 | 7.8386 | 1 | 0 | 5.5622 | 5.5622 | 3.3022 | 59.997 | 58.3903 | 68.8615 | 68.8615 | 66.7785 | 66.7785 | 0.92417 | 0.99844 | 0.9903 | 0 | 0 | 0 | 0.5 | 0 | 0.87119 | 0.035152 | 0.035152 | 0.92161 | EY | 19 | 0 | 1.07 | 1.09 | 1.04 | 0 | 0 |  | 0.70861 | 0 | 0.871 | 0.54309 | 0.58484 | 0 | 0.375 | 0 | 0 | 0 | 0 | 1 | 0 | 0.9903 | 0.99844 | 0.92417 | 0.92161 | 0.45468 | 68.8615 | 10375149.9455 | EY | 45.1.26 | 32 | 35 | 155 | CF | 37_1.2.33 | 0.29551 | 89.6556 | 4538821.5113 | 709936.4972 | 155 | CF | 37_1.2.33 | 0.29551 | 89.6556 | 4538821.5113 | 687675.9326 | '37_1.2.33'
|  |  | 156 | 45.1.3 | 675 | 300 | 0 | 3493182.9011 | 0 | 0 | 3920184.8618 | 300 | 45.1.3 | 12 | 155941.0758 | 170974.5687 | 25289.5314 | 110635.8691 | 178767.171 | 110635.8691 | 430352.8897 | 121247.4824 | 928.9899 | 0.59076 | 0.66298 | 0.77277 | 0 | 0 | 0.59076 | 2.3713 | 0.215 | 1.0342 | 2.9767 | 1 | 0 | 4.8294 | 5.1447 | 4.4564 | 38.3797 | 37.9444 | 47.6655 | 47.9808 | 46.1933 | 46.4743 | 0.88143 | 0.99785 | 0.99146 | 0 | 0 | 0 | 0.5 | 0 | 0.7471 | 0 | 0 | 0.97023 | EZ | 18 | 0 | 1.03 | 1.04 | 1.01 | 0 | 0 |  | 0.76379 | 0 | 0.82551 | 0.96787 | 0.8938 | 0 | 0.32955 | 0 | 0 | 0 | 0 | 1 | 0 | 0.99146 | 0.99785 | 0.88143 | 0.97023 | 0.54314 | 47.6655 | 3493182.9011 | EZ | 45.1.3 | 4 | 2 | 156 | EI | 43_1.2.1 | 0.29527 | 97.4365 | 4790497.1788 | 714726.9944 | 156 | CL | 37_1.2.39 | 0.29017 | 89.8578 | 8706051.8998 | 696381.9845 | '37_1.2.39'
|  |  | 157 | 45.1.5 | 878.625 | 301.5 | 88.25 | 3209636.2034 | 0 | 0.75 | 3788057.9163 | 390.5 | 45.1.5 | 17 | 47252.5252 | 54801.3836 | 7591.4114 | 16744.213 | 147504.4213 | 16744.213 | 374736.2034 | 123538.2658 | 451.2717 | 0.41701 | 0.49216 | 0.54574 | 0.025747 | 0.21215 | 0.3621 | 0.96339 | 1.1172 | 1.0493 | 11.1396 | 1 | 0 | 3.5765 | 3.8069 | 1.877 | 55.8894 | 51.6827 | 61.3429 | 61.5733 | 56.2814 | 56.4844 | 0.95183 | 0.98883 | 0.98768 | 0.33809 | 0 | 0.33809 | 0.5 | 0 | 0.92409 | 0.45199 | 0.52747 | 0.8886 | FA | 13 | 0 | 1.02 | 1.03 | 1 | 0 | 0 |  | 0.85814 | 0 | 0.92717 | 0.6238 | 0.69443 | 0 | 0.31818 | 0 | 0.33809 | 0 | 0.33809 | 1 | 0 | 0.98768 | 0.98883 | 0.95183 | 0.8886 | 0.5148 | 61.3429 | 3209636.2034 | FA | 45.1.5 | 10 | 17 | 157 | Y | 37.1.34 | 0.295 | 84.7103 | 4249599.2431 | 718976.5936 | 157 | BZ | 37_1.2.28 | 0.30054 | 89.9627 | 5836941.77 | 702218.9263 | '37_1.2.28'
|  |  | 158 | 45.1.6 | 1068.75 | 475 | 0 | 5036205.3829 | 0 | 0 | 5816376.8525 | 475 | 45.1.6 | 19 | 177676.8578 | 194234.9423 | 19842.7825 | 118874.5451 | 196660.7303 | 118874.5451 | 448152.7217 | 135264.8607 | 749.2636 | 0.53793 | 0.62126 | 0.71106 | 0 | 0 | 0.53793 | 2.1054 | 0.54105 | 1.1984 | 6.2295 | 1 | 0 | 5.8259 | 6.2133 | 3.7865 | 42.2854 | 40.5543 | 51.8978 | 52.2851 | 48.8535 | 49.1874 | 0.89473 | 0.99459 | 0.95039 | 0 | 0 | 0 | 0.5 | 0 | 0.80157 | 0 | 0 | 0.93771 | FB | 14 | 0 | 1.03 | 1.04 | 1.01 | 0 | 0 |  | 0.68876 | 0 | 0.85191 | 0.89112 | 0.83211 | 0 | 0.32955 | 0 | 0 | 0 | 0 | 1 | 0 | 0.95039 | 0.99459 | 0.89473 | 0.93771 | 0.52146 | 51.8978 | 5036205.3829 | FB | 45.1.6 | 8 | 7 | 158 | V | 37.1.31 | 0.29351 | 94.7179 | 1134321.9419 | 720110.9156 | 158 | CD | 37_1.2.31 | 0.34891 | 90.5102 | 8972340.877 | 711191.2672 | '37_1.2.31'
|  |  | 159 | 45.1.7 | 956.25 | 425 | 0 | 4612376.949 | 0 | 0 | 5303938.6677 | 425 | 45.1.7 | 17 | 131521.2995 | 149382.5047 | 21107.5276 | 98262.0464 | 161205.6002 | 98262.0464 | 412306.3567 | 105804.6328 | 778.2445 | 0.55062 | 0.63317 | 0.72914 | 0 | 0 | 0.55062 | 2.8784 | 0.82824 | 1.2218 | 5.5141 | 1 | 0 | 4.6378 | 5.0453 | 3.9521 | 41.3133 | 39.8035 | 49.9032 | 50.3107 | 47.2546 | 47.6074 | 0.85608 | 0.99172 | 0.94456 | 0 | 0 | 0 | 0.5 | 0 | 0.78892 | 0 | 0 | 0.94486 | FC | 0 | 0 | 1.03 | 1.04 | 1.01 | 0 | 0 |  | 0.77822 | 0 | 0.84538 | 0.91022 | 0.86118 | 0 | 0.32955 | 0 | 0 | 0 | 0 | 1 | 0 | 0.94456 | 0.99172 | 0.85608 | 0.94486 | 0.52817 | 49.9032 | 4612376.949 | FC | 45.1.7 | 7 | 5 | 159 | BC | 37.1.69 | 0.29252 | 88.4142 | 6460630.6698 | 726571.5462 | 159 | CN | 37_1.2.40 | 0.27358 | 90.8914 | 8499676.8733 | 719690.944 | '37_1.2.40'
|  |  | 160 | 45.1.9 | 1219.9068 | 489 | 53.75 | 4552540.0137 | 0 | 0 | 5356704.5449 | 542.1808 | 45.1.9 | 25 | 242519.4154 | 242675.8356 | 2489.3408 | 213051.224 | 235838.6189 | 213051.224 | 477255.807 | 61414.8599 | 525.6379 | 0.42601 | 0.50126 | 0.57069 | 0 | 0.14771 | 0.42356 | 3.3758 | 3.1084 | 2.5181 | 16.3364 | 1 | 0 | 9.2165 | 9.2212 | 0.62313 | 53.8162 | 50.346 | 63.6557 | 63.6605 | 58.7512 | 58.7555 | 0.83121 | 0.96892 | 0.62048 | 0 | 0 | 0 | 0.5 | 0 | 0.97511 | 0 | 0 | 0.83664 | FD | 11 | 0 | 1 | 1.04 | 1 | 0 | 0 |  | 0.43346 | 0 | 0.9766 | 0.66454 | 0.66072 | 0 | 0.29545 | 0 | 0 | 0 | 0 | 1 | 0 | 0.62048 | 0.96892 | 0.83121 | 0.83664 | 0.44062 | 63.6557 | 4552540.0137 | FD | 45.1.9 | 36 | 21 | 160 | I | 31.1.1 | 0.29226 | 86.8351 | 795544.7195 | 727367.091 | 160 | N | 36 | 0.28782 | 91.0513 | 607886.1895 | 720298.8302 | '36'
|  |  | 161 | 45_1.2.1 | 840.9375 | 373.75 | 0 | 3442174.8812 | 3 | 0 | 3990066.9109 | 373.75 | 45_1.2.1 | 15 | 102459.6299 | 102459.6278 | 10290.7627 | 105763.2513 | 121615.0423 | 105763.2513 | 355866.3324 | 13071.0072 | 681.5353 | 0.46727 | 0.54164 | 0.62582 | 0 | 0 | 0.46727 | 1.5769 | 0.28696 | 1.0027 | 5.6676 | 1 | 0 | 4.651 | 4.651 | 2.3191 | 48.4156 | 46.4078 | 55.3857 | 55.3857 | 52.4157 | 52.4157 | 0.92116 | 0.99713 | 0.99933 | 0 | 0 | 0 | 0.5 | 0 | 0.89709 | 0.020632 | 0.020632 | 0.94332 | FE | 24 | 0 | 1.07 | 1.1 | 1.05 | 0 | 0 |  | 0.77723 | 0 | 0.90975 | 0.77066 | 0.78127 | 0 | 0.375 | 0 | 0 | 0 | 0 | 1 | 0 | 0.99933 | 0.99713 | 0.92116 | 0.94332 | 0.51493 | 55.3857 | 3442174.8812 | FE | 45_1.2.1 | 9 | 8 | 161 | CL | 37_1.2.39 | 0.29017 | 89.8578 | 8706051.8998 | 736073.1429 | 161 | K | 33 | 0.28094 | 92.0384 | 1953467.0168 | 722252.2972 | '33'
|  |  | 162 | 45_1.2.2 | 1086.1875 | 471.25 | 11.5 | 4009570.0315 | 23 | 0 | 4639834.7728 | 482.75 | 45_1.2.2 | 23 | 108015.3693 | 108015.3684 | 11523.114 | 125995.3415 | 139889.6187 | 125995.3415 | 368073.5488 | 3816.6034 | 635.1375 | 0.42139 | 0.48763 | 0.56431 | 0 | 0.053691 | 0.42062 | 3.3528 | 0.12222 | 1.0352 | 7.3594 | 1 | 0 | 5.3234 | 5.3234 | 2.9146 | 53.9661 | 51.6688 | 62.2041 | 62.2041 | 58.7839 | 58.7839 | 0.83236 | 0.99878 | 0.9912 | 0 | 0 | 0 | 0.5 | 0 | 0.88477 | 0.0044944 | 0.0044944 | 0.92641 | FF | 7 | 0 | 1.05 | 1.08 | 1.03 | 0 | 0 |  | 0.7266 | 0 | 0.88628 | 0.66159 | 0.68188 | 0 | 0.35227 | 0 | 0 | 0 | 0 | 1 | 0 | 0.9912 | 0.99878 | 0.83236 | 0.92641 | 0.47723 | 62.2041 | 4009570.0315 | FF | 45_1.2.2 | 22 | 18 | 162 | R | 37.1.21 | 0.2892 | 88.8048 | 2224720.2955 | 738297.8631 | 162 | BT | 37_1.2.22 | 0.27108 | 92.5427 | 3731276.2892 | 725983.5735 | '37_1.2.22'
|  |  | 163 | 45_2.2.1 | 2012.0625 | 0 | 426.25 | 6625770.3908 | 0 | 468 | 6056569.4565 | 894.25 | 45_2.2.1 | 41 | 91972.7113 | 98921.2257 | 10822.0747 | 34965.8642 | 168995.3402 | 34960.2366 | 405001.7269 | 117026.8209 | 287.1093 | 0.37592 | 0.34362 | 0.37113 | 0.25579 | 0.24288 | 0 | 0.62319 | 1.0534 | 1.2304 | 9.544 | 1 | 0 | 5.4305 | 5.6626 | 2.9427 | 71.1733 | 73.4775 | 79.5465 | 79.7785 | 82.8084 | 83.0672 | 0.96884 | 0.98947 | 0.94241 | 0.055837 | 0 | 0.055949 | 0.5 | 0 | 0.89178 | 0.061108 | 0.086393 | 0.90456 | FG | 20 | 0 | 1.05 | 1.06 | 1.02 | 0 | 0 |  | 0.71853 | 0 | 0.88517 | 0.32347 | 0.42909 | 0 | 0.35227 | 0 | 0.055837 | 0 | 0.055949 | 1 | 0 | 0.94241 | 0.98947 | 0.96884 | 0.90456 | 0.4098 | 79.5465 | 6625770.3908 | FG | 45_2.2.1 | 56 | 88 | 163 | E | 26 | 0.2889 | 84.4796 | 225738.0897 | 738523.6012 | 163 | GF | 48_1.2.4 | 0.3067 | 92.6136 | 7279617.5626 | 733263.1911 | '48_1.2.4'
|  |  | 164 | 45_2.2.10 | 618.75 | 15.25 | 259.25 | 2265215.2102 | 0 | 0.5 | 2292826.3674 | 275 | 45_2.2.10 | 11 | 63357.6679 | 73050.9206 | 11694.3775 | 22941.6493 | 150013.3633 | 22941.6493 | 382870.5822 | 121826.3795 | 370.4131 | 0.41792 | 0.42301 | 0.46708 | 0.036561 | 0.42236 | 0.098838 | 0.60421 | 0.43545 | 1.0727 | 8.0018 | 1 | 0 | 4.0273 | 4.3183 | 2.8493 | 59.8057 | 59.396 | 66.6823 | 66.9733 | 66.1921 | 66.4811 | 0.96979 | 0.99565 | 0.98182 | 0.1311 | 0 | 0.1311 | 0.5 | 0 | 0.88306 | 0.26949 | 0.36642 | 0.91998 | FH | 5 | 0 | 1.05 | 1.06 | 1.02 | 0 | 0 |  | 0.82419 | 0 | 0.88885 | 0.54685 | 0.6166 | 0 | 0.35227 | 0 | 0.1311 | 0 | 0.1311 | 1 | 0 | 0.98182 | 0.99565 | 0.96979 | 0.91998 | 0.47668 | 66.6823 | 2265215.2102 | FH | 45_2.2.10 | 23 | 26 | 164 | N | 36 | 0.28782 | 91.0513 | 607886.1895 | 739131.4874 | 164 | FU | 47.1.1 | 0.30303 | 92.6806 | 1479803.6912 | 734742.9948 | '47.1.1'
|  |  | 165 | 45_2.2.11 | 1294.875 | 575.5 | 0 | 5333786.9375 | 0 | 0 | 6347406.4439 | 575.5 | 45_2.2.11 | 25 | 111707.5091 | 124587.1942 | 14145.434 | 99683.9128 | 142908.6519 | 99683.9128 | 394445.0172 | 86179.9986 | 588.4573 | 0.47022 | 0.55958 | 0.63686 | 0 | 0 | 0.47022 | 1.3012 | 0.36533 | 1.1173 | 9.7706 | 1 | 0 | 4.8961 | 5.2255 | 3.0759 | 48.4209 | 45.1116 | 56.393 | 56.7223 | 51.7976 | 52.0755 | 0.93494 | 0.99635 | 0.97068 | 0 | 0 | 0 | 0.5 | 0 | 0.85855 | 0 | 0 | 0.90229 | FI | 9 | 0 | 1.06 | 1.07 | 1.03 | 0 | 0 |  | 0.75877 | 0 | 0.87992 | 0.77056 | 0.76658 | 0 | 0.36364 | 0 | 0 | 0 | 0 | 1 | 0 | 0.97068 | 0.99635 | 0.93494 | 0.90229 | 0.50655 | 56.393 | 5333786.9375 | FI | 45_2.2.11 | 11 | 9 | 165 | J | 31.1.2 | 0.28555 | 87.7764 | 2546491.9566 | 741677.9794 | 165 | AS | 37.1.57 | 0.28184 | 93.4546 | 3338066.6506 | 738081.0614 | '37.1.57'
|  |  | 166 | 45_2.2.12 | 1616.625 | 2 | 712.5 | 5672503.9431 | 8 | 4 | 5672176.5751 | 718.5 | 45_2.2.12 | 34 | 203947.0135 | 208677.4404 | 9163.2703 | 211751.9738 | 230380.3329 | 211751.9738 | 460723.6505 | 17839.5154 | 401.2753 | 0.40055 | 0.40053 | 0.46393 | 0.013229 | 0.40062 | 0.0077388 | 2.1995 | 1.2919 | 1.7982 | 11.2985 | 0.3215 | 0 | 8.574 | 8.7218 | 2.3199 | 62.7193 | 62.7026 | 73.6133 | 73.7611 | 73.5981 | 73.746 | 0.89003 | 0.98708 | 0.80045 | 0 | 0 | 0 | 0.16075 | 0 | 0.90837 | 0 | 0 | 0.88701 | FJ | 13 | 0 | 0.99 | 1.04 | 1 | 0 | 0 |  | 0.48183 | 0 | 0.90972 | 0.48959 | 0.51558 | 0 | 0.28409 | 0 | 0 | 0 | 0 | 0.3215 | 0 | 0.80045 | 0.98708 | 0.89003 | 0.88701 | 0.37739 | 73.6133 | 5672503.9431 | FJ | 45_2.2.12 | 74 | 53 | 166 | EJ | 43_1.2.2 | 0.28344 | 98.3601 | 2575642.3233 | 744253.6217 | 166 | DS | 40_1.2.1 | 0.36331 | 93.6671 | 3286897.5565 | 741367.959 | '40_1.2.1'
|  |  | 167 | 45_2.2.14 | 1262.8125 | 510 | 51.25 | 4423412.0862 | 0 | 0 | 5267888.1945 | 561.25 | 45_2.2.14 | 24 | 207510.482 | 207595.1197 | 7061.199 | 189986.3289 | 211167.3941 | 189986.3289 | 449514.033 | 41660.2652 | 488.2257 | 0.39987 | 0.4762 | 0.55018 | 0 | 0.07431 | 0.39444 | 2.749 | 1.5345 | 1.967 | 12.8352 | 0.98263 | 0 | 8.7055 | 8.7082 | 1.8229 | 57.1056 | 52.7881 | 67.634 | 67.6366 | 61.6085 | 61.6108 | 0.86255 | 0.98465 | 0.75824 | 0 | 0 | 0 | 0.49131 | 0 | 0.92939 | 0 | 0 | 0.87165 | FK | 39 | 0 | 0.99 | 1.04 | 1 | 0 | 0 |  | 0.47193 | 0 | 0.92931 | 0.5999 | 0.60273 | 0 | 0.28409 | 0 | 0 | 0 | 0 | 0.98263 | 0 | 0.75824 | 0.98465 | 0.86255 | 0.87165 | 0.43221 | 67.634 | 4423412.0862 | FK | 45_2.2.14 | 42 | 29 | 167 | AS | 37.1.57 | 0.28184 | 93.4546 | 3338066.6506 | 747591.6884 | 167 | CX | 37_1.2.50 | 0.27874 | 93.6712 | 7589942.7016 | 748957.9017 | '37_1.2.50'
|  |  | 168 | 45_2.2.2 | 770.0625 | 237 | 105.25 | 2842771.4188 | 0 | 0 | 3258405.3667 | 342.25 | 45_2.2.2 | 15 | 86872.7811 | 117300.4326 | 2936.9085 | 76897.2954 | 132316.744 | 76897.2954 | 381081.7156 | 85063.9377 | 470.2235 | 0.42142 | 0.48303 | 0.53922 | 0 | 0.22525 | 0.31186 | 1.5742 | 1.6757 | 1.0599 | 13.4427 | 1 | 0 | 4.6945 | 5.6041 | 0.74215 | 55.7081 | 52.6318 | 61.1448 | 62.0544 | 57.4399 | 58.2493 | 0.92129 | 0.98324 | 0.98503 | 0 | 0 | 0 | 0.5 | 0 | 0.97063 | 0 | 0.13175 | 0.86557 | FL | 30 | 0 | 1.06 | 1.07 | 1.03 | 0 | 0 |  | 0.77395 | 0 | 0.97191 | 0.62736 | 0.69732 | 0 | 0.36364 | 0 | 0 | 0 | 0 | 1 | 0 | 0.98503 | 0.98324 | 0.92129 | 0.86557 | 0.48332 | 61.1448 | 2842771.4188 | FL | 45_2.2.2 | 19 | 16 | 168 | K | 33 | 0.28094 | 92.0384 | 1953467.0168 | 749545.1554 | 168 | GD | 48_1.2.2 | 0.24713 | 94.2634 | 3120072.2877 | 752077.974 | '48_1.2.2'
|  |  | 169 | 45_2.2.3 | 1953 | 42.5 | 789 | 6522095.5224 | 0 | 36.5 | 6558215.9042 | 868 | 45_2.2.3 | 36 | 158287.2983 | 158287.2958 | 33451.5365 | 146882.0151 | 170421.8926 | 146882.0151 | 415531.3774 | 58265.3625 | 363.0713 | 0.38122 | 0.38334 | 0.43139 | 0.045311 | 0.36254 | 0.024662 | 2.0262 | 0.90467 | 1.5052 | 2.913 | 1 | 0 | 7.5149 | 7.5149 | 9.0027 | 65.928 | 65.6863 | 82.4456 | 82.4456 | 82.1517 | 82.1517 | 0.89869 | 0.99095 | 0.8737 | 0 | 0 | 0 | 0.5 | 0 | 0.66548 | 0 | 0 | 0.97087 | FM | 39 | 0 | 1.07 | 1.09 | 1.04 | 0 | 0 |  | 0.56158 | 0 | 0.64631 | 0.42654 | 0.38684 | 0 | 0.375 | 0 | 0 | 0 | 0 | 1 | 0 | 0.8737 | 0.99095 | 0.89869 | 0.97087 | 0.39026 | 82.4456 | 6522095.5224 | FM | 45_2.2.3 | 67 | 111 | 169 | CX | 37_1.2.50 | 0.27874 | 93.6712 | 7589942.7016 | 757135.0981 | 169 | V | 37.1.31 | 0.29351 | 94.7179 | 1134321.9419 | 753212.2959 | '37.1.31'
|  |  | 170 | 45_2.2.4 | 1083.9269 | 463.75 | 18.25 | 4132356.3245 | 0 | 0 | 4949262.3165 | 481.7453 | 45_2.2.4 | 22 | 195070.9073 | 207748.9831 | 29586.0786 | 132751.1844 | 208189.5293 | 132751.092 | 460027.0153 | 135460.5144 | 541.4753 | 0.4352 | 0.52124 | 0.59478 | 0 | 0.080094 | 0.43347 | 1.1561 | 0.73862 | 1.3616 | 4.3672 | 1 | 0 | 7.715 | 8.0792 | 7.0535 | 52.5585 | 48.4701 | 67.3269 | 67.6912 | 60.7605 | 61.0642 | 0.94219 | 0.99261 | 0.9096 | 0 | 0 | 0 | 0.5 | 0 | 0.70414 | 0 | 0 | 0.95633 | FN | 10 | 0 | 1.03 | 1.04 | 1.01 | 0 | 0 |  | 0.54652 | 0 | 0.72314 | 0.68925 | 0.60721 | 0 | 0.32955 | 0 | 0 | 0 | 0 | 1 | 0 | 0.9096 | 0.99261 | 0.94219 | 0.95633 | 0.45515 | 67.3269 | 4132356.3245 | FN | 45_2.2.4 | 31 | 28 | 170 | FT | 46 | 0.27656 | 84.5514 | 2139271.8646 | 759274.3699 | 170 | CO | 37_1.2.41 | 0.27025 | 95.1465 | 5167050.1343 | 758379.3461 | '37_1.2.41'
|  |  | 171 | 45_2.2.5 | 2489.625 | 357.25 | 695.75 | 8788086.0297 | 0 | 53.5 | 9336393.7305 | 1106.5 | 45_2.2.5 | 50 | 117704.8807 | 119511.9797 | 7364.8503 | 112254.8161 | 141606.4196 | 112254.8161 | 392852.8994 | 77129.2241 | 424.5086 | 0.40295 | 0.4281 | 0.48852 | 0.026634 | 0.33308 | 0.15547 | 0.5512 | 0.38952 | 1.2323 | 10.0095 | 1 | 0 | 5.8753 | 5.9308 | 1.8585 | 59.5376 | 59.1949 | 67.2715 | 67.3269 | 66.5157 | 66.5647 | 0.97244 | 0.9961 | 0.94193 | 0 | 0 | 0 | 0.5 | 0 | 0.92635 | 0.0082761 | 0.0085755 | 0.89991 | FO | 24 | 0 | 1.06 | 1.07 | 1.03 | 0 | 0 |  | 0.68504 | 0 | 0.9279 | 0.55211 | 0.60802 | 0 | 0.36364 | 0 | 0 | 0 | 0 | 1 | 0 | 0.94193 | 0.9961 | 0.97244 | 0.89991 | 0.45929 | 67.2715 | 8788086.0297 | FO | 45_2.2.5 | 29 | 27 | 171 | CN | 37_1.2.40 | 0.27358 | 90.8914 | 8499676.8733 | 767774.0468 | 171 | AN | 37.1.51 | 0.26576 | 95.5757 | 5211124.9121 | 763590.471 | '37.1.51'
|  |  | 172 | 45_2.2.6 | 2904.9918 | 43.25 | 459.5 | 9340516.7939 | 0 | 788.5 | 8557726.5167 | 1291.1075 | 45_2.2.6 | 62 | 188984.4611 | 189013.7147 | 22053.9213 | 169936.4422 | 194597.5568 | 169936.4422 | 440791.2471 | 71126.9156 | 297.0048 | 0.36705 | 0.33629 | 0.37226 | 0.2981 | 0.24262 | 0.037213 | 1.9763 | 1.7094 | 2.1612 | 7.1771 | 0.98462 | 0 | 8.8434 | 8.8444 | 6.1794 | 71.4351 | 75.3084 | 86.4579 | 86.4589 | 91.8635 | 91.8646 | 0.90119 | 0.98291 | 0.7097 | 0 | 0 | 0 | 0.49231 | 0 | 0.77946 | 0 | 0 | 0.92823 | FP | 52 | 0 | 1 | 1.04 | 1 | 0 | 0 |  | 0.46154 | 0 | 0.75759 | 0.31833 | 0.32835 | 0 | 0.29545 | 0 | 0 | 0 | 0 | 0.98462 | 0 | 0.7097 | 0.98291 | 0.90119 | 0.92823 | 0.35338 | 86.4579 | 9340516.7939 | FP | 45_2.2.6 | 93 | 137 | 172 | BT | 37_1.2.22 | 0.27108 | 92.5427 | 3731276.2892 | 771505.3231 | 172 | X | 37.1.33 | 0.25424 | 95.9553 | 5128531.3739 | 768719.0023 | '37.1.33'
|  |  | 173 | 45_2.2.7 | 1237.5 | 276.75 | 273.25 | 4431270.3778 | 0 | 0 | 4959626.0752 | 550 | 45_2.2.7 | 22 | 58990.5769 | 59342.3982 | 5788.7908 | 8260.6694 | 170547.9135 | 8242.7047 | 392844.3978 | 129191.5774 | 409.5183 | 0.40877 | 0.45751 | 0.5024 | 0 | 0.34503 | 0.2854 | 0.98296 | 1.1486 | 1.2509 | 11.4318 | 1 | 0 | 3.9922 | 4.0031 | 1.4786 | 58.4375 | 55.4031 | 63.9083 | 63.9191 | 60.3938 | 60.4032 | 0.95085 | 0.98851 | 0.93727 | 0.66957 | 0 | 0.67029 | 0.5 | 0 | 0.94211 | 0.40658 | 0.41009 | 0.88568 | FQ | 15 | 0 | 1.06 | 1.06 | 1.03 | 0 | 0 |  | 0.82683 | 0 | 0.94288 | 0.57373 | 0.65704 | 0 | 0.36364 | 0 | 0.66957 | 0 | 0.67029 | 1 | 0 | 0.93727 | 0.98851 | 0.95085 | 0.88568 | 0.53855 | 63.9083 | 4431270.3778 | FQ | 45_2.2.7 | 5 | 23 | 173 | CO | 37_1.2.41 | 0.27025 | 95.1465 | 5167050.1343 | 776672.3732 | 173 | AE | 37.1.42 | 0.25407 | 96.0196 | 2064839.9794 | 770783.8423 | '37.1.42'
|  |  | 174 | 45_2.2.8 | 1087.875 | 104.5 | 326 | 3691949.8322 | 0 | 53 | 3819450.403 | 483.5 | 45_2.2.8 | 20 | 97551.8625 | 128190.7683 | 1348.1791 | 68807.2382 | 145519.3156 | 68807.2382 | 392679.7281 | 99894.6514 | 356.6942 | 0.38741 | 0.40079 | 0.44401 | 0.084027 | 0.34489 | 0.13621 | 2.2863 | 1.8216 | 1.5202 | 15.0186 | 1 | 0 | 5.4515 | 6.4371 | 0.36249 | 63.5863 | 63.7858 | 69.4002 | 70.3859 | 69.4933 | 70.459 | 0.88569 | 0.98178 | 0.86996 | 0 | 0 | 0 | 0.5 | 0 | 0.98652 | 0 | 0.064034 | 0.84981 | FR | 32 | 0 | 1.03 | 1.04 | 1.01 | 0 | 0 |  | 0.71695 | 0 | 0.98687 | 0.47256 | 0.57699 | 0 | 0.32955 | 0 | 0 | 0 | 0 | 1 | 0 | 0.86996 | 0.98178 | 0.88569 | 0.84981 | 0.43541 | 69.4002 | 3691949.8322 | FR | 45_2.2.8 | 39 | 36 | 174 | AN | 37.1.51 | 0.26576 | 95.5757 | 5211124.9121 | 781883.4981 | 174 | AU | 37.1.59 | 0.33565 | 96.2398 | 4109547.8373 | 774893.3902 | '37.1.59'
|  |  | 175 | 45_2.2.9 | 1003.1466 | 119.5 | 326.75 | 3464925.3098 | 0 | 0 | 3667452.0891 | 445.8429 | 45_2.2.9 | 19 | 197406.7221 | 203425.8559 | 33905.7192 | 145184.0651 | 205643.3564 | 145184.0651 | 457805.1967 | 131205.3324 | 392.4565 | 0.3943 | 0.41735 | 0.47157 | 0 | 0.33128 | 0.17192 | 1.2471 | 1.268 | 1.4787 | 3.6167 | 1 | 0 | 8.5238 | 8.7129 | 8.7987 | 62.0628 | 60.6261 | 79.3853 | 79.5744 | 77.0899 | 77.2666 | 0.93765 | 0.98732 | 0.88034 | 0 | 0 | 0 | 0.5 | 0 | 0.66094 | 0 | 0 | 0.96383 | FS | 28 | 0 | 1.03 | 1.04 | 1.01 | 0 | 0 |  | 0.48561 | 0 | 0.65435 | 0.50249 | 0.43144 | 0 | 0.32955 | 0 | 0 | 0 | 0 | 1 | 0 | 0.88034 | 0.98732 | 0.93765 | 0.96383 | 0.40084 | 79.3853 | 3464925.3098 | FS | 45_2.2.9 | 62 | 86 | 175 | D | 25 | 0.26524 | 87.8891 | 216276.4101 | 782099.7746 | 175 | G | 29.1.1 | 0.37921 | 96.2706 | 1418491.763 | 776311.8819 | '29.1.1'
|  |  | 176 | 46 | 681.4809 | 0 | 83.25 | 2139271.8646 | 0 | 221.25 | 1937420.8284 | 302.8804 | 46 | 21 | 35599.0148 | 35599.0112 | 14868.2987 | 339990.709 | 337789.552 | 337789.552 | 472689.595 | 166017.1442 | 313.7556 | 0.35835 | 0.32454 | 0.34937 | 0.34302 | 0.2193 | 0 | 1.8922 | 19.9061 | 3.5588 | 33.0677 | 0.65837 | 0 | 3.7282 | 3.7282 | 4.208 | 76.6152 | 77.7883 | 84.5514 | 84.5514 | 86.5249 | 86.5249 | 0.90539 | 0.80094 | 0.3603 | 0 | 0 | 0 | 0.32919 | 0 | 0.85132 | 0.64401 | 0.64401 | 0.66932 | FT | 85 | 0 | 0.74 | 0.78 | 0.75 | 0 | 0 |  | 0.84671 | 0 | 0.8353 | 0.21654 | 0.35614 | 0 | 0 | 0 | 0 | 0 | 0 | 0.65837 | 0 | 0.3603 | 0.80094 | 0.90539 | 0.66932 | 0.27656 | 84.5514 | 2139271.8646 | FT | 46 | 170 | 125 | 176 | BJ | 37_1.2.13 | 0.26064 | 96.6027 | 8348434.963 | 790448.2095 | 176 | BJ | 37_1.2.13 | 0.26064 | 96.6027 | 8348434.963 | 784660.3169 | '37_1.2.13'
|  |  | 177 | 47.1.1 | 460.0973 | 0 | 41.5 | 1479803.6912 | 0 | 164 | 1313918.8559 | 204.4877 | 47.1.1 | 12 | 96894.9714 | 105931.043 | 41967.277 | 290724.4844 | 294780.6695 | 290724.4844 | 467695.2567 | 89349.0493 | 288.0397 | 0.36716 | 0.326 | 0.35367 | 0.3708 | 0.3384 | 0 | 0.25444 | 5.786 | 1.3628 | 20.4031 | 1 | 0 | 5.7202 | 6.0267 | 11.735 | 75.2254 | 77.145 | 92.6806 | 92.9872 | 96.8516 | 97.198 | 0.98728 | 0.94214 | 0.9093 | 0 | 0 | 0 | 0.5 | 0 | 0.58033 | 0 | 0.044914 | 0.79597 | FU | 13 | 0 | 0.74 | 0.78 | 0.75 | 0 | 0 |  | 0.69672 | 0 | 0.53861 | 0.24385 | 0.23765 | 0 | 0 | 0 | 0 | 0 | 0 | 1 | 0 | 0.9093 | 0.94214 | 0.98728 | 0.79597 | 0.30303 | 92.6806 | 1479803.6912 | FU | 47.1.1 | 147 | 164 | 177 | X | 37.1.33 | 0.25424 | 95.9553 | 5128531.3739 | 795576.7409 | 177 | EI | 43_1.2.1 | 0.29527 | 97.4365 | 4790497.1788 | 789450.8141 | '43_1.2.1'
|  |  | 178 | 47.1.2 | 474.4837 | 0 | 178.75 | 1589582.0476 | 0 | 32.75 | 1556063.079 | 210.8816 | 47.1.2 | 12 | 110330.4379 | 117969.4693 | 31520.6203 | 292674.6259 | 297814.2066 | 292674.6259 | 475193.7556 | 83340.0631 | 351.3442 | 0.38243 | 0.37437 | 0.41096 | 0.15682 | 0.3534 | 0 | 1.7692 | 8.5238 | 1.6944 | 28.2057 | 1 | 0 | 5.9382 | 6.1883 | 8.4308 | 67.0463 | 67.3235 | 81.4152 | 81.6654 | 82.0247 | 82.2827 | 0.91154 | 0.91476 | 0.82639 | 0 | 0 | 0 | 0.5 | 0 | 0.68479 | 0 | 0 | 0.71794 | FV | 3 | 0 | 0.74 | 0.78 | 0.75 | 0 | 0 |  | 0.68031 | 0 | 0.66885 | 0.40457 | 0.40185 | 0 | 0 | 0 | 0 | 0 | 0 | 1 | 0 | 0.82639 | 0.91476 | 0.91154 | 0.71794 | 0.33909 | 81.4152 | 1589582.0476 | FV | 47.1.2 | 115 | 104 | 178 | AE | 37.1.42 | 0.25407 | 96.0196 | 2064839.9794 | 797641.5809 | 178 | CA | 37_1.2.29 | 0.3219 | 98.3305 | 7492763.2228 | 796943.5773 | '37_1.2.29'
|  |  | 179 | 48.1.2 | 793.125 | 236.75 | 110.75 | 2711400.6198 | 0 | 5 | 3072043.1841 | 352.5 | 48.1.2 | 19 | 101531.4622 | 151536.0072 | 2066.329 | 230658.6097 | 236944.0495 | 230658.6097 | 428002.4567 | 38306.1019 | 457.5059 | 0.39025 | 0.44216 | 0.49666 | 0.048879 | 0.33055 | 0.32145 | 4.054 | 17.1532 | 1.4872 | 33.0454 | 0.98369 | 0 | 5.5372 | 7.135 | 0.55283 | 59.8691 | 56.9241 | 65.9591 | 67.5569 | 62.2944 | 63.7059 | 0.7973 | 0.82847 | 0.87819 | 0 | 0 | 0 | 0.49184 | 0 | 0.97934 | 0 | 0.031956 | 0.66955 | FW | 2 | 0 | 0.86 | 0.91 | 0.87 | 0 | 0 |  | 0.7105 | 0 | 0.97937 | 0.5456 | 0.62715 | 0 | 0.13636 | 0 | 0 | 0 | 0 | 0.98369 | 0 | 0.87819 | 0.82847 | 0.7973 | 0.66955 | 0.40964 | 65.9591 | 2711400.6198 | FW | 48.1.2 | 57 | 25 | 179 | AJ | 37.1.47 | 0.25069 | 100.5807 | 4089406.2725 | 801730.9871 | 179 | EJ | 43_1.2.2 | 0.28344 | 98.3601 | 2575642.3233 | 799519.2196 | '43_1.2.2'
|  |  | 180 | 48.1.3 | 1474.4369 | 0 | 437.5 | 4833245.3373 | 0 | 218.25 | 4621356.8674 | 655.3053 | 48.1.3 | 43 | 143809.0261 | 181302.5563 | 9332.6485 | 247345.4939 | 257051.6108 | 247345.4939 | 457840.3047 | 25046.8829 | 346.8764 | 0.3742 | 0.3578 | 0.39866 | 0.21518 | 0.33638 | 0 | 3.106 | 16.9485 | 1.288 | 32.4447 | 1 | 0 | 7.1956 | 8.4442 | 2.587 | 70.1463 | 70.7445 | 79.9289 | 81.1776 | 81.0741 | 82.385 | 0.8447 | 0.83052 | 0.928 | 0 | 0 | 0 | 0.5 | 0 | 0.90667 | 0 | 5.8729e-06 | 0.67555 | FX | 30 | 0 | 0.86 | 0.91 | 0.87 | 0 | 0 |  | 0.58562 | 0 | 0.89919 | 0.34365 | 0.42352 | 0 | 0.13636 | 0 | 0 | 0 | 0 | 1 | 0 | 0.928 | 0.83052 | 0.8447 | 0.67555 | 0.35463 | 79.9289 | 4833245.3373 | FX | 48.1.3 | 90 | 92 | 180 | GD | 48_1.2.2 | 0.24713 | 94.2634 | 3120072.2877 | 804851.0594 | 180 | AK | 37.1.48 | 0.23934 | 98.6468 | 1342843.6588 | 800862.0633 | '37.1.48'
|  |  | 181 | 48.1.4 | 537.75 | 4 | 194.5 | 1733663.0518 | 0 | 40.5 | 1697423.3062 | 239 | 48.1.4 | 13 | 80785.6773 | 133372.0419 | 6393.7926 | 219657.351 | 224132.0964 | 219657.351 | 410521.8959 | 38941.5539 | 326.4818 | 0.36803 | 0.36033 | 0.39372 | 0.13724 | 0.37095 | 0.03901 | 1.4459 | 10.0167 | 1.1841 | 27.4456 | 1 | 0 | 5.1566 | 6.9423 | 1.8066 | 69.5973 | 69.7751 | 76.5605 | 78.3461 | 76.8949 | 78.7136 | 0.9277 | 0.89983 | 0.95397 | 0 | 0 | 0 | 0.5 | 0 | 0.93606 | 0 | 0.19214 | 0.72554 | FY | 20 | 0 | 0.86 | 0.91 | 0.87 | 0 | 0 |  | 0.73915 | 0 | 0.92995 | 0.35444 | 0.47262 | 0 | 0.13636 | 0 | 0 | 0 | 0 | 1 | 0 | 0.95397 | 0.89983 | 0.9277 | 0.72554 | 0.38077 | 76.5605 | 1733663.0518 | FY | 48.1.4 | 71 | 70 | 181 | EK | 44 | 0.24416 | 86.6889 | 1162323.3592 | 806013.3828 | 181 | B | 18.1.1 | 0.33462 | 98.9505 | 2404756.9158 | 803266.8202 | '18.1.1'
|  |  | 182 | 48.1.5 | 450 | 24 | 157.5 | 1536827.8647 | 0 | 18.5 | 1553842.8842 | 200 | 48.1.5 | 8 | 19782.6727 | 99235.8069 | 21799.768 | 241792.3646 | 239549.2922 | 239549.2922 | 394362.3084 | 87995.9195 | 390.5511 | 0.38986 | 0.39418 | 0.44581 | 0.13878 | 0.39656 | 0.13419 | 1.1754 | 9.93 | 1.0812 | 26.41 | 1 | 0 | 2.9267 | 5.4632 | 5.7513 | 64.435 | 63.9453 | 73.1131 | 75.6496 | 72.6303 | 75.1406 | 0.94123 | 0.9007 | 0.97969 | 0 | 0 | 0 | 0.5 | 0 | 0.782 | 0.022672 | 0.80217 | 0.7359 | FZ | 1 | 0 | 0.79 | 0.82 | 0.81 | 0 | 0 |  | 0.90706 | 0 | 0.77447 | 0.45588 | 0.52287 | 0 | 0.056818 | 0 | 0 | 0 | 0 | 1 | 0 | 0.97969 | 0.9007 | 0.94123 | 0.7359 | 0.39042 | 73.1131 | 1536827.8647 | FZ | 48.1.5 | 66 | 50 | 182 | BS | 37_1.2.21 | 0.24364 | 99.1696 | 4020030.3904 | 810033.4132 | 182 | BS | 37_1.2.21 | 0.24364 | 99.1696 | 4020030.3904 | 807286.8506 | '37_1.2.21'
|  |  | 183 | 48.1.6 | 1233 | 0.75 | 116.75 | 3861216.241 | 0 | 430.5 | 3437246.8799 | 548 | 48.1.6 | 31 | 12339.1658 | 107575.2451 | 11077.2544 | 232189.7291 | 226143.8545 | 226143.8545 | 366110.6375 | 97142.9923 | 293.2275 | 0.35748 | 0.31823 | 0.3549 | 0.35933 | 0.1453 | 0.0099777 | 2.7867 | 10.1396 | 1.8289 | 23.9489 | 1 | 0 | 2.9316 | 6.252 | 3.179 | 77.1699 | 79.1609 | 83.2805 | 86.6009 | 86.0818 | 89.821 | 0.86066 | 0.8986 | 0.79277 | 0 | 0 | 0 | 0.5 | 0 | 0.88923 | 0.0055391 | 0.87661 | 0.76051 | GA | 31 | 0 | 0.79 | 0.82 | 0.81 | 0 | 0 |  | 0.9067 | 0 | 0.87586 | 0.20564 | 0.37467 | 0 | 0.056818 | 0 | 0 | 0 | 0 | 1 | 0 | 0.79277 | 0.8986 | 0.86066 | 0.76051 | 0.33371 | 83.2805 | 3861216.241 | GA | 48.1.6 | 122 | 118 | 183 | AK | 37.1.48 | 0.23934 | 98.6468 | 1342843.6588 | 811376.2568 | 183 | AJ | 37.1.47 | 0.25069 | 100.5807 | 4089406.2725 | 811376.2568 | '37.1.47'
|  |  | 184 | 48.1.7 | 1546.3125 | 0 | 126.5 | 4815384.136 | 0 | 560.75 | 4250476.871 | 687.25 | 48.1.7 | 38 | 122202.2831 | 153265.2856 | 7806.2022 | 257412.9644 | 264737.9614 | 257412.9644 | 455527.7576 | 47468.3434 | 283.739 | 0.35549 | 0.31379 | 0.34936 | 0.34525 | 0.15026 | 0 | 1.2197 | 14.2164 | 1.0797 | 29.9429 | 1 | 0 | 6.8059 | 7.8903 | 2.2375 | 77.8798 | 80.2763 | 86.9232 | 88.0076 | 90.5678 | 91.7943 | 0.93902 | 0.85784 | 0.98008 | 0 | 0 | 0 | 0.5 | 0 | 0.92194 | 0 | 0.010358 | 0.70057 | GB | 25 | 0 | 0.86 | 0.91 | 0.87 | 0 | 0 |  | 0.61497 | 0 | 0.91297 | 0.19169 | 0.32157 | 0 | 0.13636 | 0 | 0 | 0 | 0 | 1 | 0 | 0.98008 | 0.85784 | 0.93902 | 0.70057 | 0.33398 | 86.9232 | 4815384.136 | GB | 48.1.7 | 121 | 142 | 184 | AY | 37.1.65 | 0.23477 | 102.2276 | 2150048.4011 | 813526.3052 | 184 | BP | 37_1.2.19 | 0.23124 | 100.6934 | 6621742.0157 | 817997.9989 | '37_1.2.19'
|  |  | 185 | 48_1.2.1 | 1209.375 | 0 | 96.25 | 3859684.5022 | 0 | 441.25 | 3378256.8811 | 537.5 | 48_1.2.1 | 28 | 57231.586 | 118409.8601 | 12129.14 | 217445.902 | 219346.2086 | 217425.5756 | 396864.2935 | 50413.6893 | 277.0592 | 0.36432 | 0.31888 | 0.34579 | 0.37213 | 0.11951 | 0 | 0.75062 | 10.0907 | 1.0214 | 24.9637 | 1 | 0 | 4.409 | 6.5007 | 3.3876 | 75.9825 | 78.8428 | 83.7791 | 85.8708 | 87.7507 | 90.1456 | 0.96247 | 0.89909 | 0.99465 | 0 | 0 | 0 | 0.5 | 0 | 0.87871 | 0.00047536 | 0.42768 | 0.75036 | GC | 36 | 0 | 0.79 | 0.82 | 0.81 | 0 | 0 |  | 0.79545 | 0 | 0.86763 | 0.22897 | 0.3674 | 0 | 0.056818 | 0 | 0 | 0 | 0 | 1 | 0 | 0.99465 | 0.89909 | 0.96247 | 0.75036 | 0.34623 | 83.7791 | 3859684.5022 | GC | 48_1.2.1 | 105 | 121 | 185 | BX | 37_1.2.26 | 0.23464 | 103.4431 | 4993420.6034 | 818519.7258 | 185 | AY | 37.1.65 | 0.23477 | 102.2276 | 2150048.4011 | 820148.0473 | '37.1.65'
|  |  | 186 | 48_1.2.2 | 1001.25 | 0 | 247.25 | 3120072.2877 | 0 | 197.75 | 2930144.6048 | 445 | 48_1.2.2 | 32 | 61084.9166 | 103730.5927 | 51751.2429 | 214250.8335 | 201870.1905 | 201870.1905 | 316211.3704 | 106381.8944 | 315.001 | 0.35573 | 0.33407 | 0.36516 | 0.32071 | 0.25738 | 0 | 6.4034 | 9.5994 | 3.1174 | 16.5764 | 0.65281 | 0 | 4.6657 | 6.1493 | 14.9923 | 74.6054 | 75.5739 | 94.2634 | 95.747 | 96.7189 | 98.2914 | 0.67983 | 0.90401 | 0.47065 | 0 | 0 | 0 | 0.3264 | 0 | 0.48249 | 0.011811 | 0.38915 | 0.83424 | GD | 83 | 0 | 0.79 | 0.82 | 0.81 | 0 | 0 |  | 0.77612 | 0 | 0.41022 | 0.25603 | 0.21458 | 0 | 0.056818 | 0 | 0 | 0 | 0 | 0.65281 | 0 | 0.47065 | 0.90401 | 0.67983 | 0.83424 | 0.24713 | 94.2634 | 3120072.2877 | GD | 48_1.2.2 | 180 | 168 | 186 | BP | 37_1.2.19 | 0.23124 | 100.6934 | 6621742.0157 | 825141.4679 | 186 | BX | 37_1.2.26 | 0.23464 | 103.4431 | 4993420.6034 | 825141.4679 | '37_1.2.26'
|  |  | 187 | 48_1.2.3 | 1181.25 | 0 | 416 | 3859561.7943 | 0 | 109 | 3744580.0894 | 525 | 48_1.2.3 | 21 | 85394.9532 | 134960.3136 | 15511.4405 | 240969.1837 | 245336.7759 | 240969.1837 | 427568.3298 | 55372.9932 | 329.8165 | 0.37299 | 0.36187 | 0.40335 | 0.14851 | 0.34898 | 0 | 0.83909 | 11.7057 | 1.0681 | 27.6324 | 1 | 0 | 5.2518 | 6.9115 | 4.2819 | 69.0889 | 69.5323 | 78.6226 | 80.2823 | 79.4621 | 81.1684 | 0.95805 | 0.88294 | 0.98298 | 0 | 0 | 0 | 0.5 | 0 | 0.84489 | 0 | 0.14777 | 0.72368 | GE | 18 | 0 | 0.86 | 0.91 | 0.87 | 0 | 0 |  | 0.73199 | 0 | 0.83238 | 0.36443 | 0.44256 | 0 | 0.13636 | 0 | 0 | 0 | 0 | 1 | 0 | 0.98298 | 0.88294 | 0.95805 | 0.72368 | 0.37379 | 78.6226 | 3859561.7943 | GE | 48_1.2.3 | 76 | 82 | 187 | BN | 37_1.2.17 | 0.22527 | 105.4595 | 3387754.6309 | 828529.2225 | 187 | BN | 37_1.2.17 | 0.22527 | 105.4595 | 3387754.6309 | 828529.2225 | '37_1.2.17'
|  |  | 188 | 48_1.2.4 | 2272.5 | 3.25 | 99 | 7279617.5626 | 0 | 907.75 | 6357014.0136 | 1010 | 48_1.2.4 | 50 | 52600.4846 | 103487.3583 | 42088.7006 | 250919.8613 | 251801.2105 | 250583.3721 | 418050.4054 | 79594.3547 | 284.5468 | 0.36568 | 0.31933 | 0.35422 | 0.36461 | 0.072773 | 0.017697 | 0.70544 | 10.7859 | 1.1465 | 22.9391 | 0.99777 | 0 | 4.2465 | 5.971 | 11.872 | 76.4951 | 78.9588 | 92.6136 | 94.338 | 97.5554 | 99.5245 | 0.96473 | 0.89214 | 0.96337 | 0 | 0 | 0 | 0.49889 | 0 | 0.57911 | 0.024422 | 0.474 | 0.77061 | GF | 25 | 0 | 0.79 | 0.82 | 0.81 | 0 | 0 |  | 0.80768 | 0 | 0.53321 | 0.2189 | 0.23862 | 0 | 0.056818 | 0 | 0 | 0 | 0 | 0.99777 | 0 | 0.96337 | 0.89214 | 0.96473 | 0.77061 | 0.3067 | 92.6136 | 7279617.5626 | GF | 48_1.2.4 | 145 | 163 | 188 | AD | 37.1.41 | 0.1932 | 108.9845 | 1656134.2451 | 830185.3567 | 188 | AD | 37.1.41 | 0.1932 | 108.9845 | 1656134.2451 | 830185.3567 | '37.1.41'
|  |  | 0 | 0 | 0 | 0 | 0 | 0 | 0 | 0 | 0 | 0 | 0 | 0 | 0 | 0 | 0 | 0 | 0 | 0 | 0 | 0 | 0 | 0 | 0 | 0 | 0 | 0 | 0 | 0 | 0 | 0 | 0 | 0 | 0 | 0 | 0 | 0 | 0 | 0 | 0 | 0 | 0 | 0 | 0 | 0 | 0 | 0 | 0 | 0 | 0 | 0 | 0 | 0 | 0 | 0 | 0 | 0 | 0 | 0 | 0 | 0 | 0 | 0 |  | 1.1274 | 0 | 1.0012 | 1.722 | 1.5886 | 0 | -0.84091 | 0 | 0 | 0 | 0 | 0 | 0 | 0 | 0 | 0 | 0 | 0 | 0 | 0 | 0 | 0 |  |  | 189 | #N/A | #N/A | #N/A | #N/A | #N/A | #N/A | 189 | #N/A | #N/A | #N/A | #N/A | #N/A | #N/A | #N/A
|  |  | 0 | 0 | 0 | 0 | 0 | 0 | 0 | 0 | 0 | 0 | 0 | 0 | 0 | 0 | 0 | 0 | 0 | 0 | 0 | 0 | 0 | 0 | 0 | 0 | 0 | 0 | 0 | 0 | 0 | 0 | 0 | 0 | 0 | 0 | 0 | 0 | 0 | 0 | 0 | 0 | 0 | 0 | 0 | 0 | 0 | 0 | 0 | 0 | 0 | 0 | 0 | 0 | 0 | 0 | 0 | 0 | 0 | 0 | 0 | 0 | 0 | 0 |  | 1.1274 | 0 | 1.0012 | 1.722 | 1.5886 | 0 | -0.84091 | 0 | 0 | 0 | 0 | 0 | 0 | 0 | 0 | 0 | 0 | 0 | 0 | 0 | 0 | 0 |  |  | 190 | #N/A | #N/A | #N/A | #N/A | #N/A | #N/A | 190 | #N/A | #N/A | #N/A | #N/A | #N/A | #N/A | #N/A
|  |  | 0 | 0 | 0 | 0 | 0 | 0 | 0 | 0 | 0 | 0 | 0 | 0 | 0 | 0 | 0 | 0 | 0 | 0 | 0 | 0 | 0 | 0 | 0 | 0 | 0 | 0 | 0 | 0 | 0 | 0 | 0 | 0 | 0 | 0 | 0 | 0 | 0 | 0 | 0 | 0 | 0 | 0 | 0 | 0 | 0 | 0 | 0 | 0 | 0 | 0 | 0 | 0 | 0 | 0 | 0 | 0 | 0 | 0 | 0 | 0 | 0 | 0 |  | 1.1274 | 0 | 1.0012 | 1.722 | 1.5886 | 0 | -0.84091 | 0 | 0 | 0 | 0 | 0 | 0 | 0 | 0 | 0 | 0 | 0 | 0 | 0 | 0 | 0 |  |  | 191 | #N/A | #N/A | #N/A | #N/A | #N/A | #N/A | 191 | #N/A | #N/A | #N/A | #N/A | #N/A | #N/A | #N/A
|  |  | 0 | 0 | 0 | 0 | 0 | 0 | 0 | 0 | 0 | 0 | 0 | 0 | 0 | 0 | 0 | 0 | 0 | 0 | 0 | 0 | 0 | 0 | 0 | 0 | 0 | 0 | 0 | 0 | 0 | 0 | 0 | 0 | 0 | 0 | 0 | 0 | 0 | 0 | 0 | 0 | 0 | 0 | 0 | 0 | 0 | 0 | 0 | 0 | 0 | 0 | 0 | 0 | 0 | 0 | 0 | 0 | 0 | 0 | 0 | 0 | 0 | 0 |  | 1.1274 | 0 | 1.0012 | 1.722 | 1.5886 | 0 | -0.84091 | 0 | 0 | 0 | 0 | 0 | 0 | 0 | 0 | 0 | 0 | 0 | 0 | 0 | 0 | 0 |  |  | 192 | #N/A | #N/A | #N/A | #N/A | #N/A | #N/A | 192 | #N/A | #N/A | #N/A | #N/A | #N/A | #N/A | #N/A
|  |  | 0 | 0 | 0 | 0 | 0 | 0 | 0 | 0 | 0 | 0 | 0 | 0 | 0 | 0 | 0 | 0 | 0 | 0 | 0 | 0 | 0 | 0 | 0 | 0 | 0 | 0 | 0 | 0 | 0 | 0 | 0 | 0 | 0 | 0 | 0 | 0 | 0 | 0 | 0 | 0 | 0 | 0 | 0 | 0 | 0 | 0 | 0 | 0 | 0 | 0 | 0 | 0 | 0 | 0 | 0 | 0 | 0 | 0 | 0 | 0 | 0 | 0 |  | 1.1274 | 0 | 1.0012 | 1.722 | 1.5886 | 0 | -0.84091 | 0 | 0 | 0 | 0 | 0 | 0 | 0 | 0 | 0 | 0 | 0 | 0 | 0 | 0 | 0 |  |  | 193 | #N/A | #N/A | #N/A | #N/A | #N/A | #N/A | 193 | #N/A | #N/A | #N/A | #N/A | #N/A | #N/A | #N/A
|  |  | 0 | 0 | 0 | 0 | 0 | 0 | 0 | 0 | 0 | 0 | 0 | 0 | 0 | 0 | 0 | 0 | 0 | 0 | 0 | 0 | 0 | 0 | 0 | 0 | 0 | 0 | 0 | 0 | 0 | 0 | 0 | 0 | 0 | 0 | 0 | 0 | 0 | 0 | 0 | 0 | 0 | 0 | 0 | 0 | 0 | 0 | 0 | 0 | 0 | 0 | 0 | 0 | 0 | 0 | 0 | 0 | 0 | 0 | 0 | 0 | 0 | 0 |  | 1.1274 | 0 | 1.0012 | 1.722 | 1.5886 | 0 | -0.84091 | 0 | 0 | 0 | 0 | 0 | 0 | 0 | 0 | 0 | 0 | 0 | 0 | 0 | 0 | 0 |  |  | 194 | #N/A | #N/A | #N/A | #N/A | #N/A | #N/A | 194 | #N/A | #N/A | #N/A | #N/A | #N/A | #N/A | #N/A
|  |  | 0 | 0 | 0 | 0 | 0 | 0 | 0 | 0 | 0 | 0 | 0 | 0 | 0 | 0 | 0 | 0 | 0 | 0 | 0 | 0 | 0 | 0 | 0 | 0 | 0 | 0 | 0 | 0 | 0 | 0 | 0 | 0 | 0 | 0 | 0 | 0 | 0 | 0 | 0 | 0 | 0 | 0 | 0 | 0 | 0 | 0 | 0 | 0 | 0 | 0 | 0 | 0 | 0 | 0 | 0 | 0 | 0 | 0 | 0 | 0 | 0 | 0 |  | 1.1274 | 0 | 1.0012 | 1.722 | 1.5886 | 0 | -0.84091 | 0 | 0 | 0 | 0 | 0 | 0 | 0 | 0 | 0 | 0 | 0 | 0 | 0 | 0 | 0 |  |  | 195 | #N/A | #N/A | #N/A | #N/A | #N/A | #N/A | 195 | #N/A | #N/A | #N/A | #N/A | #N/A | #N/A | #N/A
|  |  | 0 | 0 | 0 | 0 | 0 | 0 | 0 | 0 | 0 | 0 | 0 | 0 | 0 | 0 | 0 | 0 | 0 | 0 | 0 | 0 | 0 | 0 | 0 | 0 | 0 | 0 | 0 | 0 | 0 | 0 | 0 | 0 | 0 | 0 | 0 | 0 | 0 | 0 | 0 | 0 | 0 | 0 | 0 | 0 | 0 | 0 | 0 | 0 | 0 | 0 | 0 | 0 | 0 | 0 | 0 | 0 | 0 | 0 | 0 | 0 | 0 | 0 |  | 1.1274 | 0 | 1.0012 | 1.722 | 1.5886 | 0 | -0.84091 | 0 | 0 | 0 | 0 | 0 | 0 | 0 | 0 | 0 | 0 | 0 | 0 | 0 | 0 | 0 |  |  | 196 | #N/A | #N/A | #N/A | #N/A | #N/A | #N/A | 196 | #N/A | #N/A | #N/A | #N/A | #N/A | #N/A | #N/A
|  |  | 0 | 0 | 0 | 0 | 0 | 0 | 0 | 0 | 0 | 0 | 0 | 0 | 0 | 0 | 0 | 0 | 0 | 0 | 0 | 0 | 0 | 0 | 0 | 0 | 0 | 0 | 0 | 0 | 0 | 0 | 0 | 0 | 0 | 0 | 0 | 0 | 0 | 0 | 0 | 0 | 0 | 0 | 0 | 0 | 0 | 0 | 0 | 0 | 0 | 0 | 0 | 0 | 0 | 0 | 0 | 0 | 0 | 0 | 0 | 0 | 0 | 0 |  | 1.1274 | 0 | 1.0012 | 1.722 | 1.5886 | 0 | -0.84091 | 0 | 0 | 0 | 0 | 0 | 0 | 0 | 0 | 0 | 0 | 0 | 0 | 0 | 0 | 0 |  |  | 197 | #N/A | #N/A | #N/A | #N/A | #N/A | #N/A | 197 | #N/A | #N/A | #N/A | #N/A | #N/A | #N/A | #N/A
|  |  | 0 | 0 | 0 | 0 | 0 | 0 | 0 | 0 | 0 | 0 | 0 | 0 | 0 | 0 | 0 | 0 | 0 | 0 | 0 | 0 | 0 | 0 | 0 | 0 | 0 | 0 | 0 | 0 | 0 | 0 | 0 | 0 | 0 | 0 | 0 | 0 | 0 | 0 | 0 | 0 | 0 | 0 | 0 | 0 | 0 | 0 | 0 | 0 | 0 | 0 | 0 | 0 | 0 | 0 | 0 | 0 | 0 | 0 | 0 | 0 | 0 | 0 |  | 1.1274 | 0 | 1.0012 | 1.722 | 1.5886 | 0 | -0.84091 | 0 | 0 | 0 | 0 | 0 | 0 | 0 | 0 | 0 | 0 | 0 | 0 | 0 | 0 | 0 |  |  | 198 | #N/A | #N/A | #N/A | #N/A | #N/A | #N/A | 198 | #N/A | #N/A | #N/A | #N/A | #N/A | #N/A | #N/A
|  |  | 0 | 0 | 0 | 0 | 0 | 0 | 0 | 0 | 0 | 0 | 0 | 0 | 0 | 0 | 0 | 0 | 0 | 0 | 0 | 0 | 0 | 0 | 0 | 0 | 0 | 0 | 0 | 0 | 0 | 0 | 0 | 0 | 0 | 0 | 0 | 0 | 0 | 0 | 0 | 0 | 0 | 0 | 0 | 0 | 0 | 0 | 0 | 0 | 0 | 0 | 0 | 0 | 0 | 0 | 0 | 0 | 0 | 0 | 0 | 0 | 0 | 0 |  | 1.1274 | 0 | 1.0012 | 1.722 | 1.5886 | 0 | -0.84091 | 0 | 0 | 0 | 0 | 0 | 0 | 0 | 0 | 0 | 0 | 0 | 0 | 0 | 0 | 0 |  |  | 199 | #N/A | #N/A | #N/A | #N/A | #N/A | #N/A | 199 | #N/A | #N/A | #N/A | #N/A | #N/A | #N/A | #N/A
|  |  | 0 | 0 | 0 | 0 | 0 | 0 | 0 | 0 | 0 | 0 | 0 | 0 | 0 | 0 | 0 | 0 | 0 | 0 | 0 | 0 | 0 | 0 | 0 | 0 | 0 | 0 | 0 | 0 | 0 | 0 | 0 | 0 | 0 | 0 | 0 | 0 | 0 | 0 | 0 | 0 | 0 | 0 | 0 | 0 | 0 | 0 | 0 | 0 | 0 | 0 | 0 | 0 | 0 | 0 | 0 | 0 | 0 | 0 | 0 | 0 | 0 | 0 |  | 1.1274 | 0 | 1.0012 | 1.722 | 1.5886 | 0 | -0.84091 | 0 | 0 | 0 | 0 | 0 | 0 | 0 | 0 | 0 | 0 | 0 | 0 | 0 | 0 | 0 |  |  | 200 | #N/A | #N/A | #N/A | #N/A | #N/A | #N/A | 200 | #N/A | #N/A | #N/A | #N/A | #N/A | #N/A | #N/A
|  |  | 0 | 0 | 0 | 0 | 0 | 0 | 0 | 0 | 0 | 0 | 0 | 0 | 0 | 0 | 0 | 0 | 0 | 0 | 0 | 0 | 0 | 0 | 0 | 0 | 0 | 0 | 0 | 0 | 0 | 0 | 0 | 0 | 0 | 0 | 0 | 0 | 0 | 0 | 0 | 0 | 0 | 0 | 0 | 0 | 0 | 0 | 0 | 0 | 0 | 0 | 0 | 0 | 0 | 0 | 0 | 0 | 0 | 0 | 0 | 0 | 0 | 0 |  | 1.1274 | 0 | 1.0012 | 1.722 | 1.5886 | 0 | -0.84091 | 0 | 0 | 0 | 0 | 0 | 0 | 0 | 0 | 0 | 0 | 0 | 0 | 0 | 0 | 0 |  |  | 201 | #N/A | #N/A | #N/A | #N/A | #N/A | #N/A | 201 | #N/A | #N/A | #N/A | #N/A | #N/A | #N/A | #N/A
|  |  | 0 | 0 | 0 | 0 | 0 | 0 | 0 | 0 | 0 | 0 | 0 | 0 | 0 | 0 | 0 | 0 | 0 | 0 | 0 | 0 | 0 | 0 | 0 | 0 | 0 | 0 | 0 | 0 | 0 | 0 | 0 | 0 | 0 | 0 | 0 | 0 | 0 | 0 | 0 | 0 | 0 | 0 | 0 | 0 | 0 | 0 | 0 | 0 | 0 | 0 | 0 | 0 | 0 | 0 | 0 | 0 | 0 | 0 | 0 | 0 | 0 | 0 |  | 1.1274 | 0 | 1.0012 | 1.722 | 1.5886 | 0 | -0.84091 | 0 | 0 | 0 | 0 | 0 | 0 | 0 | 0 | 0 | 0 | 0 | 0 | 0 | 0 | 0 |  |  | 202 | #N/A | #N/A | #N/A | #N/A | #N/A | #N/A | 202 | #N/A | #N/A | #N/A | #N/A | #N/A | #N/A | #N/A
|  |  | 0 | 0 | 0 | 0 | 0 | 0 | 0 | 0 | 0 | 0 | 0 | 0 | 0 | 0 | 0 | 0 | 0 | 0 | 0 | 0 | 0 | 0 | 0 | 0 | 0 | 0 | 0 | 0 | 0 | 0 | 0 | 0 | 0 | 0 | 0 | 0 | 0 | 0 | 0 | 0 | 0 | 0 | 0 | 0 | 0 | 0 | 0 | 0 | 0 | 0 | 0 | 0 | 0 | 0 | 0 | 0 | 0 | 0 | 0 | 0 | 0 | 0 |  | 1.1274 | 0 | 1.0012 | 1.722 | 1.5886 | 0 | -0.84091 | 0 | 0 | 0 | 0 | 0 | 0 | 0 | 0 | 0 | 0 | 0 | 0 | 0 | 0 | 0 |  |  | 203 | #N/A | #N/A | #N/A | #N/A | #N/A | #N/A | 203 | #N/A | #N/A | #N/A | #N/A | #N/A | #N/A | #N/A
|  |  | 0 | 0 | 0 | 0 | 0 | 0 | 0 | 0 | 0 | 0 | 0 | 0 | 0 | 0 | 0 | 0 | 0 | 0 | 0 | 0 | 0 | 0 | 0 | 0 | 0 | 0 | 0 | 0 | 0 | 0 | 0 | 0 | 0 | 0 | 0 | 0 | 0 | 0 | 0 | 0 | 0 | 0 | 0 | 0 | 0 | 0 | 0 | 0 | 0 | 0 | 0 | 0 | 0 | 0 | 0 | 0 | 0 | 0 | 0 | 0 | 0 | 0 |  | 1.1274 | 0 | 1.0012 | 1.722 | 1.5886 | 0 | -0.84091 | 0 | 0 | 0 | 0 | 0 | 0 | 0 | 0 | 0 | 0 | 0 | 0 | 0 | 0 | 0 |  |  | 204 | #N/A | #N/A | #N/A | #N/A | #N/A | #N/A | 204 | #N/A | #N/A | #N/A | #N/A | #N/A | #N/A | #N/A
|  |  | 0 | 0 | 0 | 0 | 0 | 0 | 0 | 0 | 0 | 0 | 0 | 0 | 0 | 0 | 0 | 0 | 0 | 0 | 0 | 0 | 0 | 0 | 0 | 0 | 0 | 0 | 0 | 0 | 0 | 0 | 0 | 0 | 0 | 0 | 0 | 0 | 0 | 0 | 0 | 0 | 0 | 0 | 0 | 0 | 0 | 0 | 0 | 0 | 0 | 0 | 0 | 0 | 0 | 0 | 0 | 0 | 0 | 0 | 0 | 0 | 0 | 0 |  | 1.1274 | 0 | 1.0012 | 1.722 | 1.5886 | 0 | -0.84091 | 0 | 0 | 0 | 0 | 0 | 0 | 0 | 0 | 0 | 0 | 0 | 0 | 0 | 0 | 0 |  |  | 205 | #N/A | #N/A | #N/A | #N/A | #N/A | #N/A | 205 | #N/A | #N/A | #N/A | #N/A | #N/A | #N/A | #N/A
|  |  | 0 | 0 | 0 | 0 | 0 | 0 | 0 | 0 | 0 | 0 | 0 | 0 | 0 | 0 | 0 | 0 | 0 | 0 | 0 | 0 | 0 | 0 | 0 | 0 | 0 | 0 | 0 | 0 | 0 | 0 | 0 | 0 | 0 | 0 | 0 | 0 | 0 | 0 | 0 | 0 | 0 | 0 | 0 | 0 | 0 | 0 | 0 | 0 | 0 | 0 | 0 | 0 | 0 | 0 | 0 | 0 | 0 | 0 | 0 | 0 | 0 | 0 |  | 1.1274 | 0 | 1.0012 | 1.722 | 1.5886 | 0 | -0.84091 | 0 | 0 | 0 | 0 | 0 | 0 | 0 | 0 | 0 | 0 | 0 | 0 | 0 | 0 | 0 |  |  | 206 | #N/A | #N/A | #N/A | #N/A | #N/A | #N/A | 206 | #N/A | #N/A | #N/A | #N/A | #N/A | #N/A | #N/A
|  |  | 0 | 0 | 0 | 0 | 0 | 0 | 0 | 0 | 0 | 0 | 0 | 0 | 0 | 0 | 0 | 0 | 0 | 0 | 0 | 0 | 0 | 0 | 0 | 0 | 0 | 0 | 0 | 0 | 0 | 0 | 0 | 0 | 0 | 0 | 0 | 0 | 0 | 0 | 0 | 0 | 0 | 0 | 0 | 0 | 0 | 0 | 0 | 0 | 0 | 0 | 0 | 0 | 0 | 0 | 0 | 0 | 0 | 0 | 0 | 0 | 0 | 0 |  | 1.1274 | 0 | 1.0012 | 1.722 | 1.5886 | 0 | -0.84091 | 0 | 0 | 0 | 0 | 0 | 0 | 0 | 0 | 0 | 0 | 0 | 0 | 0 | 0 | 0 |  |  | 207 | #N/A | #N/A | #N/A | #N/A | #N/A | #N/A | 207 | #N/A | #N/A | #N/A | #N/A | #N/A | #N/A | #N/A
|  |  | 0 | 0 | 0 | 0 | 0 | 0 | 0 | 0 | 0 | 0 | 0 | 0 | 0 | 0 | 0 | 0 | 0 | 0 | 0 | 0 | 0 | 0 | 0 | 0 | 0 | 0 | 0 | 0 | 0 | 0 | 0 | 0 | 0 | 0 | 0 | 0 | 0 | 0 | 0 | 0 | 0 | 0 | 0 | 0 | 0 | 0 | 0 | 0 | 0 | 0 | 0 | 0 | 0 | 0 | 0 | 0 | 0 | 0 | 0 | 0 | 0 | 0 |  | 1.1274 | 0 | 1.0012 | 1.722 | 1.5886 | 0 | -0.84091 | 0 | 0 | 0 | 0 | 0 | 0 | 0 | 0 | 0 | 0 | 0 | 0 | 0 | 0 | 0 |  |  | 208 | #N/A | #N/A | #N/A | #N/A | #N/A | #N/A | 208 | #N/A | #N/A | #N/A | #N/A | #N/A | #N/A | #N/A
|  |  | 0 | 0 | 0 | 0 | 0 | 0 | 0 | 0 | 0 | 0 | 0 | 0 | 0 | 0 | 0 | 0 | 0 | 0 | 0 | 0 | 0 | 0 | 0 | 0 | 0 | 0 | 0 | 0 | 0 | 0 | 0 | 0 | 0 | 0 | 0 | 0 | 0 | 0 | 0 | 0 | 0 | 0 | 0 | 0 | 0 | 0 | 0 | 0 | 0 | 0 | 0 | 0 | 0 | 0 | 0 | 0 | 0 | 0 | 0 | 0 | 0 | 0 |  | 1.1274 | 0 | 1.0012 | 1.722 | 1.5886 | 0 | -0.84091 | 0 | 0 | 0 | 0 | 0 | 0 | 0 | 0 | 0 | 0 | 0 | 0 | 0 | 0 | 0 |  |  | 209 | #N/A | #N/A | #N/A | #N/A | #N/A | #N/A | 209 | #N/A | #N/A | #N/A | #N/A | #N/A | #N/A | #N/A
|  |  | 0 | 0 | 0 | 0 | 0 | 0 | 0 | 0 | 0 | 0 | 0 | 0 | 0 | 0 | 0 | 0 | 0 | 0 | 0 | 0 | 0 | 0 | 0 | 0 | 0 | 0 | 0 | 0 | 0 | 0 | 0 | 0 | 0 | 0 | 0 | 0 | 0 | 0 | 0 | 0 | 0 | 0 | 0 | 0 | 0 | 0 | 0 | 0 | 0 | 0 | 0 | 0 | 0 | 0 | 0 | 0 | 0 | 0 | 0 | 0 | 0 | 0 |  | 1.1274 | 0 | 1.0012 | 1.722 | 1.5886 | 0 | -0.84091 | 0 | 0 | 0 | 0 | 0 | 0 | 0 | 0 | 0 | 0 | 0 | 0 | 0 | 0 | 0 |  |  | 210 | #N/A | #N/A | #N/A | #N/A | #N/A | #N/A | 210 | #N/A | #N/A | #N/A | #N/A | #N/A | #N/A | #N/A
|  |  | 0 | 0 | 0 | 0 | 0 | 0 | 0 | 0 | 0 | 0 | 0 | 0 | 0 | 0 | 0 | 0 | 0 | 0 | 0 | 0 | 0 | 0 | 0 | 0 | 0 | 0 | 0 | 0 | 0 | 0 | 0 | 0 | 0 | 0 | 0 | 0 | 0 | 0 | 0 | 0 | 0 | 0 | 0 | 0 | 0 | 0 | 0 | 0 | 0 | 0 | 0 | 0 | 0 | 0 | 0 | 0 | 0 | 0 | 0 | 0 | 0 | 0 |  | 1.1274 | 0 | 1.0012 | 1.722 | 1.5886 | 0 | -0.84091 | 0 | 0 | 0 | 0 | 0 | 0 | 0 | 0 | 0 | 0 | 0 | 0 | 0 | 0 | 0 |  |  | 211 | #N/A | #N/A | #N/A | #N/A | #N/A | #N/A | 211 | #N/A | #N/A | #N/A | #N/A | #N/A | #N/A | #N/A
|  |  | 0 | 0 | 0 | 0 | 0 | 0 | 0 | 0 | 0 | 0 | 0 | 0 | 0 | 0 | 0 | 0 | 0 | 0 | 0 | 0 | 0 | 0 | 0 | 0 | 0 | 0 | 0 | 0 | 0 | 0 | 0 | 0 | 0 | 0 | 0 | 0 | 0 | 0 | 0 | 0 | 0 | 0 | 0 | 0 | 0 | 0 | 0 | 0 | 0 | 0 | 0 | 0 | 0 | 0 | 0 | 0 | 0 | 0 | 0 | 0 | 0 | 0 |  | 1.1274 | 0 | 1.0012 | 1.722 | 1.5886 | 0 | -0.84091 | 0 | 0 | 0 | 0 | 0 | 0 | 0 | 0 | 0 | 0 | 0 | 0 | 0 | 0 | 0 |  |  | 212 | #N/A | #N/A | #N/A | #N/A | #N/A | #N/A | 212 | #N/A | #N/A | #N/A | #N/A | #N/A | #N/A | #N/A
|  |  | 0 | 0 | 0 | 0 | 0 | 0 | 0 | 0 | 0 | 0 | 0 | 0 | 0 | 0 | 0 | 0 | 0 | 0 | 0 | 0 | 0 | 0 | 0 | 0 | 0 | 0 | 0 | 0 | 0 | 0 | 0 | 0 | 0 | 0 | 0 | 0 | 0 | 0 | 0 | 0 | 0 | 0 | 0 | 0 | 0 | 0 | 0 | 0 | 0 | 0 | 0 | 0 | 0 | 0 | 0 | 0 | 0 | 0 | 0 | 0 | 0 | 0 |  | 1.1274 | 0 | 1.0012 | 1.722 | 1.5886 | 0 | -0.84091 | 0 | 0 | 0 | 0 | 0 | 0 | 0 | 0 | 0 | 0 | 0 | 0 | 0 | 0 | 0 |  |  | 213 | #N/A | #N/A | #N/A | #N/A | #N/A | #N/A | 213 | #N/A | #N/A | #N/A | #N/A | #N/A | #N/A | #N/A
|  |  | 0 | 0 | 0 | 0 | 0 | 0 | 0 | 0 | 0 | 0 | 0 | 0 | 0 | 0 | 0 | 0 | 0 | 0 | 0 | 0 | 0 | 0 | 0 | 0 | 0 | 0 | 0 | 0 | 0 | 0 | 0 | 0 | 0 | 0 | 0 | 0 | 0 | 0 | 0 | 0 | 0 | 0 | 0 | 0 | 0 | 0 | 0 | 0 | 0 | 0 | 0 | 0 | 0 | 0 | 0 | 0 | 0 | 0 | 0 | 0 | 0 | 0 |  | 1.1274 | 0 | 1.0012 | 1.722 | 1.5886 | 0 | -0.84091 | 0 | 0 | 0 | 0 | 0 | 0 | 0 | 0 | 0 | 0 | 0 | 0 | 0 | 0 | 0 |  |  | 214 | #N/A | #N/A | #N/A | #N/A | #N/A | #N/A | 214 | #N/A | #N/A | #N/A | #N/A | #N/A | #N/A | #N/A
|  |  | 0 | 0 | 0 | 0 | 0 | 0 | 0 | 0 | 0 | 0 | 0 | 0 | 0 | 0 | 0 | 0 | 0 | 0 | 0 | 0 | 0 | 0 | 0 | 0 | 0 | 0 | 0 | 0 | 0 | 0 | 0 | 0 | 0 | 0 | 0 | 0 | 0 | 0 | 0 | 0 | 0 | 0 | 0 | 0 | 0 | 0 | 0 | 0 | 0 | 0 | 0 | 0 | 0 | 0 | 0 | 0 | 0 | 0 | 0 | 0 | 0 | 0 |  | 1.1274 | 0 | 1.0012 | 1.722 | 1.5886 | 0 | -0.84091 | 0 | 0 | 0 | 0 | 0 | 0 | 0 | 0 | 0 | 0 | 0 | 0 | 0 | 0 | 0 |  |  | 215 | #N/A | #N/A | #N/A | #N/A | #N/A | #N/A | 215 | #N/A | #N/A | #N/A | #N/A | #N/A | #N/A | #N/A
|  |  | 0 | 0 | 0 | 0 | 0 | 0 | 0 | 0 | 0 | 0 | 0 | 0 | 0 | 0 | 0 | 0 | 0 | 0 | 0 | 0 | 0 | 0 | 0 | 0 | 0 | 0 | 0 | 0 | 0 | 0 | 0 | 0 | 0 | 0 | 0 | 0 | 0 | 0 | 0 | 0 | 0 | 0 | 0 | 0 | 0 | 0 | 0 | 0 | 0 | 0 | 0 | 0 | 0 | 0 | 0 | 0 | 0 | 0 | 0 | 0 | 0 | 0 |  | 1.1274 | 0 | 1.0012 | 1.722 | 1.5886 | 0 | -0.84091 | 0 | 0 | 0 | 0 | 0 | 0 | 0 | 0 | 0 | 0 | 0 | 0 | 0 | 0 | 0 |  |  | 216 | #N/A | #N/A | #N/A | #N/A | #N/A | #N/A | 216 | #N/A | #N/A | #N/A | #N/A | #N/A | #N/A | #N/A
|  |  | 0 | 0 | 0 | 0 | 0 | 0 | 0 | 0 | 0 | 0 | 0 | 0 | 0 | 0 | 0 | 0 | 0 | 0 | 0 | 0 | 0 | 0 | 0 | 0 | 0 | 0 | 0 | 0 | 0 | 0 | 0 | 0 | 0 | 0 | 0 | 0 | 0 | 0 | 0 | 0 | 0 | 0 | 0 | 0 | 0 | 0 | 0 | 0 | 0 | 0 | 0 | 0 | 0 | 0 | 0 | 0 | 0 | 0 | 0 | 0 | 0 | 0 |  | 1.1274 | 0 | 1.0012 | 1.722 | 1.5886 | 0 | -0.84091 | 0 | 0 | 0 | 0 | 0 | 0 | 0 | 0 | 0 | 0 | 0 | 0 | 0 | 0 | 0 |  |  | 217 | #N/A | #N/A | #N/A | #N/A | #N/A | #N/A | 217 | #N/A | #N/A | #N/A | #N/A | #N/A | #N/A | #N/A
|  |  | 0 | 0 | 0 | 0 | 0 | 0 | 0 | 0 | 0 | 0 | 0 | 0 | 0 | 0 | 0 | 0 | 0 | 0 | 0 | 0 | 0 | 0 | 0 | 0 | 0 | 0 | 0 | 0 | 0 | 0 | 0 | 0 | 0 | 0 | 0 | 0 | 0 | 0 | 0 | 0 | 0 | 0 | 0 | 0 | 0 | 0 | 0 | 0 | 0 | 0 | 0 | 0 | 0 | 0 | 0 | 0 | 0 | 0 | 0 | 0 | 0 | 0 |  | 1.1274 | 0 | 1.0012 | 1.722 | 1.5886 | 0 | -0.84091 | 0 | 0 | 0 | 0 | 0 | 0 | 0 | 0 | 0 | 0 | 0 | 0 | 0 | 0 | 0 |  |  | 218 | #N/A | #N/A | #N/A | #N/A | #N/A | #N/A | 218 | #N/A | #N/A | #N/A | #N/A | #N/A | #N/A | #N/A
|  |  | 0 | 0 | 0 | 0 | 0 | 0 | 0 | 0 | 0 | 0 | 0 | 0 | 0 | 0 | 0 | 0 | 0 | 0 | 0 | 0 | 0 | 0 | 0 | 0 | 0 | 0 | 0 | 0 | 0 | 0 | 0 | 0 | 0 | 0 | 0 | 0 | 0 | 0 | 0 | 0 | 0 | 0 | 0 | 0 | 0 | 0 | 0 | 0 | 0 | 0 | 0 | 0 | 0 | 0 | 0 | 0 | 0 | 0 | 0 | 0 | 0 | 0 |  | 1.1274 | 0 | 1.0012 | 1.722 | 1.5886 | 0 | -0.84091 | 0 | 0 | 0 | 0 | 0 | 0 | 0 | 0 | 0 | 0 | 0 | 0 | 0 | 0 | 0 |  |  | 219 | #N/A | #N/A | #N/A | #N/A | #N/A | #N/A | 219 | #N/A | #N/A | #N/A | #N/A | #N/A | #N/A | #N/A
|  |  | 0 | 0 | 0 | 0 | 0 | 0 | 0 | 0 | 0 | 0 | 0 | 0 | 0 | 0 | 0 | 0 | 0 | 0 | 0 | 0 | 0 | 0 | 0 | 0 | 0 | 0 | 0 | 0 | 0 | 0 | 0 | 0 | 0 | 0 | 0 | 0 | 0 | 0 | 0 | 0 | 0 | 0 | 0 | 0 | 0 | 0 | 0 | 0 | 0 | 0 | 0 | 0 | 0 | 0 | 0 | 0 | 0 | 0 | 0 | 0 | 0 | 0 |  | 1.1274 | 0 | 1.0012 | 1.722 | 1.5886 | 0 | -0.84091 | 0 | 0 | 0 | 0 | 0 | 0 | 0 | 0 | 0 | 0 | 0 | 0 | 0 | 0 | 0 |  |  | 220 | #N/A | #N/A | #N/A | #N/A | #N/A | #N/A | 220 | #N/A | #N/A | #N/A | #N/A | #N/A | #N/A | #N/A
|  |  | 0 | 0 | 0 | 0 | 0 | 0 | 0 | 0 | 0 | 0 | 0 | 0 | 0 | 0 | 0 | 0 | 0 | 0 | 0 | 0 | 0 | 0 | 0 | 0 | 0 | 0 | 0 | 0 | 0 | 0 | 0 | 0 | 0 | 0 | 0 | 0 | 0 | 0 | 0 | 0 | 0 | 0 | 0 | 0 | 0 | 0 | 0 | 0 | 0 | 0 | 0 | 0 | 0 | 0 | 0 | 0 | 0 | 0 | 0 | 0 | 0 | 0 |  | 1.1274 | 0 | 1.0012 | 1.722 | 1.5886 | 0 | -0.84091 | 0 | 0 | 0 | 0 | 0 | 0 | 0 | 0 | 0 | 0 | 0 | 0 | 0 | 0 | 0 |  |  | 221 | #N/A | #N/A | #N/A | #N/A | #N/A | #N/A | 221 | #N/A | #N/A | #N/A | #N/A | #N/A | #N/A | #N/A
|  |  | 0 | 0 | 0 | 0 | 0 | 0 | 0 | 0 | 0 | 0 | 0 | 0 | 0 | 0 | 0 | 0 | 0 | 0 | 0 | 0 | 0 | 0 | 0 | 0 | 0 | 0 | 0 | 0 | 0 | 0 | 0 | 0 | 0 | 0 | 0 | 0 | 0 | 0 | 0 | 0 | 0 | 0 | 0 | 0 | 0 | 0 | 0 | 0 | 0 | 0 | 0 | 0 | 0 | 0 | 0 | 0 | 0 | 0 | 0 | 0 | 0 | 0 |  | 1.1274 | 0 | 1.0012 | 1.722 | 1.5886 | 0 | -0.84091 | 0 | 0 | 0 | 0 | 0 | 0 | 0 | 0 | 0 | 0 | 0 | 0 | 0 | 0 | 0 |  |  | 222 | #N/A | #N/A | #N/A | #N/A | #N/A | #N/A | 222 | #N/A | #N/A | #N/A | #N/A | #N/A | #N/A | #N/A
|  |  | 0 | 0 | 0 | 0 | 0 | 0 | 0 | 0 | 0 | 0 | 0 | 0 | 0 | 0 | 0 | 0 | 0 | 0 | 0 | 0 | 0 | 0 | 0 | 0 | 0 | 0 | 0 | 0 | 0 | 0 | 0 | 0 | 0 | 0 | 0 | 0 | 0 | 0 | 0 | 0 | 0 | 0 | 0 | 0 | 0 | 0 | 0 | 0 | 0 | 0 | 0 | 0 | 0 | 0 | 0 | 0 | 0 | 0 | 0 | 0 | 0 | 0 |  | 1.1274 | 0 | 1.0012 | 1.722 | 1.5886 | 0 | -0.84091 | 0 | 0 | 0 | 0 | 0 | 0 | 0 | 0 | 0 | 0 | 0 | 0 | 0 | 0 | 0 |  |  | 223 | #N/A | #N/A | #N/A | #N/A | #N/A | #N/A | 223 | #N/A | #N/A | #N/A | #N/A | #N/A | #N/A | #N/A
|  |  | 0 | 0 | 0 | 0 | 0 | 0 | 0 | 0 | 0 | 0 | 0 | 0 | 0 | 0 | 0 | 0 | 0 | 0 | 0 | 0 | 0 | 0 | 0 | 0 | 0 | 0 | 0 | 0 | 0 | 0 | 0 | 0 | 0 | 0 | 0 | 0 | 0 | 0 | 0 | 0 | 0 | 0 | 0 | 0 | 0 | 0 | 0 | 0 | 0 | 0 | 0 | 0 | 0 | 0 | 0 | 0 | 0 | 0 | 0 | 0 | 0 | 0 |  | 1.1274 | 0 | 1.0012 | 1.722 | 1.5886 | 0 | -0.84091 | 0 | 0 | 0 | 0 | 0 | 0 | 0 | 0 | 0 | 0 | 0 | 0 | 0 | 0 | 0 |  |  | 224 | #N/A | #N/A | #N/A | #N/A | #N/A | #N/A | 224 | #N/A | #N/A | #N/A | #N/A | #N/A | #N/A | #N/A
|  |  | 0 | 0 | 0 | 0 | 0 | 0 | 0 | 0 | 0 | 0 | 0 | 0 | 0 | 0 | 0 | 0 | 0 | 0 | 0 | 0 | 0 | 0 | 0 | 0 | 0 | 0 | 0 | 0 | 0 | 0 | 0 | 0 | 0 | 0 | 0 | 0 | 0 | 0 | 0 | 0 | 0 | 0 | 0 | 0 | 0 | 0 | 0 | 0 | 0 | 0 | 0 | 0 | 0 | 0 | 0 | 0 | 0 | 0 | 0 | 0 | 0 | 0 |  | 1.1274 | 0 | 1.0012 | 1.722 | 1.5886 | 0 | -0.84091 | 0 | 0 | 0 | 0 | 0 | 0 | 0 | 0 | 0 | 0 | 0 | 0 | 0 | 0 | 0 |  |  | 225 | #N/A | #N/A | #N/A | #N/A | #N/A | #N/A | 225 | #N/A | #N/A | #N/A | #N/A | #N/A | #N/A | #N/A
|  |  | 0 | 0 | 0 | 0 | 0 | 0 | 0 | 0 | 0 | 0 | 0 | 0 | 0 | 0 | 0 | 0 | 0 | 0 | 0 | 0 | 0 | 0 | 0 | 0 | 0 | 0 | 0 | 0 | 0 | 0 | 0 | 0 | 0 | 0 | 0 | 0 | 0 | 0 | 0 | 0 | 0 | 0 | 0 | 0 | 0 | 0 | 0 | 0 | 0 | 0 | 0 | 0 | 0 | 0 | 0 | 0 | 0 | 0 | 0 | 0 | 0 | 0 |  | 1.1274 | 0 | 1.0012 | 1.722 | 1.5886 | 0 | -0.84091 | 0 | 0 | 0 | 0 | 0 | 0 | 0 | 0 | 0 | 0 | 0 | 0 | 0 | 0 | 0 |  |  | 226 | #N/A | #N/A | #N/A | #N/A | #N/A | #N/A | 226 | #N/A | #N/A | #N/A | #N/A | #N/A | #N/A | #N/A
|  |  | 0 | 0 | 0 | 0 | 0 | 0 | 0 | 0 | 0 | 0 | 0 | 0 | 0 | 0 | 0 | 0 | 0 | 0 | 0 | 0 | 0 | 0 | 0 | 0 | 0 | 0 | 0 | 0 | 0 | 0 | 0 | 0 | 0 | 0 | 0 | 0 | 0 | 0 | 0 | 0 | 0 | 0 | 0 | 0 | 0 | 0 | 0 | 0 | 0 | 0 | 0 | 0 | 0 | 0 | 0 | 0 | 0 | 0 | 0 | 0 | 0 | 0 |  | 1.1274 | 0 | 1.0012 | 1.722 | 1.5886 | 0 | -0.84091 | 0 | 0 | 0 | 0 | 0 | 0 | 0 | 0 | 0 | 0 | 0 | 0 | 0 | 0 | 0 |  |  | 227 | #N/A | #N/A | #N/A | #N/A | #N/A | #N/A | 227 | #N/A | #N/A | #N/A | #N/A | #N/A | #N/A | #N/A
|  |  | 0 | 0 | 0 | 0 | 0 | 0 | 0 | 0 | 0 | 0 | 0 | 0 | 0 | 0 | 0 | 0 | 0 | 0 | 0 | 0 | 0 | 0 | 0 | 0 | 0 | 0 | 0 | 0 | 0 | 0 | 0 | 0 | 0 | 0 | 0 | 0 | 0 | 0 | 0 | 0 | 0 | 0 | 0 | 0 | 0 | 0 | 0 | 0 | 0 | 0 | 0 | 0 | 0 | 0 | 0 | 0 | 0 | 0 | 0 | 0 | 0 | 0 |  | 1.1274 | 0 | 1.0012 | 1.722 | 1.5886 | 0 | -0.84091 | 0 | 0 | 0 | 0 | 0 | 0 | 0 | 0 | 0 | 0 | 0 | 0 | 0 | 0 | 0 |  |  | 228 | #N/A | #N/A | #N/A | #N/A | #N/A | #N/A | 228 | #N/A | #N/A | #N/A | #N/A | #N/A | #N/A | #N/A
|  |  | 0 | 0 | 0 | 0 | 0 | 0 | 0 | 0 | 0 | 0 | 0 | 0 | 0 | 0 | 0 | 0 | 0 | 0 | 0 | 0 | 0 | 0 | 0 | 0 | 0 | 0 | 0 | 0 | 0 | 0 | 0 | 0 | 0 | 0 | 0 | 0 | 0 | 0 | 0 | 0 | 0 | 0 | 0 | 0 | 0 | 0 | 0 | 0 | 0 | 0 | 0 | 0 | 0 | 0 | 0 | 0 | 0 | 0 | 0 | 0 | 0 | 0 |  | 1.1274 | 0 | 1.0012 | 1.722 | 1.5886 | 0 | -0.84091 | 0 | 0 | 0 | 0 | 0 | 0 | 0 | 0 | 0 | 0 | 0 | 0 | 0 | 0 | 0 |  |  | 229 | #N/A | #N/A | #N/A | #N/A | #N/A | #N/A | 229 | #N/A | #N/A | #N/A | #N/A | #N/A | #N/A | #N/A
|  |  | 0 | 0 | 0 | 0 | 0 | 0 | 0 | 0 | 0 | 0 | 0 | 0 | 0 | 0 | 0 | 0 | 0 | 0 | 0 | 0 | 0 | 0 | 0 | 0 | 0 | 0 | 0 | 0 | 0 | 0 | 0 | 0 | 0 | 0 | 0 | 0 | 0 | 0 | 0 | 0 | 0 | 0 | 0 | 0 | 0 | 0 | 0 | 0 | 0 | 0 | 0 | 0 | 0 | 0 | 0 | 0 | 0 | 0 | 0 | 0 | 0 | 0 |  | 1.1274 | 0 | 1.0012 | 1.722 | 1.5886 | 0 | -0.84091 | 0 | 0 | 0 | 0 | 0 | 0 | 0 | 0 | 0 | 0 | 0 | 0 | 0 | 0 | 0 |  |  | 230 | #N/A | #N/A | #N/A | #N/A | #N/A | #N/A | 230 | #N/A | #N/A | #N/A | #N/A | #N/A | #N/A | #N/A
|  |  | 0 | 0 | 0 | 0 | 0 | 0 | 0 | 0 | 0 | 0 | 0 | 0 | 0 | 0 | 0 | 0 | 0 | 0 | 0 | 0 | 0 | 0 | 0 | 0 | 0 | 0 | 0 | 0 | 0 | 0 | 0 | 0 | 0 | 0 | 0 | 0 | 0 | 0 | 0 | 0 | 0 | 0 | 0 | 0 | 0 | 0 | 0 | 0 | 0 | 0 | 0 | 0 | 0 | 0 | 0 | 0 | 0 | 0 | 0 | 0 | 0 | 0 |  | 1.1274 | 0 | 1.0012 | 1.722 | 1.5886 | 0 | -0.84091 | 0 | 0 | 0 | 0 | 0 | 0 | 0 | 0 | 0 | 0 | 0 | 0 | 0 | 0 | 0 |  |  | 231 | #N/A | #N/A | #N/A | #N/A | #N/A | #N/A | 231 | #N/A | #N/A | #N/A | #N/A | #N/A | #N/A | #N/A
|  |  | 0 | 0 | 0 | 0 | 0 | 0 | 0 | 0 | 0 | 0 | 0 | 0 | 0 | 0 | 0 | 0 | 0 | 0 | 0 | 0 | 0 | 0 | 0 | 0 | 0 | 0 | 0 | 0 | 0 | 0 | 0 | 0 | 0 | 0 | 0 | 0 | 0 | 0 | 0 | 0 | 0 | 0 | 0 | 0 | 0 | 0 | 0 | 0 | 0 | 0 | 0 | 0 | 0 | 0 | 0 | 0 | 0 | 0 | 0 | 0 | 0 | 0 |  | 1.1274 | 0 | 1.0012 | 1.722 | 1.5886 | 0 | -0.84091 | 0 | 0 | 0 | 0 | 0 | 0 | 0 | 0 | 0 | 0 | 0 | 0 | 0 | 0 | 0 |  |  | 232 | #N/A | #N/A | #N/A | #N/A | #N/A | #N/A | 232 | #N/A | #N/A | #N/A | #N/A | #N/A | #N/A | #N/A
|  |  | 0 | 0 | 0 | 0 | 0 | 0 | 0 | 0 | 0 | 0 | 0 | 0 | 0 | 0 | 0 | 0 | 0 | 0 | 0 | 0 | 0 | 0 | 0 | 0 | 0 | 0 | 0 | 0 | 0 | 0 | 0 | 0 | 0 | 0 | 0 | 0 | 0 | 0 | 0 | 0 | 0 | 0 | 0 | 0 | 0 | 0 | 0 | 0 | 0 | 0 | 0 | 0 | 0 | 0 | 0 | 0 | 0 | 0 | 0 | 0 | 0 | 0 |  | 1.1274 | 0 | 1.0012 | 1.722 | 1.5886 | 0 | -0.84091 | 0 | 0 | 0 | 0 | 0 | 0 | 0 | 0 | 0 | 0 | 0 | 0 | 0 | 0 | 0 |  |  | 233 | #N/A | #N/A | #N/A | #N/A | #N/A | #N/A | 233 | #N/A | #N/A | #N/A | #N/A | #N/A | #N/A | #N/A
|  |  | 0 | 0 | 0 | 0 | 0 | 0 | 0 | 0 | 0 | 0 | 0 | 0 | 0 | 0 | 0 | 0 | 0 | 0 | 0 | 0 | 0 | 0 | 0 | 0 | 0 | 0 | 0 | 0 | 0 | 0 | 0 | 0 | 0 | 0 | 0 | 0 | 0 | 0 | 0 | 0 | 0 | 0 | 0 | 0 | 0 | 0 | 0 | 0 | 0 | 0 | 0 | 0 | 0 | 0 | 0 | 0 | 0 | 0 | 0 | 0 | 0 | 0 |  | 1.1274 | 0 | 1.0012 | 1.722 | 1.5886 | 0 | -0.84091 | 0 | 0 | 0 | 0 | 0 | 0 | 0 | 0 | 0 | 0 | 0 | 0 | 0 | 0 | 0 |  |  | 234 | #N/A | #N/A | #N/A | #N/A | #N/A | #N/A | 234 | #N/A | #N/A | #N/A | #N/A | #N/A | #N/A | #N/A
|  |  | 0 | 0 | 0 | 0 | 0 | 0 | 0 | 0 | 0 | 0 | 0 | 0 | 0 | 0 | 0 | 0 | 0 | 0 | 0 | 0 | 0 | 0 | 0 | 0 | 0 | 0 | 0 | 0 | 0 | 0 | 0 | 0 | 0 | 0 | 0 | 0 | 0 | 0 | 0 | 0 | 0 | 0 | 0 | 0 | 0 | 0 | 0 | 0 | 0 | 0 | 0 | 0 | 0 | 0 | 0 | 0 | 0 | 0 | 0 | 0 | 0 | 0 |  | 1.1274 | 0 | 1.0012 | 1.722 | 1.5886 | 0 | -0.84091 | 0 | 0 | 0 | 0 | 0 | 0 | 0 | 0 | 0 | 0 | 0 | 0 | 0 | 0 | 0 |  |  | 235 | #N/A | #N/A | #N/A | #N/A | #N/A | #N/A | 235 | #N/A | #N/A | #N/A | #N/A | #N/A | #N/A | #N/A
|  |  | 0 | 0 | 0 | 0 | 0 | 0 | 0 | 0 | 0 | 0 | 0 | 0 | 0 | 0 | 0 | 0 | 0 | 0 | 0 | 0 | 0 | 0 | 0 | 0 | 0 | 0 | 0 | 0 | 0 | 0 | 0 | 0 | 0 | 0 | 0 | 0 | 0 | 0 | 0 | 0 | 0 | 0 | 0 | 0 | 0 | 0 | 0 | 0 | 0 | 0 | 0 | 0 | 0 | 0 | 0 | 0 | 0 | 0 | 0 | 0 | 0 | 0 |  | 1.1274 | 0 | 1.0012 | 1.722 | 1.5886 | 0 | -0.84091 | 0 | 0 | 0 | 0 | 0 | 0 | 0 | 0 | 0 | 0 | 0 | 0 | 0 | 0 | 0 |  |  | 236 | #N/A | #N/A | #N/A | #N/A | #N/A | #N/A | 236 | #N/A | #N/A | #N/A | #N/A | #N/A | #N/A | #N/A
|  |  | 0 | 0 | 0 | 0 | 0 | 0 | 0 | 0 | 0 | 0 | 0 | 0 | 0 | 0 | 0 | 0 | 0 | 0 | 0 | 0 | 0 | 0 | 0 | 0 | 0 | 0 | 0 | 0 | 0 | 0 | 0 | 0 | 0 | 0 | 0 | 0 | 0 | 0 | 0 | 0 | 0 | 0 | 0 | 0 | 0 | 0 | 0 | 0 | 0 | 0 | 0 | 0 | 0 | 0 | 0 | 0 | 0 | 0 | 0 | 0 | 0 | 0 |  | 1.1274 | 0 | 1.0012 | 1.722 | 1.5886 | 0 | -0.84091 | 0 | 0 | 0 | 0 | 0 | 0 | 0 | 0 | 0 | 0 | 0 | 0 | 0 | 0 | 0 |  |  | 237 | #N/A | #N/A | #N/A | #N/A | #N/A | #N/A | 237 | #N/A | #N/A | #N/A | #N/A | #N/A | #N/A | #N/A
|  |  | 0 | 0 | 0 | 0 | 0 | 0 | 0 | 0 | 0 | 0 | 0 | 0 | 0 | 0 | 0 | 0 | 0 | 0 | 0 | 0 | 0 | 0 | 0 | 0 | 0 | 0 | 0 | 0 | 0 | 0 | 0 | 0 | 0 | 0 | 0 | 0 | 0 | 0 | 0 | 0 | 0 | 0 | 0 | 0 | 0 | 0 | 0 | 0 | 0 | 0 | 0 | 0 | 0 | 0 | 0 | 0 | 0 | 0 | 0 | 0 | 0 | 0 |  | 1.1274 | 0 | 1.0012 | 1.722 | 1.5886 | 0 | -0.84091 | 0 | 0 | 0 | 0 | 0 | 0 | 0 | 0 | 0 | 0 | 0 | 0 | 0 | 0 | 0 |  |  | 238 | #N/A | #N/A | #N/A | #N/A | #N/A | #N/A | 238 | #N/A | #N/A | #N/A | #N/A | #N/A | #N/A | #N/A
|  |  | 0 | 0 | 0 | 0 | 0 | 0 | 0 | 0 | 0 | 0 | 0 | 0 | 0 | 0 | 0 | 0 | 0 | 0 | 0 | 0 | 0 | 0 | 0 | 0 | 0 | 0 | 0 | 0 | 0 | 0 | 0 | 0 | 0 | 0 | 0 | 0 | 0 | 0 | 0 | 0 | 0 | 0 | 0 | 0 | 0 | 0 | 0 | 0 | 0 | 0 | 0 | 0 | 0 | 0 | 0 | 0 | 0 | 0 | 0 | 0 | 0 | 0 |  | 1.1274 | 0 | 1.0012 | 1.722 | 1.5886 | 0 | -0.84091 | 0 | 0 | 0 | 0 | 0 | 0 | 0 | 0 | 0 | 0 | 0 | 0 | 0 | 0 | 0 |  |  | 239 | #N/A | #N/A | #N/A | #N/A | #N/A | #N/A | 239 | #N/A | #N/A | #N/A | #N/A | #N/A | #N/A | #N/A
|  |  | 0 | 0 | 0 | 0 | 0 | 0 | 0 | 0 | 0 | 0 | 0 | 0 | 0 | 0 | 0 | 0 | 0 | 0 | 0 | 0 | 0 | 0 | 0 | 0 | 0 | 0 | 0 | 0 | 0 | 0 | 0 | 0 | 0 | 0 | 0 | 0 | 0 | 0 | 0 | 0 | 0 | 0 | 0 | 0 | 0 | 0 | 0 | 0 | 0 | 0 | 0 | 0 | 0 | 0 | 0 | 0 | 0 | 0 | 0 | 0 | 0 | 0 |  | 1.1274 | 0 | 1.0012 | 1.722 | 1.5886 | 0 | -0.84091 | 0 | 0 | 0 | 0 | 0 | 0 | 0 | 0 | 0 | 0 | 0 | 0 | 0 | 0 | 0 |  |  | 240 | #N/A | #N/A | #N/A | #N/A | #N/A | #N/A | 240 | #N/A | #N/A | #N/A | #N/A | #N/A | #N/A | #N/A
|  |  | 0 | 0 | 0 | 0 | 0 | 0 | 0 | 0 | 0 | 0 | 0 | 0 | 0 | 0 | 0 | 0 | 0 | 0 | 0 | 0 | 0 | 0 | 0 | 0 | 0 | 0 | 0 | 0 | 0 | 0 | 0 | 0 | 0 | 0 | 0 | 0 | 0 | 0 | 0 | 0 | 0 | 0 | 0 | 0 | 0 | 0 | 0 | 0 | 0 | 0 | 0 | 0 | 0 | 0 | 0 | 0 | 0 | 0 | 0 | 0 | 0 | 0 |  | 1.1274 | 0 | 1.0012 | 1.722 | 1.5886 | 0 | -0.84091 | 0 | 0 | 0 | 0 | 0 | 0 | 0 | 0 | 0 | 0 | 0 | 0 | 0 | 0 | 0 |  |  | 241 | #N/A | #N/A | #N/A | #N/A | #N/A | #N/A | 241 | #N/A | #N/A | #N/A | #N/A | #N/A | #N/A | #N/A
|  |  | 0 | 0 | 0 | 0 | 0 | 0 | 0 | 0 | 0 | 0 | 0 | 0 | 0 | 0 | 0 | 0 | 0 | 0 | 0 | 0 | 0 | 0 | 0 | 0 | 0 | 0 | 0 | 0 | 0 | 0 | 0 | 0 | 0 | 0 | 0 | 0 | 0 | 0 | 0 | 0 | 0 | 0 | 0 | 0 | 0 | 0 | 0 | 0 | 0 | 0 | 0 | 0 | 0 | 0 | 0 | 0 | 0 | 0 | 0 | 0 | 0 | 0 |  | 1.1274 | 0 | 1.0012 | 1.722 | 1.5886 | 0 | -0.84091 | 0 | 0 | 0 | 0 | 0 | 0 | 0 | 0 | 0 | 0 | 0 | 0 | 0 | 0 | 0 |  |  | 242 | #N/A | #N/A | #N/A | #N/A | #N/A | #N/A | 242 | #N/A | #N/A | #N/A | #N/A | #N/A | #N/A | #N/A
|  |  | 0 | 0 | 0 | 0 | 0 | 0 | 0 | 0 | 0 | 0 | 0 | 0 | 0 | 0 | 0 | 0 | 0 | 0 | 0 | 0 | 0 | 0 | 0 | 0 | 0 | 0 | 0 | 0 | 0 | 0 | 0 | 0 | 0 | 0 | 0 | 0 | 0 | 0 | 0 | 0 | 0 | 0 | 0 | 0 | 0 | 0 | 0 | 0 | 0 | 0 | 0 | 0 | 0 | 0 | 0 | 0 | 0 | 0 | 0 | 0 | 0 | 0 |  | 1.1274 | 0 | 1.0012 | 1.722 | 1.5886 | 0 | -0.84091 | 0 | 0 | 0 | 0 | 0 | 0 | 0 | 0 | 0 | 0 | 0 | 0 | 0 | 0 | 0 |  |  | 243 | #N/A | #N/A | #N/A | #N/A | #N/A | #N/A | 243 | #N/A | #N/A | #N/A | #N/A | #N/A | #N/A | #N/A
|  |  | 0 | 0 | 0 | 0 | 0 | 0 | 0 | 0 | 0 | 0 | 0 | 0 | 0 | 0 | 0 | 0 | 0 | 0 | 0 | 0 | 0 | 0 | 0 | 0 | 0 | 0 | 0 | 0 | 0 | 0 | 0 | 0 | 0 | 0 | 0 | 0 | 0 | 0 | 0 | 0 | 0 | 0 | 0 | 0 | 0 | 0 | 0 | 0 | 0 | 0 | 0 | 0 | 0 | 0 | 0 | 0 | 0 | 0 | 0 | 0 | 0 | 0 |  | 1.1274 | 0 | 1.0012 | 1.722 | 1.5886 | 0 | -0.84091 | 0 | 0 | 0 | 0 | 0 | 0 | 0 | 0 | 0 | 0 | 0 | 0 | 0 | 0 | 0 |  |  | 244 | #N/A | #N/A | #N/A | #N/A | #N/A | #N/A | 244 | #N/A | #N/A | #N/A | #N/A | #N/A | #N/A | #N/A
|  |  | 0 | 0 | 0 | 0 | 0 | 0 | 0 | 0 | 0 | 0 | 0 | 0 | 0 | 0 | 0 | 0 | 0 | 0 | 0 | 0 | 0 | 0 | 0 | 0 | 0 | 0 | 0 | 0 | 0 | 0 | 0 | 0 | 0 | 0 | 0 | 0 | 0 | 0 | 0 | 0 | 0 | 0 | 0 | 0 | 0 | 0 | 0 | 0 | 0 | 0 | 0 | 0 | 0 | 0 | 0 | 0 | 0 | 0 | 0 | 0 | 0 | 0 |  | 1.1274 | 0 | 1.0012 | 1.722 | 1.5886 | 0 | -0.84091 | 0 | 0 | 0 | 0 | 0 | 0 | 0 | 0 | 0 | 0 | 0 | 0 | 0 | 0 | 0 |  |  | 245 | #N/A | #N/A | #N/A | #N/A | #N/A | #N/A | 245 | #N/A | #N/A | #N/A | #N/A | #N/A | #N/A | #N/A
|  |  | 0 | 0 | 0 | 0 | 0 | 0 | 0 | 0 | 0 | 0 | 0 | 0 | 0 | 0 | 0 | 0 | 0 | 0 | 0 | 0 | 0 | 0 | 0 | 0 | 0 | 0 | 0 | 0 | 0 | 0 | 0 | 0 | 0 | 0 | 0 | 0 | 0 | 0 | 0 | 0 | 0 | 0 | 0 | 0 | 0 | 0 | 0 | 0 | 0 | 0 | 0 | 0 | 0 | 0 | 0 | 0 | 0 | 0 | 0 | 0 | 0 | 0 |  | 1.1274 | 0 | 1.0012 | 1.722 | 1.5886 | 0 | -0.84091 | 0 | 0 | 0 | 0 | 0 | 0 | 0 | 0 | 0 | 0 | 0 | 0 | 0 | 0 | 0 |  |  | 246 | #N/A | #N/A | #N/A | #N/A | #N/A | #N/A | 246 | #N/A | #N/A | #N/A | #N/A | #N/A | #N/A | #N/A
|  |  | 0 | 0 | 0 | 0 | 0 | 0 | 0 | 0 | 0 | 0 | 0 | 0 | 0 | 0 | 0 | 0 | 0 | 0 | 0 | 0 | 0 | 0 | 0 | 0 | 0 | 0 | 0 | 0 | 0 | 0 | 0 | 0 | 0 | 0 | 0 | 0 | 0 | 0 | 0 | 0 | 0 | 0 | 0 | 0 | 0 | 0 | 0 | 0 | 0 | 0 | 0 | 0 | 0 | 0 | 0 | 0 | 0 | 0 | 0 | 0 | 0 | 0 |  | 1.1274 | 0 | 1.0012 | 1.722 | 1.5886 | 0 | -0.84091 | 0 | 0 | 0 | 0 | 0 | 0 | 0 | 0 | 0 | 0 | 0 | 0 | 0 | 0 | 0 |  |  | 247 | #N/A | #N/A | #N/A | #N/A | #N/A | #N/A | 247 | #N/A | #N/A | #N/A | #N/A | #N/A | #N/A | #N/A
|  |  | 0 | 0 | 0 | 0 | 0 | 0 | 0 | 0 | 0 | 0 | 0 | 0 | 0 | 0 | 0 | 0 | 0 | 0 | 0 | 0 | 0 | 0 | 0 | 0 | 0 | 0 | 0 | 0 | 0 | 0 | 0 | 0 | 0 | 0 | 0 | 0 | 0 | 0 | 0 | 0 | 0 | 0 | 0 | 0 | 0 | 0 | 0 | 0 | 0 | 0 | 0 | 0 | 0 | 0 | 0 | 0 | 0 | 0 | 0 | 0 | 0 | 0 |  | 1.1274 | 0 | 1.0012 | 1.722 | 1.5886 | 0 | -0.84091 | 0 | 0 | 0 | 0 | 0 | 0 | 0 | 0 | 0 | 0 | 0 | 0 | 0 | 0 | 0 |  |  | 248 | #N/A | #N/A | #N/A | #N/A | #N/A | #N/A | 248 | #N/A | #N/A | #N/A | #N/A | #N/A | #N/A | #N/A
|  |  | 0 | 0 | 0 | 0 | 0 | 0 | 0 | 0 | 0 | 0 | 0 | 0 | 0 | 0 | 0 | 0 | 0 | 0 | 0 | 0 | 0 | 0 | 0 | 0 | 0 | 0 | 0 | 0 | 0 | 0 | 0 | 0 | 0 | 0 | 0 | 0 | 0 | 0 | 0 | 0 | 0 | 0 | 0 | 0 | 0 | 0 | 0 | 0 | 0 | 0 | 0 | 0 | 0 | 0 | 0 | 0 | 0 | 0 | 0 | 0 | 0 | 0 |  | 1.1274 | 0 | 1.0012 | 1.722 | 1.5886 | 0 | -0.84091 | 0 | 0 | 0 | 0 | 0 | 0 | 0 | 0 | 0 | 0 | 0 | 0 | 0 | 0 | 0 |  |  | 249 | #N/A | #N/A | #N/A | #N/A | #N/A | #N/A | 249 | #N/A | #N/A | #N/A | #N/A | #N/A | #N/A | #N/A
|  |  | 0 | 0 | 0 | 0 | 0 | 0 | 0 | 0 | 0 | 0 | 0 | 0 | 0 | 0 | 0 | 0 | 0 | 0 | 0 | 0 | 0 | 0 | 0 | 0 | 0 | 0 | 0 | 0 | 0 | 0 | 0 | 0 | 0 | 0 | 0 | 0 | 0 | 0 | 0 | 0 | 0 | 0 | 0 | 0 | 0 | 0 | 0 | 0 | 0 | 0 | 0 | 0 | 0 | 0 | 0 | 0 | 0 | 0 | 0 | 0 | 0 | 0 |  | 1.1274 | 0 | 1.0012 | 1.722 | 1.5886 | 0 | -0.84091 | 0 | 0 | 0 | 0 | 0 | 0 | 0 | 0 | 0 | 0 | 0 | 0 | 0 | 0 | 0 |  |  | 250 | #N/A | #N/A | #N/A | #N/A | #N/A | #N/A | 250 | #N/A | #N/A | #N/A | #N/A | #N/A | #N/A | #N/A
|  |  | 0 | 0 | 0 | 0 | 0 | 0 | 0 | 0 | 0 | 0 | 0 | 0 | 0 | 0 | 0 | 0 | 0 | 0 | 0 | 0 | 0 | 0 | 0 | 0 | 0 | 0 | 0 | 0 | 0 | 0 | 0 | 0 | 0 | 0 | 0 | 0 | 0 | 0 | 0 | 0 | 0 | 0 | 0 | 0 | 0 | 0 | 0 | 0 | 0 | 0 | 0 | 0 | 0 | 0 | 0 | 0 | 0 | 0 | 0 | 0 | 0 | 0 |  | 1.1274 | 0 | 1.0012 | 1.722 | 1.5886 | 0 | -0.84091 | 0 | 0 | 0 | 0 | 0 | 0 | 0 | 0 | 0 | 0 | 0 | 0 | 0 | 0 | 0 |  |  | 251 | #N/A | #N/A | #N/A | #N/A | #N/A | #N/A | 251 | #N/A | #N/A | #N/A | #N/A | #N/A | #N/A | #N/A
|  |  | 0 | 0 | 0 | 0 | 0 | 0 | 0 | 0 | 0 | 0 | 0 | 0 | 0 | 0 | 0 | 0 | 0 | 0 | 0 | 0 | 0 | 0 | 0 | 0 | 0 | 0 | 0 | 0 | 0 | 0 | 0 | 0 | 0 | 0 | 0 | 0 | 0 | 0 | 0 | 0 | 0 | 0 | 0 | 0 | 0 | 0 | 0 | 0 | 0 | 0 | 0 | 0 | 0 | 0 | 0 | 0 | 0 | 0 | 0 | 0 | 0 | 0 |  | 1.1274 | 0 | 1.0012 | 1.722 | 1.5886 | 0 | -0.84091 | 0 | 0 | 0 | 0 | 0 | 0 | 0 | 0 | 0 | 0 | 0 | 0 | 0 | 0 | 0 |  |  | 252 | #N/A | #N/A | #N/A | #N/A | #N/A | #N/A | 252 | #N/A | #N/A | #N/A | #N/A | #N/A | #N/A | #N/A
|  |  | 0 | 0 | 0 | 0 | 0 | 0 | 0 | 0 | 0 | 0 | 0 | 0 | 0 | 0 | 0 | 0 | 0 | 0 | 0 | 0 | 0 | 0 | 0 | 0 | 0 | 0 | 0 | 0 | 0 | 0 | 0 | 0 | 0 | 0 | 0 | 0 | 0 | 0 | 0 | 0 | 0 | 0 | 0 | 0 | 0 | 0 | 0 | 0 | 0 | 0 | 0 | 0 | 0 | 0 | 0 | 0 | 0 | 0 | 0 | 0 | 0 | 0 |  | 1.1274 | 0 | 1.0012 | 1.722 | 1.5886 | 0 | -0.84091 | 0 | 0 | 0 | 0 | 0 | 0 | 0 | 0 | 0 | 0 | 0 | 0 | 0 | 0 | 0 |  |  | 253 | #N/A | #N/A | #N/A | #N/A | #N/A | #N/A | 253 | #N/A | #N/A | #N/A | #N/A | #N/A | #N/A | #N/A
|  |  | 0 | 0 | 0 | 0 | 0 | 0 | 0 | 0 | 0 | 0 | 0 | 0 | 0 | 0 | 0 | 0 | 0 | 0 | 0 | 0 | 0 | 0 | 0 | 0 | 0 | 0 | 0 | 0 | 0 | 0 | 0 | 0 | 0 | 0 | 0 | 0 | 0 | 0 | 0 | 0 | 0 | 0 | 0 | 0 | 0 | 0 | 0 | 0 | 0 | 0 | 0 | 0 | 0 | 0 | 0 | 0 | 0 | 0 | 0 | 0 | 0 | 0 |  | 1.1274 | 0 | 1.0012 | 1.722 | 1.5886 | 0 | -0.84091 | 0 | 0 | 0 | 0 | 0 | 0 | 0 | 0 | 0 | 0 | 0 | 0 | 0 | 0 | 0 |  |  | 254 | #N/A | #N/A | #N/A | #N/A | #N/A | #N/A | 254 | #N/A | #N/A | #N/A | #N/A | #N/A | #N/A | #N/A
|  |  | 0 | 0 | 0 | 0 | 0 | 0 | 0 | 0 | 0 | 0 | 0 | 0 | 0 | 0 | 0 | 0 | 0 | 0 | 0 | 0 | 0 | 0 | 0 | 0 | 0 | 0 | 0 | 0 | 0 | 0 | 0 | 0 | 0 | 0 | 0 | 0 | 0 | 0 | 0 | 0 | 0 | 0 | 0 | 0 | 0 | 0 | 0 | 0 | 0 | 0 | 0 | 0 | 0 | 0 | 0 | 0 | 0 | 0 | 0 | 0 | 0 | 0 |  | 1.1274 | 0 | 1.0012 | 1.722 | 1.5886 | 0 | -0.84091 | 0 | 0 | 0 | 0 | 0 | 0 | 0 | 0 | 0 | 0 | 0 | 0 | 0 | 0 | 0 |  |  | 255 | #N/A | #N/A | #N/A | #N/A | #N/A | #N/A | 255 | #N/A | #N/A | #N/A | #N/A | #N/A | #N/A | #N/A
|  |  | 0 | 0 | 0 | 0 | 0 | 0 | 0 | 0 | 0 | 0 | 0 | 0 | 0 | 0 | 0 | 0 | 0 | 0 | 0 | 0 | 0 | 0 | 0 | 0 | 0 | 0 | 0 | 0 | 0 | 0 | 0 | 0 | 0 | 0 | 0 | 0 | 0 | 0 | 0 | 0 | 0 | 0 | 0 | 0 | 0 | 0 | 0 | 0 | 0 | 0 | 0 | 0 | 0 | 0 | 0 | 0 | 0 | 0 | 0 | 0 | 0 | 0 |  | 1.1274 | 0 | 1.0012 | 1.722 | 1.5886 | 0 | -0.84091 | 0 | 0 | 0 | 0 | 0 | 0 | 0 | 0 | 0 | 0 | 0 | 0 | 0 | 0 | 0 |  |  | 256 | #N/A | #N/A | #N/A | #N/A | #N/A | #N/A | 256 | #N/A | #N/A | #N/A | #N/A | #N/A | #N/A | #N/A
|  |  | 0 | 0 | 0 | 0 | 0 | 0 | 0 | 0 | 0 | 0 | 0 | 0 | 0 | 0 | 0 | 0 | 0 | 0 | 0 | 0 | 0 | 0 | 0 | 0 | 0 | 0 | 0 | 0 | 0 | 0 | 0 | 0 | 0 | 0 | 0 | 0 | 0 | 0 | 0 | 0 | 0 | 0 | 0 | 0 | 0 | 0 | 0 | 0 | 0 | 0 | 0 | 0 | 0 | 0 | 0 | 0 | 0 | 0 | 0 | 0 | 0 | 0 |  | 1.1274 | 0 | 1.0012 | 1.722 | 1.5886 | 0 | -0.84091 | 0 | 0 | 0 | 0 | 0 | 0 | 0 | 0 | 0 | 0 | 0 | 0 | 0 | 0 | 0 |  |  | 257 | #N/A | #N/A | #N/A | #N/A | #N/A | #N/A | 257 | #N/A | #N/A | #N/A | #N/A | #N/A | #N/A | #N/A
|  |  | 0 | 0 | 0 | 0 | 0 | 0 | 0 | 0 | 0 | 0 | 0 | 0 | 0 | 0 | 0 | 0 | 0 | 0 | 0 | 0 | 0 | 0 | 0 | 0 | 0 | 0 | 0 | 0 | 0 | 0 | 0 | 0 | 0 | 0 | 0 | 0 | 0 | 0 | 0 | 0 | 0 | 0 | 0 | 0 | 0 | 0 | 0 | 0 | 0 | 0 | 0 | 0 | 0 | 0 | 0 | 0 | 0 | 0 | 0 | 0 | 0 | 0 |  | 1.1274 | 0 | 1.0012 | 1.722 | 1.5886 | 0 | -0.84091 | 0 | 0 | 0 | 0 | 0 | 0 | 0 | 0 | 0 | 0 | 0 | 0 | 0 | 0 | 0 |  |  | 258 | #N/A | #N/A | #N/A | #N/A | #N/A | #N/A | 258 | #N/A | #N/A | #N/A | #N/A | #N/A | #N/A | #N/A
|  |  | 0 | 0 | 0 | 0 | 0 | 0 | 0 | 0 | 0 | 0 | 0 | 0 | 0 | 0 | 0 | 0 | 0 | 0 | 0 | 0 | 0 | 0 | 0 | 0 | 0 | 0 | 0 | 0 | 0 | 0 | 0 | 0 | 0 | 0 | 0 | 0 | 0 | 0 | 0 | 0 | 0 | 0 | 0 | 0 | 0 | 0 | 0 | 0 | 0 | 0 | 0 | 0 | 0 | 0 | 0 | 0 | 0 | 0 | 0 | 0 | 0 | 0 |  | 1.1274 | 0 | 1.0012 | 1.722 | 1.5886 | 0 | -0.84091 | 0 | 0 | 0 | 0 | 0 | 0 | 0 | 0 | 0 | 0 | 0 | 0 | 0 | 0 | 0 |  |  | 259 | #N/A | #N/A | #N/A | #N/A | #N/A | #N/A | 259 | #N/A | #N/A | #N/A | #N/A | #N/A | #N/A | #N/A
|  |  | 0 | 0 | 0 | 0 | 0 | 0 | 0 | 0 | 0 | 0 | 0 | 0 | 0 | 0 | 0 | 0 | 0 | 0 | 0 | 0 | 0 | 0 | 0 | 0 | 0 | 0 | 0 | 0 | 0 | 0 | 0 | 0 | 0 | 0 | 0 | 0 | 0 | 0 | 0 | 0 | 0 | 0 | 0 | 0 | 0 | 0 | 0 | 0 | 0 | 0 | 0 | 0 | 0 | 0 | 0 | 0 | 0 | 0 | 0 | 0 | 0 | 0 |  | 1.1274 | 0 | 1.0012 | 1.722 | 1.5886 | 0 | -0.84091 | 0 | 0 | 0 | 0 | 0 | 0 | 0 | 0 | 0 | 0 | 0 | 0 | 0 | 0 | 0 |  |  | 260 | #N/A | #N/A | #N/A | #N/A | #N/A | #N/A | 260 | #N/A | #N/A | #N/A | #N/A | #N/A | #N/A | #N/A
|  |  | 0 | 0 | 0 | 0 | 0 | 0 | 0 | 0 | 0 | 0 | 0 | 0 | 0 | 0 | 0 | 0 | 0 | 0 | 0 | 0 | 0 | 0 | 0 | 0 | 0 | 0 | 0 | 0 | 0 | 0 | 0 | 0 | 0 | 0 | 0 | 0 | 0 | 0 | 0 | 0 | 0 | 0 | 0 | 0 | 0 | 0 | 0 | 0 | 0 | 0 | 0 | 0 | 0 | 0 | 0 | 0 | 0 | 0 | 0 | 0 | 0 | 0 |  | 1.1274 | 0 | 1.0012 | 1.722 | 1.5886 | 0 | -0.84091 | 0 | 0 | 0 | 0 | 0 | 0 | 0 | 0 | 0 | 0 | 0 | 0 | 0 | 0 | 0 |  |  | 261 | #N/A | #N/A | #N/A | #N/A | #N/A | #N/A | 261 | #N/A | #N/A | #N/A | #N/A | #N/A | #N/A | #N/A
|  |  | 0 | 0 | 0 | 0 | 0 | 0 | 0 | 0 | 0 | 0 | 0 | 0 | 0 | 0 | 0 | 0 | 0 | 0 | 0 | 0 | 0 | 0 | 0 | 0 | 0 | 0 | 0 | 0 | 0 | 0 | 0 | 0 | 0 | 0 | 0 | 0 | 0 | 0 | 0 | 0 | 0 | 0 | 0 | 0 | 0 | 0 | 0 | 0 | 0 | 0 | 0 | 0 | 0 | 0 | 0 | 0 | 0 | 0 | 0 | 0 | 0 | 0 |  | 1.1274 | 0 | 1.0012 | 1.722 | 1.5886 | 0 | -0.84091 | 0 | 0 | 0 | 0 | 0 | 0 | 0 | 0 | 0 | 0 | 0 | 0 | 0 | 0 | 0 |  |  | 262 | #N/A | #N/A | #N/A | #N/A | #N/A | #N/A | 262 | #N/A | #N/A | #N/A | #N/A | #N/A | #N/A | #N/A
|  |  | 0 | 0 | 0 | 0 | 0 | 0 | 0 | 0 | 0 | 0 | 0 | 0 | 0 | 0 | 0 | 0 | 0 | 0 | 0 | 0 | 0 | 0 | 0 | 0 | 0 | 0 | 0 | 0 | 0 | 0 | 0 | 0 | 0 | 0 | 0 | 0 | 0 | 0 | 0 | 0 | 0 | 0 | 0 | 0 | 0 | 0 | 0 | 0 | 0 | 0 | 0 | 0 | 0 | 0 | 0 | 0 | 0 | 0 | 0 | 0 | 0 | 0 |  | 1.1274 | 0 | 1.0012 | 1.722 | 1.5886 | 0 | -0.84091 | 0 | 0 | 0 | 0 | 0 | 0 | 0 | 0 | 0 | 0 | 0 | 0 | 0 | 0 | 0 |  |  | 263 | #N/A | #N/A | #N/A | #N/A | #N/A | #N/A | 263 | #N/A | #N/A | #N/A | #N/A | #N/A | #N/A | #N/A
|  |  | 0 | 0 | 0 | 0 | 0 | 0 | 0 | 0 | 0 | 0 | 0 | 0 | 0 | 0 | 0 | 0 | 0 | 0 | 0 | 0 | 0 | 0 | 0 | 0 | 0 | 0 | 0 | 0 | 0 | 0 | 0 | 0 | 0 | 0 | 0 | 0 | 0 | 0 | 0 | 0 | 0 | 0 | 0 | 0 | 0 | 0 | 0 | 0 | 0 | 0 | 0 | 0 | 0 | 0 | 0 | 0 | 0 | 0 | 0 | 0 | 0 | 0 |  | 1.1274 | 0 | 1.0012 | 1.722 | 1.5886 | 0 | -0.84091 | 0 | 0 | 0 | 0 | 0 | 0 | 0 | 0 | 0 | 0 | 0 | 0 | 0 | 0 | 0 |  |  | 264 | #N/A | #N/A | #N/A | #N/A | #N/A | #N/A | 264 | #N/A | #N/A | #N/A | #N/A | #N/A | #N/A | #N/A
|  |  | 0 | 0 | 0 | 0 | 0 | 0 | 0 | 0 | 0 | 0 | 0 | 0 | 0 | 0 | 0 | 0 | 0 | 0 | 0 | 0 | 0 | 0 | 0 | 0 | 0 | 0 | 0 | 0 | 0 | 0 | 0 | 0 | 0 | 0 | 0 | 0 | 0 | 0 | 0 | 0 | 0 | 0 | 0 | 0 | 0 | 0 | 0 | 0 | 0 | 0 | 0 | 0 | 0 | 0 | 0 | 0 | 0 | 0 | 0 | 0 | 0 | 0 |  | 1.1274 | 0 | 1.0012 | 1.722 | 1.5886 | 0 | -0.84091 | 0 | 0 | 0 | 0 | 0 | 0 | 0 | 0 | 0 | 0 | 0 | 0 | 0 | 0 | 0 |  |  | 265 | #N/A | #N/A | #N/A | #N/A | #N/A | #N/A | 265 | #N/A | #N/A | #N/A | #N/A | #N/A | #N/A | #N/A
|  |  | 0 | 0 | 0 | 0 | 0 | 0 | 0 | 0 | 0 | 0 | 0 | 0 | 0 | 0 | 0 | 0 | 0 | 0 | 0 | 0 | 0 | 0 | 0 | 0 | 0 | 0 | 0 | 0 | 0 | 0 | 0 | 0 | 0 | 0 | 0 | 0 | 0 | 0 | 0 | 0 | 0 | 0 | 0 | 0 | 0 | 0 | 0 | 0 | 0 | 0 | 0 | 0 | 0 | 0 | 0 | 0 | 0 | 0 | 0 | 0 | 0 | 0 |  | 1.1274 | 0 | 1.0012 | 1.722 | 1.5886 | 0 | -0.84091 | 0 | 0 | 0 | 0 | 0 | 0 | 0 | 0 | 0 | 0 | 0 | 0 | 0 | 0 | 0 |  |  | 266 | #N/A | #N/A | #N/A | #N/A | #N/A | #N/A | 266 | #N/A | #N/A | #N/A | #N/A | #N/A | #N/A | #N/A
|  |  | 0 | 0 | 0 | 0 | 0 | 0 | 0 | 0 | 0 | 0 | 0 | 0 | 0 | 0 | 0 | 0 | 0 | 0 | 0 | 0 | 0 | 0 | 0 | 0 | 0 | 0 | 0 | 0 | 0 | 0 | 0 | 0 | 0 | 0 | 0 | 0 | 0 | 0 | 0 | 0 | 0 | 0 | 0 | 0 | 0 | 0 | 0 | 0 | 0 | 0 | 0 | 0 | 0 | 0 | 0 | 0 | 0 | 0 | 0 | 0 | 0 | 0 |  | 1.1274 | 0 | 1.0012 | 1.722 | 1.5886 | 0 | -0.84091 | 0 | 0 | 0 | 0 | 0 | 0 | 0 | 0 | 0 | 0 | 0 | 0 | 0 | 0 | 0 |  |  | 267 | #N/A | #N/A | #N/A | #N/A | #N/A | #N/A | 267 | #N/A | #N/A | #N/A | #N/A | #N/A | #N/A | #N/A
|  |  | 0 | 0 | 0 | 0 | 0 | 0 | 0 | 0 | 0 | 0 | 0 | 0 | 0 | 0 | 0 | 0 | 0 | 0 | 0 | 0 | 0 | 0 | 0 | 0 | 0 | 0 | 0 | 0 | 0 | 0 | 0 | 0 | 0 | 0 | 0 | 0 | 0 | 0 | 0 | 0 | 0 | 0 | 0 | 0 | 0 | 0 | 0 | 0 | 0 | 0 | 0 | 0 | 0 | 0 | 0 | 0 | 0 | 0 | 0 | 0 | 0 | 0 |  | 1.1274 | 0 | 1.0012 | 1.722 | 1.5886 | 0 | -0.84091 | 0 | 0 | 0 | 0 | 0 | 0 | 0 | 0 | 0 | 0 | 0 | 0 | 0 | 0 | 0 |  |  | 268 | #N/A | #N/A | #N/A | #N/A | #N/A | #N/A | 268 | #N/A | #N/A | #N/A | #N/A | #N/A | #N/A | #N/A
|  |  | 0 | 0 | 0 | 0 | 0 | 0 | 0 | 0 | 0 | 0 | 0 | 0 | 0 | 0 | 0 | 0 | 0 | 0 | 0 | 0 | 0 | 0 | 0 | 0 | 0 | 0 | 0 | 0 | 0 | 0 | 0 | 0 | 0 | 0 | 0 | 0 | 0 | 0 | 0 | 0 | 0 | 0 | 0 | 0 | 0 | 0 | 0 | 0 | 0 | 0 | 0 | 0 | 0 | 0 | 0 | 0 | 0 | 0 | 0 | 0 | 0 | 0 |  | 1.1274 | 0 | 1.0012 | 1.722 | 1.5886 | 0 | -0.84091 | 0 | 0 | 0 | 0 | 0 | 0 | 0 | 0 | 0 | 0 | 0 | 0 | 0 | 0 | 0 |  |  | 269 | #N/A | #N/A | #N/A | #N/A | #N/A | #N/A | 269 | #N/A | #N/A | #N/A | #N/A | #N/A | #N/A | #N/A
|  |  | 0 | 0 | 0 | 0 | 0 | 0 | 0 | 0 | 0 | 0 | 0 | 0 | 0 | 0 | 0 | 0 | 0 | 0 | 0 | 0 | 0 | 0 | 0 | 0 | 0 | 0 | 0 | 0 | 0 | 0 | 0 | 0 | 0 | 0 | 0 | 0 | 0 | 0 | 0 | 0 | 0 | 0 | 0 | 0 | 0 | 0 | 0 | 0 | 0 | 0 | 0 | 0 | 0 | 0 | 0 | 0 | 0 | 0 | 0 | 0 | 0 | 0 |  | 1.1274 | 0 | 1.0012 | 1.722 | 1.5886 | 0 | -0.84091 | 0 | 0 | 0 | 0 | 0 | 0 | 0 | 0 | 0 | 0 | 0 | 0 | 0 | 0 | 0 |  |  | 270 | #N/A | #N/A | #N/A | #N/A | #N/A | #N/A | 270 | #N/A | #N/A | #N/A | #N/A | #N/A | #N/A | #N/A
|  |  | 0 | 0 | 0 | 0 | 0 | 0 | 0 | 0 | 0 | 0 | 0 | 0 | 0 | 0 | 0 | 0 | 0 | 0 | 0 | 0 | 0 | 0 | 0 | 0 | 0 | 0 | 0 | 0 | 0 | 0 | 0 | 0 | 0 | 0 | 0 | 0 | 0 | 0 | 0 | 0 | 0 | 0 | 0 | 0 | 0 | 0 | 0 | 0 | 0 | 0 | 0 | 0 | 0 | 0 | 0 | 0 | 0 | 0 | 0 | 0 | 0 | 0 |  | 1.1274 | 0 | 1.0012 | 1.722 | 1.5886 | 0 | -0.84091 | 0 | 0 | 0 | 0 | 0 | 0 | 0 | 0 | 0 | 0 | 0 | 0 | 0 | 0 | 0 |  |  | 271 | #N/A | #N/A | #N/A | #N/A | #N/A | #N/A | 271 | #N/A | #N/A | #N/A | #N/A | #N/A | #N/A | #N/A
|  |  | 0 | 0 | 0 | 0 | 0 | 0 | 0 | 0 | 0 | 0 | 0 | 0 | 0 | 0 | 0 | 0 | 0 | 0 | 0 | 0 | 0 | 0 | 0 | 0 | 0 | 0 | 0 | 0 | 0 | 0 | 0 | 0 | 0 | 0 | 0 | 0 | 0 | 0 | 0 | 0 | 0 | 0 | 0 | 0 | 0 | 0 | 0 | 0 | 0 | 0 | 0 | 0 | 0 | 0 | 0 | 0 | 0 | 0 | 0 | 0 | 0 | 0 |  | 1.1274 | 0 | 1.0012 | 1.722 | 1.5886 | 0 | -0.84091 | 0 | 0 | 0 | 0 | 0 | 0 | 0 | 0 | 0 | 0 | 0 | 0 | 0 | 0 | 0 |  |  | 272 | #N/A | #N/A | #N/A | #N/A | #N/A | #N/A | 272 | #N/A | #N/A | #N/A | #N/A | #N/A | #N/A | #N/A
|  |  | 0 | 0 | 0 | 0 | 0 | 0 | 0 | 0 | 0 | 0 | 0 | 0 | 0 | 0 | 0 | 0 | 0 | 0 | 0 | 0 | 0 | 0 | 0 | 0 | 0 | 0 | 0 | 0 | 0 | 0 | 0 | 0 | 0 | 0 | 0 | 0 | 0 | 0 | 0 | 0 | 0 | 0 | 0 | 0 | 0 | 0 | 0 | 0 | 0 | 0 | 0 | 0 | 0 | 0 | 0 | 0 | 0 | 0 | 0 | 0 | 0 | 0 |  | 1.1274 | 0 | 1.0012 | 1.722 | 1.5886 | 0 | -0.84091 | 0 | 0 | 0 | 0 | 0 | 0 | 0 | 0 | 0 | 0 | 0 | 0 | 0 | 0 | 0 |  |  | 273 | #N/A | #N/A | #N/A | #N/A | #N/A | #N/A | 273 | #N/A | #N/A | #N/A | #N/A | #N/A | #N/A | #N/A
|  |  | 0 | 0 | 0 | 0 | 0 | 0 | 0 | 0 | 0 | 0 | 0 | 0 | 0 | 0 | 0 | 0 | 0 | 0 | 0 | 0 | 0 | 0 | 0 | 0 | 0 | 0 | 0 | 0 | 0 | 0 | 0 | 0 | 0 | 0 | 0 | 0 | 0 | 0 | 0 | 0 | 0 | 0 | 0 | 0 | 0 | 0 | 0 | 0 | 0 | 0 | 0 | 0 | 0 | 0 | 0 | 0 | 0 | 0 | 0 | 0 | 0 | 0 |  | 1.1274 | 0 | 1.0012 | 1.722 | 1.5886 | 0 | -0.84091 | 0 | 0 | 0 | 0 | 0 | 0 | 0 | 0 | 0 | 0 | 0 | 0 | 0 | 0 | 0 |  |  | 274 | #N/A | #N/A | #N/A | #N/A | #N/A | #N/A | 274 | #N/A | #N/A | #N/A | #N/A | #N/A | #N/A | #N/A
|  |  | 0 | 0 | 0 | 0 | 0 | 0 | 0 | 0 | 0 | 0 | 0 | 0 | 0 | 0 | 0 | 0 | 0 | 0 | 0 | 0 | 0 | 0 | 0 | 0 | 0 | 0 | 0 | 0 | 0 | 0 | 0 | 0 | 0 | 0 | 0 | 0 | 0 | 0 | 0 | 0 | 0 | 0 | 0 | 0 | 0 | 0 | 0 | 0 | 0 | 0 | 0 | 0 | 0 | 0 | 0 | 0 | 0 | 0 | 0 | 0 | 0 | 0 |  | 1.1274 | 0 | 1.0012 | 1.722 | 1.5886 | 0 | -0.84091 | 0 | 0 | 0 | 0 | 0 | 0 | 0 | 0 | 0 | 0 | 0 | 0 | 0 | 0 | 0 |  |  | 275 | #N/A | #N/A | #N/A | #N/A | #N/A | #N/A | 275 | #N/A | #N/A | #N/A | #N/A | #N/A | #N/A | #N/A
|  |  | 0 | 0 | 0 | 0 | 0 | 0 | 0 | 0 | 0 | 0 | 0 | 0 | 0 | 0 | 0 | 0 | 0 | 0 | 0 | 0 | 0 | 0 | 0 | 0 | 0 | 0 | 0 | 0 | 0 | 0 | 0 | 0 | 0 | 0 | 0 | 0 | 0 | 0 | 0 | 0 | 0 | 0 | 0 | 0 | 0 | 0 | 0 | 0 | 0 | 0 | 0 | 0 | 0 | 0 | 0 | 0 | 0 | 0 | 0 | 0 | 0 | 0 |  | 1.1274 | 0 | 1.0012 | 1.722 | 1.5886 | 0 | -0.84091 | 0 | 0 | 0 | 0 | 0 | 0 | 0 | 0 | 0 | 0 | 0 | 0 | 0 | 0 | 0 |  |  | 276 | #N/A | #N/A | #N/A | #N/A | #N/A | #N/A | 276 | #N/A | #N/A | #N/A | #N/A | #N/A | #N/A | #N/A
|  |  | 0 | 0 | 0 | 0 | 0 | 0 | 0 | 0 | 0 | 0 | 0 | 0 | 0 | 0 | 0 | 0 | 0 | 0 | 0 | 0 | 0 | 0 | 0 | 0 | 0 | 0 | 0 | 0 | 0 | 0 | 0 | 0 | 0 | 0 | 0 | 0 | 0 | 0 | 0 | 0 | 0 | 0 | 0 | 0 | 0 | 0 | 0 | 0 | 0 | 0 | 0 | 0 | 0 | 0 | 0 | 0 | 0 | 0 | 0 | 0 | 0 | 0 |  | 1.1274 | 0 | 1.0012 | 1.722 | 1.5886 | 0 | -0.84091 | 0 | 0 | 0 | 0 | 0 | 0 | 0 | 0 | 0 | 0 | 0 | 0 | 0 | 0 | 0 |  |  | 277 | #N/A | #N/A | #N/A | #N/A | #N/A | #N/A | 277 | #N/A | #N/A | #N/A | #N/A | #N/A | #N/A | #N/A
|  |  | 0 | 0 | 0 | 0 | 0 | 0 | 0 | 0 | 0 | 0 | 0 | 0 | 0 | 0 | 0 | 0 | 0 | 0 | 0 | 0 | 0 | 0 | 0 | 0 | 0 | 0 | 0 | 0 | 0 | 0 | 0 | 0 | 0 | 0 | 0 | 0 | 0 | 0 | 0 | 0 | 0 | 0 | 0 | 0 | 0 | 0 | 0 | 0 | 0 | 0 | 0 | 0 | 0 | 0 | 0 | 0 | 0 | 0 | 0 | 0 | 0 | 0 |  | 1.1274 | 0 | 1.0012 | 1.722 | 1.5886 | 0 | -0.84091 | 0 | 0 | 0 | 0 | 0 | 0 | 0 | 0 | 0 | 0 | 0 | 0 | 0 | 0 | 0 |  |  | 278 | #N/A | #N/A | #N/A | #N/A | #N/A | #N/A | 278 | #N/A | #N/A | #N/A | #N/A | #N/A | #N/A | #N/A
|  |  | 0 | 0 | 0 | 0 | 0 | 0 | 0 | 0 | 0 | 0 | 0 | 0 | 0 | 0 | 0 | 0 | 0 | 0 | 0 | 0 | 0 | 0 | 0 | 0 | 0 | 0 | 0 | 0 | 0 | 0 | 0 | 0 | 0 | 0 | 0 | 0 | 0 | 0 | 0 | 0 | 0 | 0 | 0 | 0 | 0 | 0 | 0 | 0 | 0 | 0 | 0 | 0 | 0 | 0 | 0 | 0 | 0 | 0 | 0 | 0 | 0 | 0 |  | 1.1274 | 0 | 1.0012 | 1.722 | 1.5886 | 0 | -0.84091 | 0 | 0 | 0 | 0 | 0 | 0 | 0 | 0 | 0 | 0 | 0 | 0 | 0 | 0 | 0 |  |  | 279 | #N/A | #N/A | #N/A | #N/A | #N/A | #N/A | 279 | #N/A | #N/A | #N/A | #N/A | #N/A | #N/A | #N/A
|  |  | 0 | 0 | 0 | 0 | 0 | 0 | 0 | 0 | 0 | 0 | 0 | 0 | 0 | 0 | 0 | 0 | 0 | 0 | 0 | 0 | 0 | 0 | 0 | 0 | 0 | 0 | 0 | 0 | 0 | 0 | 0 | 0 | 0 | 0 | 0 | 0 | 0 | 0 | 0 | 0 | 0 | 0 | 0 | 0 | 0 | 0 | 0 | 0 | 0 | 0 | 0 | 0 | 0 | 0 | 0 | 0 | 0 | 0 | 0 | 0 | 0 | 0 |  | 1.1274 | 0 | 1.0012 | 1.722 | 1.5886 | 0 | -0.84091 | 0 | 0 | 0 | 0 | 0 | 0 | 0 | 0 | 0 | 0 | 0 | 0 | 0 | 0 | 0 |  |  | 280 | #N/A | #N/A | #N/A | #N/A | #N/A | #N/A | 280 | #N/A | #N/A | #N/A | #N/A | #N/A | #N/A | #N/A
|  |  | 0 | 0 | 0 | 0 | 0 | 0 | 0 | 0 | 0 | 0 | 0 | 0 | 0 | 0 | 0 | 0 | 0 | 0 | 0 | 0 | 0 | 0 | 0 | 0 | 0 | 0 | 0 | 0 | 0 | 0 | 0 | 0 | 0 | 0 | 0 | 0 | 0 | 0 | 0 | 0 | 0 | 0 | 0 | 0 | 0 | 0 | 0 | 0 | 0 | 0 | 0 | 0 | 0 | 0 | 0 | 0 | 0 | 0 | 0 | 0 | 0 | 0 |  | 1.1274 | 0 | 1.0012 | 1.722 | 1.5886 | 0 | -0.84091 | 0 | 0 | 0 | 0 | 0 | 0 | 0 | 0 | 0 | 0 | 0 | 0 | 0 | 0 | 0 |  |  | 281 | #N/A | #N/A | #N/A | #N/A | #N/A | #N/A | 281 | #N/A | #N/A | #N/A | #N/A | #N/A | #N/A | #N/A
|  |  | 0 | 0 | 0 | 0 | 0 | 0 | 0 | 0 | 0 | 0 | 0 | 0 | 0 | 0 | 0 | 0 | 0 | 0 | 0 | 0 | 0 | 0 | 0 | 0 | 0 | 0 | 0 | 0 | 0 | 0 | 0 | 0 | 0 | 0 | 0 | 0 | 0 | 0 | 0 | 0 | 0 | 0 | 0 | 0 | 0 | 0 | 0 | 0 | 0 | 0 | 0 | 0 | 0 | 0 | 0 | 0 | 0 | 0 | 0 | 0 | 0 | 0 |  | 1.1274 | 0 | 1.0012 | 1.722 | 1.5886 | 0 | -0.84091 | 0 | 0 | 0 | 0 | 0 | 0 | 0 | 0 | 0 | 0 | 0 | 0 | 0 | 0 | 0 |  |  | 282 | #N/A | #N/A | #N/A | #N/A | #N/A | #N/A | 282 | #N/A | #N/A | #N/A | #N/A | #N/A | #N/A | #N/A
|  |  | 0 | 0 | 0 | 0 | 0 | 0 | 0 | 0 | 0 | 0 | 0 | 0 | 0 | 0 | 0 | 0 | 0 | 0 | 0 | 0 | 0 | 0 | 0 | 0 | 0 | 0 | 0 | 0 | 0 | 0 | 0 | 0 | 0 | 0 | 0 | 0 | 0 | 0 | 0 | 0 | 0 | 0 | 0 | 0 | 0 | 0 | 0 | 0 | 0 | 0 | 0 | 0 | 0 | 0 | 0 | 0 | 0 | 0 | 0 | 0 | 0 | 0 |  | 1.1274 | 0 | 1.0012 | 1.722 | 1.5886 | 0 | -0.84091 | 0 | 0 | 0 | 0 | 0 | 0 | 0 | 0 | 0 | 0 | 0 | 0 | 0 | 0 | 0 |  |  | 283 | #N/A | #N/A | #N/A | #N/A | #N/A | #N/A | 283 | #N/A | #N/A | #N/A | #N/A | #N/A | #N/A | #N/A
|  |  | 0 | 0 | 0 | 0 | 0 | 0 | 0 | 0 | 0 | 0 | 0 | 0 | 0 | 0 | 0 | 0 | 0 | 0 | 0 | 0 | 0 | 0 | 0 | 0 | 0 | 0 | 0 | 0 | 0 | 0 | 0 | 0 | 0 | 0 | 0 | 0 | 0 | 0 | 0 | 0 | 0 | 0 | 0 | 0 | 0 | 0 | 0 | 0 | 0 | 0 | 0 | 0 | 0 | 0 | 0 | 0 | 0 | 0 | 0 | 0 | 0 | 0 |  | 1.1274 | 0 | 1.0012 | 1.722 | 1.5886 | 0 | -0.84091 | 0 | 0 | 0 | 0 | 0 | 0 | 0 | 0 | 0 | 0 | 0 | 0 | 0 | 0 | 0 |  |  | 284 | #N/A | #N/A | #N/A | #N/A | #N/A | #N/A | 284 | #N/A | #N/A | #N/A | #N/A | #N/A | #N/A | #N/A
|  |  | 0 | 0 | 0 | 0 | 0 | 0 | 0 | 0 | 0 | 0 | 0 | 0 | 0 | 0 | 0 | 0 | 0 | 0 | 0 | 0 | 0 | 0 | 0 | 0 | 0 | 0 | 0 | 0 | 0 | 0 | 0 | 0 | 0 | 0 | 0 | 0 | 0 | 0 | 0 | 0 | 0 | 0 | 0 | 0 | 0 | 0 | 0 | 0 | 0 | 0 | 0 | 0 | 0 | 0 | 0 | 0 | 0 | 0 | 0 | 0 | 0 | 0 |  | 1.1274 | 0 | 1.0012 | 1.722 | 1.5886 | 0 | -0.84091 | 0 | 0 | 0 | 0 | 0 | 0 | 0 | 0 | 0 | 0 | 0 | 0 | 0 | 0 | 0 |  |  | 285 | #N/A | #N/A | #N/A | #N/A | #N/A | #N/A | 285 | #N/A | #N/A | #N/A | #N/A | #N/A | #N/A | #N/A
|  |  | 0 | 0 | 0 | 0 | 0 | 0 | 0 | 0 | 0 | 0 | 0 | 0 | 0 | 0 | 0 | 0 | 0 | 0 | 0 | 0 | 0 | 0 | 0 | 0 | 0 | 0 | 0 | 0 | 0 | 0 | 0 | 0 | 0 | 0 | 0 | 0 | 0 | 0 | 0 | 0 | 0 | 0 | 0 | 0 | 0 | 0 | 0 | 0 | 0 | 0 | 0 | 0 | 0 | 0 | 0 | 0 | 0 | 0 | 0 | 0 | 0 | 0 |  | 1.1274 | 0 | 1.0012 | 1.722 | 1.5886 | 0 | -0.84091 | 0 | 0 | 0 | 0 | 0 | 0 | 0 | 0 | 0 | 0 | 0 | 0 | 0 | 0 | 0 |  |  | 286 | #N/A | #N/A | #N/A | #N/A | #N/A | #N/A | 286 | #N/A | #N/A | #N/A | #N/A | #N/A | #N/A | #N/A
|  |  | 0 | 0 | 0 | 0 | 0 | 0 | 0 | 0 | 0 | 0 | 0 | 0 | 0 | 0 | 0 | 0 | 0 | 0 | 0 | 0 | 0 | 0 | 0 | 0 | 0 | 0 | 0 | 0 | 0 | 0 | 0 | 0 | 0 | 0 | 0 | 0 | 0 | 0 | 0 | 0 | 0 | 0 | 0 | 0 | 0 | 0 | 0 | 0 | 0 | 0 | 0 | 0 | 0 | 0 | 0 | 0 | 0 | 0 | 0 | 0 | 0 | 0 |  | 1.1274 | 0 | 1.0012 | 1.722 | 1.5886 | 0 | -0.84091 | 0 | 0 | 0 | 0 | 0 | 0 | 0 | 0 | 0 | 0 | 0 | 0 | 0 | 0 | 0 |  |  | 287 | #N/A | #N/A | #N/A | #N/A | #N/A | #N/A | 287 | #N/A | #N/A | #N/A | #N/A | #N/A | #N/A | #N/A
|  |  | 0 | 0 | 0 | 0 | 0 | 0 | 0 | 0 | 0 | 0 | 0 | 0 | 0 | 0 | 0 | 0 | 0 | 0 | 0 | 0 | 0 | 0 | 0 | 0 | 0 | 0 | 0 | 0 | 0 | 0 | 0 | 0 | 0 | 0 | 0 | 0 | 0 | 0 | 0 | 0 | 0 | 0 | 0 | 0 | 0 | 0 | 0 | 0 | 0 | 0 | 0 | 0 | 0 | 0 | 0 | 0 | 0 | 0 | 0 | 0 | 0 | 0 |  | 1.1274 | 0 | 1.0012 | 1.722 | 1.5886 | 0 | -0.84091 | 0 | 0 | 0 | 0 | 0 | 0 | 0 | 0 | 0 | 0 | 0 | 0 | 0 | 0 | 0 |  |  | 288 | #N/A | #N/A | #N/A | #N/A | #N/A | #N/A | 288 | #N/A | #N/A | #N/A | #N/A | #N/A | #N/A | #N/A
|  |  | 0 | 0 | 0 | 0 | 0 | 0 | 0 | 0 | 0 | 0 | 0 | 0 | 0 | 0 | 0 | 0 | 0 | 0 | 0 | 0 | 0 | 0 | 0 | 0 | 0 | 0 | 0 | 0 | 0 | 0 | 0 | 0 | 0 | 0 | 0 | 0 | 0 | 0 | 0 | 0 | 0 | 0 | 0 | 0 | 0 | 0 | 0 | 0 | 0 | 0 | 0 | 0 | 0 | 0 | 0 | 0 | 0 | 0 | 0 | 0 | 0 | 0 |  | 1.1274 | 0 | 1.0012 | 1.722 | 1.5886 | 0 | -0.84091 | 0 | 0 | 0 | 0 | 0 | 0 | 0 | 0 | 0 | 0 | 0 | 0 | 0 | 0 | 0 |  |  | 289 | #N/A | #N/A | #N/A | #N/A | #N/A | #N/A | 289 | #N/A | #N/A | #N/A | #N/A | #N/A | #N/A | #N/A
|  |  | 0 | 0 | 0 | 0 | 0 | 0 | 0 | 0 | 0 | 0 | 0 | 0 | 0 | 0 | 0 | 0 | 0 | 0 | 0 | 0 | 0 | 0 | 0 | 0 | 0 | 0 | 0 | 0 | 0 | 0 | 0 | 0 | 0 | 0 | 0 | 0 | 0 | 0 | 0 | 0 | 0 | 0 | 0 | 0 | 0 | 0 | 0 | 0 | 0 | 0 | 0 | 0 | 0 | 0 | 0 | 0 | 0 | 0 | 0 | 0 | 0 | 0 |  | 1.1274 | 0 | 1.0012 | 1.722 | 1.5886 | 0 | -0.84091 | 0 | 0 | 0 | 0 | 0 | 0 | 0 | 0 | 0 | 0 | 0 | 0 | 0 | 0 | 0 |  |  | 290 | #N/A | #N/A | #N/A | #N/A | #N/A | #N/A | 290 | #N/A | #N/A | #N/A | #N/A | #N/A | #N/A | #N/A
|  |  | 0 | 0 | 0 | 0 | 0 | 0 | 0 | 0 | 0 | 0 | 0 | 0 | 0 | 0 | 0 | 0 | 0 | 0 | 0 | 0 | 0 | 0 | 0 | 0 | 0 | 0 | 0 | 0 | 0 | 0 | 0 | 0 | 0 | 0 | 0 | 0 | 0 | 0 | 0 | 0 | 0 | 0 | 0 | 0 | 0 | 0 | 0 | 0 | 0 | 0 | 0 | 0 | 0 | 0 | 0 | 0 | 0 | 0 | 0 | 0 | 0 | 0 |  | 1.1274 | 0 | 1.0012 | 1.722 | 1.5886 | 0 | -0.84091 | 0 | 0 | 0 | 0 | 0 | 0 | 0 | 0 | 0 | 0 | 0 | 0 | 0 | 0 | 0 |  |  | 291 | #N/A | #N/A | #N/A | #N/A | #N/A | #N/A | 291 | #N/A | #N/A | #N/A | #N/A | #N/A | #N/A | #N/A
|  |  | 0 | 0 | 0 | 0 | 0 | 0 | 0 | 0 | 0 | 0 | 0 | 0 | 0 | 0 | 0 | 0 | 0 | 0 | 0 | 0 | 0 | 0 | 0 | 0 | 0 | 0 | 0 | 0 | 0 | 0 | 0 | 0 | 0 | 0 | 0 | 0 | 0 | 0 | 0 | 0 | 0 | 0 | 0 | 0 | 0 | 0 | 0 | 0 | 0 | 0 | 0 | 0 | 0 | 0 | 0 | 0 | 0 | 0 | 0 | 0 | 0 | 0 |  | 1.1274 | 0 | 1.0012 | 1.722 | 1.5886 | 0 | -0.84091 | 0 | 0 | 0 | 0 | 0 | 0 | 0 | 0 | 0 | 0 | 0 | 0 | 0 | 0 | 0 |  |  | 292 | #N/A | #N/A | #N/A | #N/A | #N/A | #N/A | 292 | #N/A | #N/A | #N/A | #N/A | #N/A | #N/A | #N/A
|  |  | 0 | 0 | 0 | 0 | 0 | 0 | 0 | 0 | 0 | 0 | 0 | 0 | 0 | 0 | 0 | 0 | 0 | 0 | 0 | 0 | 0 | 0 | 0 | 0 | 0 | 0 | 0 | 0 | 0 | 0 | 0 | 0 | 0 | 0 | 0 | 0 | 0 | 0 | 0 | 0 | 0 | 0 | 0 | 0 | 0 | 0 | 0 | 0 | 0 | 0 | 0 | 0 | 0 | 0 | 0 | 0 | 0 | 0 | 0 | 0 | 0 | 0 |  | 1.1274 | 0 | 1.0012 | 1.722 | 1.5886 | 0 | -0.84091 | 0 | 0 | 0 | 0 | 0 | 0 | 0 | 0 | 0 | 0 | 0 | 0 | 0 | 0 | 0 |  |  | 293 | #N/A | #N/A | #N/A | #N/A | #N/A | #N/A | 293 | #N/A | #N/A | #N/A | #N/A | #N/A | #N/A | #N/A
|  |  | 0 | 0 | 0 | 0 | 0 | 0 | 0 | 0 | 0 | 0 | 0 | 0 | 0 | 0 | 0 | 0 | 0 | 0 | 0 | 0 | 0 | 0 | 0 | 0 | 0 | 0 | 0 | 0 | 0 | 0 | 0 | 0 | 0 | 0 | 0 | 0 | 0 | 0 | 0 | 0 | 0 | 0 | 0 | 0 | 0 | 0 | 0 | 0 | 0 | 0 | 0 | 0 | 0 | 0 | 0 | 0 | 0 | 0 | 0 | 0 | 0 | 0 |  | 1.1274 | 0 | 1.0012 | 1.722 | 1.5886 | 0 | -0.84091 | 0 | 0 | 0 | 0 | 0 | 0 | 0 | 0 | 0 | 0 | 0 | 0 | 0 | 0 | 0 |  |  | 294 | #N/A | #N/A | #N/A | #N/A | #N/A | #N/A | 294 | #N/A | #N/A | #N/A | #N/A | #N/A | #N/A | #N/A
|  |  | 0 | 0 | 0 | 0 | 0 | 0 | 0 | 0 | 0 | 0 | 0 | 0 | 0 | 0 | 0 | 0 | 0 | 0 | 0 | 0 | 0 | 0 | 0 | 0 | 0 | 0 | 0 | 0 | 0 | 0 | 0 | 0 | 0 | 0 | 0 | 0 | 0 | 0 | 0 | 0 | 0 | 0 | 0 | 0 | 0 | 0 | 0 | 0 | 0 | 0 | 0 | 0 | 0 | 0 | 0 | 0 | 0 | 0 | 0 | 0 | 0 | 0 |  | 1.1274 | 0 | 1.0012 | 1.722 | 1.5886 | 0 | -0.84091 | 0 | 0 | 0 | 0 | 0 | 0 | 0 | 0 | 0 | 0 | 0 | 0 | 0 | 0 | 0 |  |  | 295 | #N/A | #N/A | #N/A | #N/A | #N/A | #N/A | 295 | #N/A | #N/A | #N/A | #N/A | #N/A | #N/A | #N/A
|  |  | 0 | 0 | 0 | 0 | 0 | 0 | 0 | 0 | 0 | 0 | 0 | 0 | 0 | 0 | 0 | 0 | 0 | 0 | 0 | 0 | 0 | 0 | 0 | 0 | 0 | 0 | 0 | 0 | 0 | 0 | 0 | 0 | 0 | 0 | 0 | 0 | 0 | 0 | 0 | 0 | 0 | 0 | 0 | 0 | 0 | 0 | 0 | 0 | 0 | 0 | 0 | 0 | 0 | 0 | 0 | 0 | 0 | 0 | 0 | 0 | 0 | 0 |  | 1.1274 | 0 | 1.0012 | 1.722 | 1.5886 | 0 | -0.84091 | 0 | 0 | 0 | 0 | 0 | 0 | 0 | 0 | 0 | 0 | 0 | 0 | 0 | 0 | 0 |  |  | 296 | #N/A | #N/A | #N/A | #N/A | #N/A | #N/A | 296 | #N/A | #N/A | #N/A | #N/A | #N/A | #N/A | #N/A
|  |  | 0 | 0 | 0 | 0 | 0 | 0 | 0 | 0 | 0 | 0 | 0 | 0 | 0 | 0 | 0 | 0 | 0 | 0 | 0 | 0 | 0 | 0 | 0 | 0 | 0 | 0 | 0 | 0 | 0 | 0 | 0 | 0 | 0 | 0 | 0 | 0 | 0 | 0 | 0 | 0 | 0 | 0 | 0 | 0 | 0 | 0 | 0 | 0 | 0 | 0 | 0 | 0 | 0 | 0 | 0 | 0 | 0 | 0 | 0 | 0 | 0 | 0 |  | 1.1274 | 0 | 1.0012 | 1.722 | 1.5886 | 0 | -0.84091 | 0 | 0 | 0 | 0 | 0 | 0 | 0 | 0 | 0 | 0 | 0 | 0 | 0 | 0 | 0 |  |  | 297 | #N/A | #N/A | #N/A | #N/A | #N/A | #N/A | 297 | #N/A | #N/A | #N/A | #N/A | #N/A | #N/A | #N/A
|  |  | 0 | 0 | 0 | 0 | 0 | 0 | 0 | 0 | 0 | 0 | 0 | 0 | 0 | 0 | 0 | 0 | 0 | 0 | 0 | 0 | 0 | 0 | 0 | 0 | 0 | 0 | 0 | 0 | 0 | 0 | 0 | 0 | 0 | 0 | 0 | 0 | 0 | 0 | 0 | 0 | 0 | 0 | 0 | 0 | 0 | 0 | 0 | 0 | 0 | 0 | 0 | 0 | 0 | 0 | 0 | 0 | 0 | 0 | 0 | 0 | 0 | 0 |  | 1.1274 | 0 | 1.0012 | 1.722 | 1.5886 | 0 | -0.84091 | 0 | 0 | 0 | 0 | 0 | 0 | 0 | 0 | 0 | 0 | 0 | 0 | 0 | 0 | 0 |  |  | 298 | #N/A | #N/A | #N/A | #N/A | #N/A | #N/A | 298 | #N/A | #N/A | #N/A | #N/A | #N/A | #N/A | #N/A
|  |  | 0 | 0 | 0 | 0 | 0 | 0 | 0 | 0 | 0 | 0 | 0 | 0 | 0 | 0 | 0 | 0 | 0 | 0 | 0 | 0 | 0 | 0 | 0 | 0 | 0 | 0 | 0 | 0 | 0 | 0 | 0 | 0 | 0 | 0 | 0 | 0 | 0 | 0 | 0 | 0 | 0 | 0 | 0 | 0 | 0 | 0 | 0 | 0 | 0 | 0 | 0 | 0 | 0 | 0 | 0 | 0 | 0 | 0 | 0 | 0 | 0 | 0 |  | 1.1274 | 0 | 1.0012 | 1.722 | 1.5886 | 0 | -0.84091 | 0 | 0 | 0 | 0 | 0 | 0 | 0 | 0 | 0 | 0 | 0 | 0 | 0 | 0 | 0 |  |  | 299 | #N/A | #N/A | #N/A | #N/A | #N/A | #N/A | 299 | #N/A | #N/A | #N/A | #N/A | #N/A | #N/A | #N/A
|  |  | 0 | 0 | 0 | 0 | 0 | 0 | 0 | 0 | 0 | 0 | 0 | 0 | 0 | 0 | 0 | 0 | 0 | 0 | 0 | 0 | 0 | 0 | 0 | 0 | 0 | 0 | 0 | 0 | 0 | 0 | 0 | 0 | 0 | 0 | 0 | 0 | 0 | 0 | 0 | 0 | 0 | 0 | 0 | 0 | 0 | 0 | 0 | 0 | 0 | 0 | 0 | 0 | 0 | 0 | 0 | 0 | 0 | 0 | 0 | 0 | 0 | 0 |  | 1.1274 | 0 | 1.0012 | 1.722 | 1.5886 | 0 | -0.84091 | 0 | 0 | 0 | 0 | 0 | 0 | 0 | 0 | 0 | 0 | 0 | 0 | 0 | 0 | 0 |  |  | 300 | #N/A | #N/A | #N/A | #N/A | #N/A | #N/A | 300 | #N/A | #N/A | #N/A | #N/A | #N/A | #N/A | #N/A
|  |  | 0 | 0 | 0 | 0 | 0 | 0 | 0 | 0 | 0 | 0 | 0 | 0 | 0 | 0 | 0 | 0 | 0 | 0 | 0 | 0 | 0 | 0 | 0 | 0 | 0 | 0 | 0 | 0 | 0 | 0 | 0 | 0 | 0 | 0 | 0 | 0 | 0 | 0 | 0 | 0 | 0 | 0 | 0 | 0 | 0 | 0 | 0 | 0 | 0 | 0 | 0 | 0 | 0 | 0 | 0 | 0 | 0 | 0 | 0 | 0 | 0 | 0 |  | 1.1274 | 0 | 1.0012 | 1.722 | 1.5886 | 0 | -0.84091 | 0 | 0 | 0 | 0 | 0 | 0 | 0 | 0 | 0 | 0 | 0 | 0 | 0 | 0 | 0 |  |  | 301 | #N/A | #N/A | #N/A | #N/A | #N/A | #N/A | 301 | #N/A | #N/A | #N/A | #N/A | #N/A | #N/A | #N/A
|  |  | 0 | 0 | 0 | 0 | 0 | 0 | 0 | 0 | 0 | 0 | 0 | 0 | 0 | 0 | 0 | 0 | 0 | 0 | 0 | 0 | 0 | 0 | 0 | 0 | 0 | 0 | 0 | 0 | 0 | 0 | 0 | 0 | 0 | 0 | 0 | 0 | 0 | 0 | 0 | 0 | 0 | 0 | 0 | 0 | 0 | 0 | 0 | 0 | 0 | 0 | 0 | 0 | 0 | 0 | 0 | 0 | 0 | 0 | 0 | 0 | 0 | 0 |  | 1.1274 | 0 | 1.0012 | 1.722 | 1.5886 | 0 | -0.84091 | 0 | 0 | 0 | 0 | 0 | 0 | 0 | 0 | 0 | 0 | 0 | 0 | 0 | 0 | 0 |  |  | 302 | #N/A | #N/A | #N/A | #N/A | #N/A | #N/A | 302 | #N/A | #N/A | #N/A | #N/A | #N/A | #N/A | #N/A
|  |  | 0 | 0 | 0 | 0 | 0 | 0 | 0 | 0 | 0 | 0 | 0 | 0 | 0 | 0 | 0 | 0 | 0 | 0 | 0 | 0 | 0 | 0 | 0 | 0 | 0 | 0 | 0 | 0 | 0 | 0 | 0 | 0 | 0 | 0 | 0 | 0 | 0 | 0 | 0 | 0 | 0 | 0 | 0 | 0 | 0 | 0 | 0 | 0 | 0 | 0 | 0 | 0 | 0 | 0 | 0 | 0 | 0 | 0 | 0 | 0 | 0 | 0 |  | 1.1274 | 0 | 1.0012 | 1.722 | 1.5886 | 0 | -0.84091 | 0 | 0 | 0 | 0 | 0 | 0 | 0 | 0 | 0 | 0 | 0 | 0 | 0 | 0 | 0 |  |  | 303 | #N/A | #N/A | #N/A | #N/A | #N/A | #N/A | 303 | #N/A | #N/A | #N/A | #N/A | #N/A | #N/A | #N/A
|  |  | 0 | 0 | 0 | 0 | 0 | 0 | 0 | 0 | 0 | 0 | 0 | 0 | 0 | 0 | 0 | 0 | 0 | 0 | 0 | 0 | 0 | 0 | 0 | 0 | 0 | 0 | 0 | 0 | 0 | 0 | 0 | 0 | 0 | 0 | 0 | 0 | 0 | 0 | 0 | 0 | 0 | 0 | 0 | 0 | 0 | 0 | 0 | 0 | 0 | 0 | 0 | 0 | 0 | 0 | 0 | 0 | 0 | 0 | 0 | 0 | 0 | 0 |  | 1.1274 | 0 | 1.0012 | 1.722 | 1.5886 | 0 | -0.84091 | 0 | 0 | 0 | 0 | 0 | 0 | 0 | 0 | 0 | 0 | 0 | 0 | 0 | 0 | 0 |  |  | 304 | #N/A | #N/A | #N/A | #N/A | #N/A | #N/A | 304 | #N/A | #N/A | #N/A | #N/A | #N/A | #N/A | #N/A
|  |  | 0 | 0 | 0 | 0 | 0 | 0 | 0 | 0 | 0 | 0 | 0 | 0 | 0 | 0 | 0 | 0 | 0 | 0 | 0 | 0 | 0 | 0 | 0 | 0 | 0 | 0 | 0 | 0 | 0 | 0 | 0 | 0 | 0 | 0 | 0 | 0 | 0 | 0 | 0 | 0 | 0 | 0 | 0 | 0 | 0 | 0 | 0 | 0 | 0 | 0 | 0 | 0 | 0 | 0 | 0 | 0 | 0 | 0 | 0 | 0 | 0 | 0 |  | 1.1274 | 0 | 1.0012 | 1.722 | 1.5886 | 0 | -0.84091 | 0 | 0 | 0 | 0 | 0 | 0 | 0 | 0 | 0 | 0 | 0 | 0 | 0 | 0 | 0 |  |  | 305 | #N/A | #N/A | #N/A | #N/A | #N/A | #N/A | 305 | #N/A | #N/A | #N/A | #N/A | #N/A | #N/A | #N/A
|  |  | 0 | 0 | 0 | 0 | 0 | 0 | 0 | 0 | 0 | 0 | 0 | 0 | 0 | 0 | 0 | 0 | 0 | 0 | 0 | 0 | 0 | 0 | 0 | 0 | 0 | 0 | 0 | 0 | 0 | 0 | 0 | 0 | 0 | 0 | 0 | 0 | 0 | 0 | 0 | 0 | 0 | 0 | 0 | 0 | 0 | 0 | 0 | 0 | 0 | 0 | 0 | 0 | 0 | 0 | 0 | 0 | 0 | 0 | 0 | 0 | 0 | 0 |  | 1.1274 | 0 | 1.0012 | 1.722 | 1.5886 | 0 | -0.84091 | 0 | 0 | 0 | 0 | 0 | 0 | 0 | 0 | 0 | 0 | 0 | 0 | 0 | 0 | 0 |  |  | 306 | #N/A | #N/A | #N/A | #N/A | #N/A | #N/A | 306 | #N/A | #N/A | #N/A | #N/A | #N/A | #N/A | #N/A
|  |  | 0 | 0 | 0 | 0 | 0 | 0 | 0 | 0 | 0 | 0 | 0 | 0 | 0 | 0 | 0 | 0 | 0 | 0 | 0 | 0 | 0 | 0 | 0 | 0 | 0 | 0 | 0 | 0 | 0 | 0 | 0 | 0 | 0 | 0 | 0 | 0 | 0 | 0 | 0 | 0 | 0 | 0 | 0 | 0 | 0 | 0 | 0 | 0 | 0 | 0 | 0 | 0 | 0 | 0 | 0 | 0 | 0 | 0 | 0 | 0 | 0 | 0 |  | 1.1274 | 0 | 1.0012 | 1.722 | 1.5886 | 0 | -0.84091 | 0 | 0 | 0 | 0 | 0 | 0 | 0 | 0 | 0 | 0 | 0 | 0 | 0 | 0 | 0 |  |  | 307 | #N/A | #N/A | #N/A | #N/A | #N/A | #N/A | 307 | #N/A | #N/A | #N/A | #N/A | #N/A | #N/A | #N/A
|  |  | 0 | 0 | 0 | 0 | 0 | 0 | 0 | 0 | 0 | 0 | 0 | 0 | 0 | 0 | 0 | 0 | 0 | 0 | 0 | 0 | 0 | 0 | 0 | 0 | 0 | 0 | 0 | 0 | 0 | 0 | 0 | 0 | 0 | 0 | 0 | 0 | 0 | 0 | 0 | 0 | 0 | 0 | 0 | 0 | 0 | 0 | 0 | 0 | 0 | 0 | 0 | 0 | 0 | 0 | 0 | 0 | 0 | 0 | 0 | 0 | 0 | 0 |  | 1.1274 | 0 | 1.0012 | 1.722 | 1.5886 | 0 | -0.84091 | 0 | 0 | 0 | 0 | 0 | 0 | 0 | 0 | 0 | 0 | 0 | 0 | 0 | 0 | 0 |  |  | 308 | #N/A | #N/A | #N/A | #N/A | #N/A | #N/A | 308 | #N/A | #N/A | #N/A | #N/A | #N/A | #N/A | #N/A
|  |  | 0 | 0 | 0 | 0 | 0 | 0 | 0 | 0 | 0 | 0 | 0 | 0 | 0 | 0 | 0 | 0 | 0 | 0 | 0 | 0 | 0 | 0 | 0 | 0 | 0 | 0 | 0 | 0 | 0 | 0 | 0 | 0 | 0 | 0 | 0 | 0 | 0 | 0 | 0 | 0 | 0 | 0 | 0 | 0 | 0 | 0 | 0 | 0 | 0 | 0 | 0 | 0 | 0 | 0 | 0 | 0 | 0 | 0 | 0 | 0 | 0 | 0 |  | 1.1274 | 0 | 1.0012 | 1.722 | 1.5886 | 0 | -0.84091 | 0 | 0 | 0 | 0 | 0 | 0 | 0 | 0 | 0 | 0 | 0 | 0 | 0 | 0 | 0 |  |  | 309 | #N/A | #N/A | #N/A | #N/A | #N/A | #N/A | 309 | #N/A | #N/A | #N/A | #N/A | #N/A | #N/A | #N/A
|  |  | 0 | 0 | 0 | 0 | 0 | 0 | 0 | 0 | 0 | 0 | 0 | 0 | 0 | 0 | 0 | 0 | 0 | 0 | 0 | 0 | 0 | 0 | 0 | 0 | 0 | 0 | 0 | 0 | 0 | 0 | 0 | 0 | 0 | 0 | 0 | 0 | 0 | 0 | 0 | 0 | 0 | 0 | 0 | 0 | 0 | 0 | 0 | 0 | 0 | 0 | 0 | 0 | 0 | 0 | 0 | 0 | 0 | 0 | 0 | 0 | 0 | 0 |  | 1.1274 | 0 | 1.0012 | 1.722 | 1.5886 | 0 | -0.84091 | 0 | 0 | 0 | 0 | 0 | 0 | 0 | 0 | 0 | 0 | 0 | 0 | 0 | 0 | 0 |  |  | 310 | #N/A | #N/A | #N/A | #N/A | #N/A | #N/A | 310 | #N/A | #N/A | #N/A | #N/A | #N/A | #N/A | #N/A
|  |  | 0 | 0 | 0 | 0 | 0 | 0 | 0 | 0 | 0 | 0 | 0 | 0 | 0 | 0 | 0 | 0 | 0 | 0 | 0 | 0 | 0 | 0 | 0 | 0 | 0 | 0 | 0 | 0 | 0 | 0 | 0 | 0 | 0 | 0 | 0 | 0 | 0 | 0 | 0 | 0 | 0 | 0 | 0 | 0 | 0 | 0 | 0 | 0 | 0 | 0 | 0 | 0 | 0 | 0 | 0 | 0 | 0 | 0 | 0 | 0 | 0 | 0 |  | 1.1274 | 0 | 1.0012 | 1.722 | 1.5886 | 0 | -0.84091 | 0 | 0 | 0 | 0 | 0 | 0 | 0 | 0 | 0 | 0 | 0 | 0 | 0 | 0 | 0 |  |  | 311 | #N/A | #N/A | #N/A | #N/A | #N/A | #N/A | 311 | #N/A | #N/A | #N/A | #N/A | #N/A | #N/A | #N/A
|  |  | 0 | 0 | 0 | 0 | 0 | 0 | 0 | 0 | 0 | 0 | 0 | 0 | 0 | 0 | 0 | 0 | 0 | 0 | 0 | 0 | 0 | 0 | 0 | 0 | 0 | 0 | 0 | 0 | 0 | 0 | 0 | 0 | 0 | 0 | 0 | 0 | 0 | 0 | 0 | 0 | 0 | 0 | 0 | 0 | 0 | 0 | 0 | 0 | 0 | 0 | 0 | 0 | 0 | 0 | 0 | 0 | 0 | 0 | 0 | 0 | 0 | 0 |  | 1.1274 | 0 | 1.0012 | 1.722 | 1.5886 | 0 | -0.84091 | 0 | 0 | 0 | 0 | 0 | 0 | 0 | 0 | 0 | 0 | 0 | 0 | 0 | 0 | 0 |  |  | 312 | #N/A | #N/A | #N/A | #N/A | #N/A | #N/A | 312 | #N/A | #N/A | #N/A | #N/A | #N/A | #N/A | #N/A
|  |  | 0 | 0 | 0 | 0 | 0 | 0 | 0 | 0 | 0 | 0 | 0 | 0 | 0 | 0 | 0 | 0 | 0 | 0 | 0 | 0 | 0 | 0 | 0 | 0 | 0 | 0 | 0 | 0 | 0 | 0 | 0 | 0 | 0 | 0 | 0 | 0 | 0 | 0 | 0 | 0 | 0 | 0 | 0 | 0 | 0 | 0 | 0 | 0 | 0 | 0 | 0 | 0 | 0 | 0 | 0 | 0 | 0 | 0 | 0 | 0 | 0 | 0 |  | 1.1274 | 0 | 1.0012 | 1.722 | 1.5886 | 0 | -0.84091 | 0 | 0 | 0 | 0 | 0 | 0 | 0 | 0 | 0 | 0 | 0 | 0 | 0 | 0 | 0 |  |  | 313 | #N/A | #N/A | #N/A | #N/A | #N/A | #N/A | 313 | #N/A | #N/A | #N/A | #N/A | #N/A | #N/A | #N/A
|  |  | 0 | 0 | 0 | 0 | 0 | 0 | 0 | 0 | 0 | 0 | 0 | 0 | 0 | 0 | 0 | 0 | 0 | 0 | 0 | 0 | 0 | 0 | 0 | 0 | 0 | 0 | 0 | 0 | 0 | 0 | 0 | 0 | 0 | 0 | 0 | 0 | 0 | 0 | 0 | 0 | 0 | 0 | 0 | 0 | 0 | 0 | 0 | 0 | 0 | 0 | 0 | 0 | 0 | 0 | 0 | 0 | 0 | 0 | 0 | 0 | 0 | 0 |  | 1.1274 | 0 | 1.0012 | 1.722 | 1.5886 | 0 | -0.84091 | 0 | 0 | 0 | 0 | 0 | 0 | 0 | 0 | 0 | 0 | 0 | 0 | 0 | 0 | 0 |  |  | 314 | #N/A | #N/A | #N/A | #N/A | #N/A | #N/A | 314 | #N/A | #N/A | #N/A | #N/A | #N/A | #N/A | #N/A
|  |  | 0 | 0 | 0 | 0 | 0 | 0 | 0 | 0 | 0 | 0 | 0 | 0 | 0 | 0 | 0 | 0 | 0 | 0 | 0 | 0 | 0 | 0 | 0 | 0 | 0 | 0 | 0 | 0 | 0 | 0 | 0 | 0 | 0 | 0 | 0 | 0 | 0 | 0 | 0 | 0 | 0 | 0 | 0 | 0 | 0 | 0 | 0 | 0 | 0 | 0 | 0 | 0 | 0 | 0 | 0 | 0 | 0 | 0 | 0 | 0 | 0 | 0 |  | 1.1274 | 0 | 1.0012 | 1.722 | 1.5886 | 0 | -0.84091 | 0 | 0 | 0 | 0 | 0 | 0 | 0 | 0 | 0 | 0 | 0 | 0 | 0 | 0 | 0 |  |  | 315 | #N/A | #N/A | #N/A | #N/A | #N/A | #N/A | 315 | #N/A | #N/A | #N/A | #N/A | #N/A | #N/A | #N/A
|  |  | 0 | 0 | 0 | 0 | 0 | 0 | 0 | 0 | 0 | 0 | 0 | 0 | 0 | 0 | 0 | 0 | 0 | 0 | 0 | 0 | 0 | 0 | 0 | 0 | 0 | 0 | 0 | 0 | 0 | 0 | 0 | 0 | 0 | 0 | 0 | 0 | 0 | 0 | 0 | 0 | 0 | 0 | 0 | 0 | 0 | 0 | 0 | 0 | 0 | 0 | 0 | 0 | 0 | 0 | 0 | 0 | 0 | 0 | 0 | 0 | 0 | 0 |  | 1.1274 | 0 | 1.0012 | 1.722 | 1.5886 | 0 | -0.84091 | 0 | 0 | 0 | 0 | 0 | 0 | 0 | 0 | 0 | 0 | 0 | 0 | 0 | 0 | 0 |  |  | 316 | #N/A | #N/A | #N/A | #N/A | #N/A | #N/A | 316 | #N/A | #N/A | #N/A | #N/A | #N/A | #N/A | #N/A
|  |  | 0 | 0 | 0 | 0 | 0 | 0 | 0 | 0 | 0 | 0 | 0 | 0 | 0 | 0 | 0 | 0 | 0 | 0 | 0 | 0 | 0 | 0 | 0 | 0 | 0 | 0 | 0 | 0 | 0 | 0 | 0 | 0 | 0 | 0 | 0 | 0 | 0 | 0 | 0 | 0 | 0 | 0 | 0 | 0 | 0 | 0 | 0 | 0 | 0 | 0 | 0 | 0 | 0 | 0 | 0 | 0 | 0 | 0 | 0 | 0 | 0 | 0 |  | 1.1274 | 0 | 1.0012 | 1.722 | 1.5886 | 0 | -0.84091 | 0 | 0 | 0 | 0 | 0 | 0 | 0 | 0 | 0 | 0 | 0 | 0 | 0 | 0 | 0 |  |  | 317 | #N/A | #N/A | #N/A | #N/A | #N/A | #N/A | 317 | #N/A | #N/A | #N/A | #N/A | #N/A | #N/A | #N/A
|  |  | 0 | 0 | 0 | 0 | 0 | 0 | 0 | 0 | 0 | 0 | 0 | 0 | 0 | 0 | 0 | 0 | 0 | 0 | 0 | 0 | 0 | 0 | 0 | 0 | 0 | 0 | 0 | 0 | 0 | 0 | 0 | 0 | 0 | 0 | 0 | 0 | 0 | 0 | 0 | 0 | 0 | 0 | 0 | 0 | 0 | 0 | 0 | 0 | 0 | 0 | 0 | 0 | 0 | 0 | 0 | 0 | 0 | 0 | 0 | 0 | 0 | 0 |  | 1.1274 | 0 | 1.0012 | 1.722 | 1.5886 | 0 | -0.84091 | 0 | 0 | 0 | 0 | 0 | 0 | 0 | 0 | 0 | 0 | 0 | 0 | 0 | 0 | 0 |  |  | 318 | #N/A | #N/A | #N/A | #N/A | #N/A | #N/A | 318 | #N/A | #N/A | #N/A | #N/A | #N/A | #N/A | #N/A
|  |  | 0 | 0 | 0 | 0 | 0 | 0 | 0 | 0 | 0 | 0 | 0 | 0 | 0 | 0 | 0 | 0 | 0 | 0 | 0 | 0 | 0 | 0 | 0 | 0 | 0 | 0 | 0 | 0 | 0 | 0 | 0 | 0 | 0 | 0 | 0 | 0 | 0 | 0 | 0 | 0 | 0 | 0 | 0 | 0 | 0 | 0 | 0 | 0 | 0 | 0 | 0 | 0 | 0 | 0 | 0 | 0 | 0 | 0 | 0 | 0 | 0 | 0 |  | 1.1274 | 0 | 1.0012 | 1.722 | 1.5886 | 0 | -0.84091 | 0 | 0 | 0 | 0 | 0 | 0 | 0 | 0 | 0 | 0 | 0 | 0 | 0 | 0 | 0 |  |  | 319 | #N/A | #N/A | #N/A | #N/A | #N/A | #N/A | 319 | #N/A | #N/A | #N/A | #N/A | #N/A | #N/A | #N/A
|  |  | 0 | 0 | 0 | 0 | 0 | 0 | 0 | 0 | 0 | 0 | 0 | 0 | 0 | 0 | 0 | 0 | 0 | 0 | 0 | 0 | 0 | 0 | 0 | 0 | 0 | 0 | 0 | 0 | 0 | 0 | 0 | 0 | 0 | 0 | 0 | 0 | 0 | 0 | 0 | 0 | 0 | 0 | 0 | 0 | 0 | 0 | 0 | 0 | 0 | 0 | 0 | 0 | 0 | 0 | 0 | 0 | 0 | 0 | 0 | 0 | 0 | 0 |  | 1.1274 | 0 | 1.0012 | 1.722 | 1.5886 | 0 | -0.84091 | 0 | 0 | 0 | 0 | 0 | 0 | 0 | 0 | 0 | 0 | 0 | 0 | 0 | 0 | 0 |  |  | 320 | #N/A | #N/A | #N/A | #N/A | #N/A | #N/A | 320 | #N/A | #N/A | #N/A | #N/A | #N/A | #N/A | #N/A
|  |  | 0 | 0 | 0 | 0 | 0 | 0 | 0 | 0 | 0 | 0 | 0 | 0 | 0 | 0 | 0 | 0 | 0 | 0 | 0 | 0 | 0 | 0 | 0 | 0 | 0 | 0 | 0 | 0 | 0 | 0 | 0 | 0 | 0 | 0 | 0 | 0 | 0 | 0 | 0 | 0 | 0 | 0 | 0 | 0 | 0 | 0 | 0 | 0 | 0 | 0 | 0 | 0 | 0 | 0 | 0 | 0 | 0 | 0 | 0 | 0 | 0 | 0 |  | 1.1274 | 0 | 1.0012 | 1.722 | 1.5886 | 0 | -0.84091 | 0 | 0 | 0 | 0 | 0 | 0 | 0 | 0 | 0 | 0 | 0 | 0 | 0 | 0 | 0 |  |  | 321 | #N/A | #N/A | #N/A | #N/A | #N/A | #N/A | 321 | #N/A | #N/A | #N/A | #N/A | #N/A | #N/A | #N/A
|  |  | 0 | 0 | 0 | 0 | 0 | 0 | 0 | 0 | 0 | 0 | 0 | 0 | 0 | 0 | 0 | 0 | 0 | 0 | 0 | 0 | 0 | 0 | 0 | 0 | 0 | 0 | 0 | 0 | 0 | 0 | 0 | 0 | 0 | 0 | 0 | 0 | 0 | 0 | 0 | 0 | 0 | 0 | 0 | 0 | 0 | 0 | 0 | 0 | 0 | 0 | 0 | 0 | 0 | 0 | 0 | 0 | 0 | 0 | 0 | 0 | 0 | 0 |  | 1.1274 | 0 | 1.0012 | 1.722 | 1.5886 | 0 | -0.84091 | 0 | 0 | 0 | 0 | 0 | 0 | 0 | 0 | 0 | 0 | 0 | 0 | 0 | 0 | 0 |  |  | 322 | #N/A | #N/A | #N/A | #N/A | #N/A | #N/A | 322 | #N/A | #N/A | #N/A | #N/A | #N/A | #N/A | #N/A
|  |  | 0 | 0 | 0 | 0 | 0 | 0 | 0 | 0 | 0 | 0 | 0 | 0 | 0 | 0 | 0 | 0 | 0 | 0 | 0 | 0 | 0 | 0 | 0 | 0 | 0 | 0 | 0 | 0 | 0 | 0 | 0 | 0 | 0 | 0 | 0 | 0 | 0 | 0 | 0 | 0 | 0 | 0 | 0 | 0 | 0 | 0 | 0 | 0 | 0 | 0 | 0 | 0 | 0 | 0 | 0 | 0 | 0 | 0 | 0 | 0 | 0 | 0 |  | 1.1274 | 0 | 1.0012 | 1.722 | 1.5886 | 0 | -0.84091 | 0 | 0 | 0 | 0 | 0 | 0 | 0 | 0 | 0 | 0 | 0 | 0 | 0 | 0 | 0 |  |  | 323 | #N/A | #N/A | #N/A | #N/A | #N/A | #N/A | 323 | #N/A | #N/A | #N/A | #N/A | #N/A | #N/A | #N/A
|  |  | 0 | 0 | 0 | 0 | 0 | 0 | 0 | 0 | 0 | 0 | 0 | 0 | 0 | 0 | 0 | 0 | 0 | 0 | 0 | 0 | 0 | 0 | 0 | 0 | 0 | 0 | 0 | 0 | 0 | 0 | 0 | 0 | 0 | 0 | 0 | 0 | 0 | 0 | 0 | 0 | 0 | 0 | 0 | 0 | 0 | 0 | 0 | 0 | 0 | 0 | 0 | 0 | 0 | 0 | 0 | 0 | 0 | 0 | 0 | 0 | 0 | 0 |  | 1.1274 | 0 | 1.0012 | 1.722 | 1.5886 | 0 | -0.84091 | 0 | 0 | 0 | 0 | 0 | 0 | 0 | 0 | 0 | 0 | 0 | 0 | 0 | 0 | 0 |  |  | 324 | #N/A | #N/A | #N/A | #N/A | #N/A | #N/A | 324 | #N/A | #N/A | #N/A | #N/A | #N/A | #N/A | #N/A
|  |  | 0 | 0 | 0 | 0 | 0 | 0 | 0 | 0 | 0 | 0 | 0 | 0 | 0 | 0 | 0 | 0 | 0 | 0 | 0 | 0 | 0 | 0 | 0 | 0 | 0 | 0 | 0 | 0 | 0 | 0 | 0 | 0 | 0 | 0 | 0 | 0 | 0 | 0 | 0 | 0 | 0 | 0 | 0 | 0 | 0 | 0 | 0 | 0 | 0 | 0 | 0 | 0 | 0 | 0 | 0 | 0 | 0 | 0 | 0 | 0 | 0 | 0 |  | 1.1274 | 0 | 1.0012 | 1.722 | 1.5886 | 0 | -0.84091 | 0 | 0 | 0 | 0 | 0 | 0 | 0 | 0 | 0 | 0 | 0 | 0 | 0 | 0 | 0 |  |  | 325 | #N/A | #N/A | #N/A | #N/A | #N/A | #N/A | 325 | #N/A | #N/A | #N/A | #N/A | #N/A | #N/A | #N/A
|  |  | 0 | 0 | 0 | 0 | 0 | 0 | 0 | 0 | 0 | 0 | 0 | 0 | 0 | 0 | 0 | 0 | 0 | 0 | 0 | 0 | 0 | 0 | 0 | 0 | 0 | 0 | 0 | 0 | 0 | 0 | 0 | 0 | 0 | 0 | 0 | 0 | 0 | 0 | 0 | 0 | 0 | 0 | 0 | 0 | 0 | 0 | 0 | 0 | 0 | 0 | 0 | 0 | 0 | 0 | 0 | 0 | 0 | 0 | 0 | 0 | 0 | 0 |  | 1.1274 | 0 | 1.0012 | 1.722 | 1.5886 | 0 | -0.84091 | 0 | 0 | 0 | 0 | 0 | 0 | 0 | 0 | 0 | 0 | 0 | 0 | 0 | 0 | 0 |  |  | 326 | #N/A | #N/A | #N/A | #N/A | #N/A | #N/A | 326 | #N/A | #N/A | #N/A | #N/A | #N/A | #N/A | #N/A
|  |  | 0 | 0 | 0 | 0 | 0 | 0 | 0 | 0 | 0 | 0 | 0 | 0 | 0 | 0 | 0 | 0 | 0 | 0 | 0 | 0 | 0 | 0 | 0 | 0 | 0 | 0 | 0 | 0 | 0 | 0 | 0 | 0 | 0 | 0 | 0 | 0 | 0 | 0 | 0 | 0 | 0 | 0 | 0 | 0 | 0 | 0 | 0 | 0 | 0 | 0 | 0 | 0 | 0 | 0 | 0 | 0 | 0 | 0 | 0 | 0 | 0 | 0 |  | 1.1274 | 0 | 1.0012 | 1.722 | 1.5886 | 0 | -0.84091 | 0 | 0 | 0 | 0 | 0 | 0 | 0 | 0 | 0 | 0 | 0 | 0 | 0 | 0 | 0 |  |  | 327 | #N/A | #N/A | #N/A | #N/A | #N/A | #N/A | 327 | #N/A | #N/A | #N/A | #N/A | #N/A | #N/A | #N/A
|  |  | 0 | 0 | 0 | 0 | 0 | 0 | 0 | 0 | 0 | 0 | 0 | 0 | 0 | 0 | 0 | 0 | 0 | 0 | 0 | 0 | 0 | 0 | 0 | 0 | 0 | 0 | 0 | 0 | 0 | 0 | 0 | 0 | 0 | 0 | 0 | 0 | 0 | 0 | 0 | 0 | 0 | 0 | 0 | 0 | 0 | 0 | 0 | 0 | 0 | 0 | 0 | 0 | 0 | 0 | 0 | 0 | 0 | 0 | 0 | 0 | 0 | 0 |  | 1.1274 | 0 | 1.0012 | 1.722 | 1.5886 | 0 | -0.84091 | 0 | 0 | 0 | 0 | 0 | 0 | 0 | 0 | 0 | 0 | 0 | 0 | 0 | 0 | 0 |  |  | 328 | #N/A | #N/A | #N/A | #N/A | #N/A | #N/A | 328 | #N/A | #N/A | #N/A | #N/A | #N/A | #N/A | #N/A
|  |  | 0 | 0 | 0 | 0 | 0 | 0 | 0 | 0 | 0 | 0 | 0 | 0 | 0 | 0 | 0 | 0 | 0 | 0 | 0 | 0 | 0 | 0 | 0 | 0 | 0 | 0 | 0 | 0 | 0 | 0 | 0 | 0 | 0 | 0 | 0 | 0 | 0 | 0 | 0 | 0 | 0 | 0 | 0 | 0 | 0 | 0 | 0 | 0 | 0 | 0 | 0 | 0 | 0 | 0 | 0 | 0 | 0 | 0 | 0 | 0 | 0 | 0 |  | 1.1274 | 0 | 1.0012 | 1.722 | 1.5886 | 0 | -0.84091 | 0 | 0 | 0 | 0 | 0 | 0 | 0 | 0 | 0 | 0 | 0 | 0 | 0 | 0 | 0 |  |  | 329 | #N/A | #N/A | #N/A | #N/A | #N/A | #N/A | 329 | #N/A | #N/A | #N/A | #N/A | #N/A | #N/A | #N/A
|  |  | 0 | 0 | 0 | 0 | 0 | 0 | 0 | 0 | 0 | 0 | 0 | 0 | 0 | 0 | 0 | 0 | 0 | 0 | 0 | 0 | 0 | 0 | 0 | 0 | 0 | 0 | 0 | 0 | 0 | 0 | 0 | 0 | 0 | 0 | 0 | 0 | 0 | 0 | 0 | 0 | 0 | 0 | 0 | 0 | 0 | 0 | 0 | 0 | 0 | 0 | 0 | 0 | 0 | 0 | 0 | 0 | 0 | 0 | 0 | 0 | 0 | 0 |  | 1.1274 | 0 | 1.0012 | 1.722 | 1.5886 | 0 | -0.84091 | 0 | 0 | 0 | 0 | 0 | 0 | 0 | 0 | 0 | 0 | 0 | 0 | 0 | 0 | 0 |  |  | 330 | #N/A | #N/A | #N/A | #N/A | #N/A | #N/A | 330 | #N/A | #N/A | #N/A | #N/A | #N/A | #N/A | #N/A

## kenya_wind
OBJECTID | GroupVal | SUM_InstalledCapacity | SUM_area_chosenClsI | SUM_area_chosenClsII | SUM_ElectGen_chosen | SUM_ScWater | SUM_area_chosenClsIII | SUM_ElectGen_clsII | FIRST_SUM_Area | GroupVal_1 | FREQUENCY | SUM_zNEAR_Trans | SUM_zNEAR_Sub | SUM_zNEAR_Road | SUM_zNEAR_wind | SUM_zNEAR_geothermal | SUM_zNEAR_allRE | SUM_zNEAR_Load | SUM_zNEAR_water | SUM_zRQ_Wm2 | SUM_zCF_chosen | SUM_zCF_ClsII | SUM_zCF_tTier | SUM_zCF_chosenClsIII | SUM_zCF_chosenClsII | SUM_zCF_chosenClsI | SUM_zSLOPE | SUM_zPOPDEN | SUM_zLULC | SUM_zHumanFootprint | SUM_zcoloc_PV | SUM_zcoloc_CSP | SUM_zTransCost | SUM_zSubCost | SUM_zRoadCost | SUM_zLCOEgen_chosen | SUM_zLCOEgen_clsII | SUM_zLCOEtotTrans_chosen | SUM_zLCOEtotSub_chosen | SUM_zLCOEtotTrans_clsII | SUM_zLCOEtotSub_clsII | SUM_zScSlope | SUM_zScPop | SUM_zScLULC | SUM_zScREloc | SUM_zScREloc_geo | SUM_zScREloc_all | SUM_zScColoc | SUM_zScLoad | SUM_zScRoad | SUM_zScSub | SUM_zScTrans | SUM_zScHumanFootprint | zoneIdentification | distance_nearest_3TierWindLocation_km | siteName | capacityValueRatio_10percentPeakHours | capacityValueRatio_chosen3peakHours | capacityValueRatio_chosen3peakHours_multiyear | Shape_Length | Shape_Area
1 | 11 | 103.5 | 0 | 45 | 345838.8015 | 2 | 1 | 344735.5917 | 46 | 11 | 2 | 3873.7431 | 45889.9149 | 109.6821 | 417365.642 | 258904.3145 | 258904.3145 | 98199.0814 | 4836.4981 | 350.9658 | 0.38144 | 0.38023 | 0.43371 | 0.20989 | 0.38076 | 0 | 0.45576 | 3.6359 | 3.875 | 40.6739 | 0 | 0 | 2.4674 | 3.8389 | 0.029391 | 65.9383 | 65.9751 | 68.4352 | 69.8067 | 68.4801 | 69.8561 | 0.97721 | 0.96364 | 0.28125 | 0 | 0 | 0 | 0 | 0.018685 | 0.9989 | 0.5411 | 0.96126 | 0.59326 | A | 4 |  | 1.04 | 1.05 | 1.04 | 110000 | 45999999.6
2 | 18.1.1 | 833.1656 | 0 | 0 | 2404756.9158 | 0 | 371 | 2113369.135 | 370.2958 | 18.1.1 | 21 | 45468.9015 | 48991.5745 | 27391.9368 | 97593.331 | 38784.0291 | 36859.2387 | 113546.1536 | 25276.9136 | 305.0438 | 0.32949 | 0.28956 | 0.33541 | 0.32949 | 0 | 0 | 3.2789 | 12.4831 | 2.6959 | 27.8583 | 0.80611 | 0 | 4.4383 | 4.5684 | 8.5942 | 85.918 | 86.8944 | 98.9505 | 99.0806 | 101.7234 | 101.8723 | 0.83605 | 0.87517 | 0.57602 | 0 | 0 | 0 | 0.40306 | 0 | 0.72608 | 0.51008 | 0.54531 | 0.72142 | B | 84 |  | 1.62 | 1.48 | 1.4 | 166608.3966 | 370295820.235
3 | 20 | 170.4375 | 0 | 6.25 | 575542.6929 | 0 | 69.5 | 497159.8292 | 75.75 | 20 | 11 | 15519.1955 | 18471.6131 | 8704.1326 | 425596.4116 | 292990.8192 | 292990.8191 | 145330.812 | 24716.7903 | 290.6649 | 0.38549 | 0.33299 | 0.37434 | 0.35423 | 0.031259 | 0 | 0.15992 | 6.3597 | 3.4818 | 21.1386 | 0 | 0 | 2.8269 | 2.9215 | 2.3062 | 72.6255 | 75.551 | 77.7585 | 77.8531 | 81.5398 | 81.6501 | 0.992 | 0.9364 | 0.37954 | 0 | 0 | 0 | 0 | 0 | 0.91296 | 0.81528 | 0.84481 | 0.78861 | C | 44 |  | 1.04 | 1.05 | 1.04 | 157999.9998 | 75749999.9
4 | 25 | 72 | 0 | 0 | 216276.4101 | 0 | 32 | 184421.5121 | 32 | 25 | 5 | 65978.9314 | 67057.0852 | 1897.1642 | 372526.3466 | 298009.3601 | 298009.3601 | 195975.2634 | 39243.2666 | 258.6452 | 0.3429 | 0.2924 | 0.32956 | 0.3429 | 0 | 0 | 0.27238 | 26.1797 | 3.9844 | 38.2187 | 0 | 0 | 4.9999 | 5.039 | 0.56324 | 82.326 | 85.7946 | 87.8891 | 87.9282 | 92.3178 | 92.3636 | 0.98638 | 0.7382 | 0.25391 | 0 | 0 | 0 | 0 | 0 | 0.98103 | 0.32943 | 0.34021 | 0.61781 | D | 95 |  | 1.12 | 1.08 | 1.08 | 90000.0002 | 31999999.8
5 | 26 | 72 | 0 | 0 | 225738.0897 | 0 | 32 | 193335.673 | 32 | 26 | 2 | 84016.4839 | 84129.2217 | 662.0314 | 375127.5827 | 316231.0692 | 316231.0692 | 209925.5237 | 55433.142 | 273.6223 | 0.35791 | 0.30653 | 0.3462 | 0.35791 | 0 | 0 | 0.15015 | 14.9063 | 3.7266 | 39.0625 | 0 | 0 | 5.4175 | 5.4214 | 0.18937 | 78.8727 | 81.8346 | 84.4796 | 84.4835 | 88.3811 | 88.3857 | 0.99249 | 0.85094 | 0.31836 | 0 | 0 | 0 | 0 | 0 | 0.99338 | 0.15871 | 0.15984 | 0.60938 | E | 104 |  | 1.12 | 1.08 | 1.08 | 64000.0002 | 32000000.35
6 | 27 | 509.625 | 0 | 104.75 | 1513623.7065 | 0 | 121.75 | 1390756.4331 | 226.5 | 27 | 18 | 40535.9801 | 67079.6021 | 1627.6377 | 108468.3676 | 82371.3414 | 82371.3414 | 127919.4425 | 78581.3881 | 278.8384 | 0.33905 | 0.31153 | 0.34657 | 0.27985 | 0.25735 | 0 | 3.1245 | 32.7748 | 3.351 | 34.2914 | 0.39404 | 0.39404 | 4.1253 | 5.1007 | 0.48777 | 78.9348 | 80.7497 | 83.5479 | 84.5232 | 85.8057 | 86.8691 | 0.84377 | 0.67225 | 0.41225 | 0 | 0 | 0 | 0.39404 | 0 | 0.98372 | 0.3292 | 0.59464 | 0.65709 | F | 3 |  | 1.31 | 1.25 | 1.22 | 196000 | 226500000
7 | 29.1.1 | 489.9375 | 0 | 0 | 1418491.763 | 12 | 217.75 | 1233833.3864 | 217.75 | 29.1.1 | 14 | 22361.8082 | 27601.6715 | 23147.0726 | 47935.0721 | 37965.9558 | 28083.0465 | 63522.0602 | 5639.7563 | 279.3499 | 0.33051 | 0.28748 | 0.32752 | 0.33051 | 0 | 0 | 3.8186 | 8.1447 | 3.0689 | 26.8645 | 0.43628 | 0 | 3.5534 | 3.7513 | 7.1829 | 85.5344 | 87.3852 | 96.2706 | 96.4686 | 99.727 | 99.9542 | 0.80907 | 0.91855 | 0.48278 | 0 | 0 | 0.016127 | 0.21814 | 0.36478 | 0.76853 | 0.72398 | 0.77638 | 0.73135 | G | 34 |  | 1.62 | 1.48 | 1.4 | 106000 | 217750000
8 | 29.1.2 | 1379.25 | 0 | 0 | 4108105.3543 | 10 | 613 | 3576205.4953 | 613 | 29.1.2 | 41 | 5240.295 | 19818.7719 | 4755.3537 | 19515.3288 | 36561.7509 | 18214.0666 | 36141.3848 | 15218.5407 | 287.2904 | 0.34001 | 0.29599 | 0.32884 | 0.34001 | 0 | 0 | 5.2641 | 21.5449 | 3.2219 | 31.7349 | 0.57382 | 0 | 2.8207 | 3.3548 | 1.4257 | 83.1135 | 84.8611 | 87.3599 | 87.8939 | 89.7367 | 90.35 | 0.73679 | 0.78455 | 0.44454 | 0.29563 | 0.06487 | 0.32635 | 0.28691 | 0.63859 | 0.95245 | 0.80181 | 0.9476 | 0.68265 | H | 7 |  | 1.62 | 1.48 | 1.4 | 487000 | 613000000
9 | 31.1.1 | 249.1875 | 0 | 0 | 795544.7195 | 0 | 110.75 | 683504.6662 | 110.75 | 31.1.1 | 12 | 115345.4942 | 115663.3927 | 10676.8298 | 355060.3912 | 327422.3306 | 327422.3305 | 263424.1252 | 74149.2432 | 280.8397 | 0.36445 | 0.31312 | 0.35083 | 0.36445 | 0 | 0 | 0.30288 | 2.5914 | 4.1422 | 21.9887 | 0 | 0 | 6.3905 | 6.401 | 2.9626 | 77.482 | 80.1455 | 86.8351 | 86.8456 | 91.0286 | 91.0407 | 0.98486 | 0.97409 | 0.21445 | 0 | 0 | 0 | 0 | 0 | 0.89323 | 0 | 0 | 0.78011 | I | 93 |  | 1.16 | 1.15 | 1.13 | 219999.999 | 110750000.2
10 | 31.1.2 | 827.4375 | 0 | 0 | 2546491.9566 | 0 | 367.75 | 2172264.186 | 367.75 | 31.1.2 | 25 | 110232.0506 | 110266.4826 | 3243.0216 | 367661.5387 | 337448.6135 | 337448.6134 | 247187.6505 | 69203.7708 | 264.2993 | 0.35132 | 0.29969 | 0.33528 | 0.35132 | 0 | 0 | 0.32525 | 3.5316 | 4.1108 | 26.9143 | 0 | 0 | 6.4539 | 6.4551 | 0.95509 | 80.3674 | 83.7288 | 87.7764 | 87.7776 | 92.4198 | 92.4212 | 0.98374 | 0.96468 | 0.2223 | 0 | 0 | 0 | 0 | 0 | 0.96757 | 0.0043644 | 0.004467 | 0.73086 | J | 110 |  | 1.16 | 1.15 | 1.13 | 357999.9994 | 367749999.85
11 | 33 | 690.1875 | 0 | 0 | 1953467.0168 | 0 | 306.75 | 1708068.7423 | 306.75 | 33 | 27 | 17035.4064 | 31364.4238 | 2932.8003 | 76436.6407 | 75060.6944 | 72338.2479 | 81038.0774 | 25087.6243 | 285.8441 | 0.3231 | 0.28251 | 0.3171 | 0.3231 | 0 | 0 | 2.2397 | 29.9837 | 3.652 | 36.6202 | 0.10676 | 0.10676 | 3.42 | 3.9697 | 0.9834 | 87.635 | 89.0685 | 92.0384 | 92.5881 | 94.1027 | 94.733 | 0.88802 | 0.70016 | 0.337 | 0 | 0 | 0 | 0.10676 | 0.18962 | 0.97067 | 0.68636 | 0.82965 | 0.6338 | K | 97 |  | 1.09 | 1.04 | 0.98 | 308000.0006 | 306750000
12 | 34 | 80.4375 | 1 | 20.25 | 249469.2335 | 0 | 14.5 | 237506.8373 | 35.75 | 34 | 5 | 977.6513 | 10357.3773 | 6299.6427 | 14536.1061 | 25476.0934 | 14536.1061 | 153901.542 | 34252.8888 | 317.6915 | 0.35404 | 0.33706 | 0.35685 | 0.30939 | 0.33797 | 0.024185 | 5.5352 | 74.8392 | 3.4895 | 33.3077 | 0 | 0 | 2.5577 | 2.8888 | 1.8267 | 74.6532 | 74.7128 | 79.0377 | 79.3687 | 79.3294 | 79.6782 | 0.72324 | 0.25161 | 0.37762 | 0.41856 | 0.020538 | 0.41856 | 0 | 0 | 0.937 | 0.89643 | 0.99022 | 0.66692 | L | 17 |  | 1.09 | 1.04 | 0.98 | 60000 | 35750000
13 | 35 | 253.125 | 3.5 | 57.5 | 816996.2757 | 0 | 51.5 | 770202.3454 | 112.5 | 35 | 10 | 8213.8652 | 21193.8001 | 453.6539 | 5056.1902 | 26316.0284 | 5056.1902 | 176377.5828 | 56982.1248 | 334.495 | 0.36845 | 0.34735 | 0.37647 | 0.22966 | 0.29898 | 0.063211 | 1.1332 | 29.9978 | 3.7644 | 32.8578 | 0.26222 | 0.26222 | 2.7082 | 3.1538 | 0.13381 | 72.0776 | 73.1795 | 74.9197 | 75.3652 | 76.2364 | 76.7236 | 0.94334 | 0.70002 | 0.30889 | 0.79775 | 0.04439 | 0.79775 | 0.26222 | 0 | 0.99546 | 0.78806 | 0.91786 | 0.67142 | M | 5 |  | 1.09 | 1.04 | 0.98 | 135000 | 112500000
14 | 36 | 213.75 | 0 | 17.75 | 607886.1895 | 4 | 77.25 | 545365.3563 | 95 | 36 | 9 | 18710.4129 | 57648.0609 | 7219.5798 | 144892.6355 | 18405.2452 | 18405.2452 | 95763.0761 | 9142.9326 | 285.2003 | 0.32465 | 0.29126 | 0.33411 | 0.30351 | 0.080208 | 0 | 4.6877 | 35.4947 | 3.3974 | 28.9526 | 0.042105 | 0.042105 | 3.4651 | 4.9647 | 2.2896 | 85.2966 | 86.5551 | 91.0513 | 92.5509 | 92.9902 | 94.6748 | 0.76562 | 0.64505 | 0.40066 | 0 | 0.26379 | 0.26379 | 0.042105 | 0.045448 | 0.9278 | 0.42352 | 0.8129 | 0.71047 | N | 34 |  | 1.26 | 1.23 | 1.12 | 129000 | 95000000
15 | 37.1.11 | 819 | 0 | 33.75 | 2643638.2478 | 0 | 330.25 | 2287582.0383 | 364 | 37.1.11 | 20 | 89386.1274 | 89384.4269 | 5441.8391 | 97683.8481 | 76665.5228 | 76665.5228 | 230176.1888 | 48939.3998 | 274.7435 | 0.36848 | 0.31885 | 0.34737 | 0.34494 | 0.087773 | 0 | 0.88154 | 2.8716 | 3.6298 | 18.9753 | 0.53022 | 0 | 5.4519 | 5.4518 | 1.5235 | 75.8954 | 78.8885 | 82.8708 | 82.8707 | 86.9729 | 86.9728 | 0.95592 | 0.97128 | 0.34255 | 0 | 0 | 0 | 0.26511 | 0 | 0.94558 | 0.10941 | 0.10951 | 0.81025 | O | 20 |  | 1.15 | 1.13 | 1.09 | 187000 | 364000000
16 | 37.1.19 | 658.6875 | 178.5 | 99 | 2311342.0041 | 0 | 15.25 | 2570439.8869 | 292.75 | 37.1.19 | 21 | 38068.0202 | 41297.4386 | 2786.0072 | 37153.5533 | 36664.2425 | 35418.719 | 204667.178 | 77466.608 | 466.07 | 0.40057 | 0.44548 | 0.48842 | 0.079303 | 0.23611 | 0.3239 | 2.7481 | 24.421 | 2.7669 | 26.8685 | 0.87703 | 0.62852 | 3.4135 | 3.5174 | 0.71692 | 59.6087 | 57.312 | 63.7391 | 63.843 | 61.0547 | 61.1528 | 0.8626 | 0.75579 | 0.55828 | 0.019923 | 0.022219 | 0.029806 | 0.75278 | 0 | 0.97214 | 0.58703 | 0.61932 | 0.73132 | P | 1 |  | 1.06 | 1.03 | 1 | 275000.0002 | 292750000.2
17 | 37.1.20 | 726.1875 | 2.5 | 66 | 2344169.8293 | 0 | 254.25 | 2074366.3533 | 322.75 | 37.1.20 | 19 | 58923.0279 | 59163.6531 | 1918.13 | 65948.2602 | 53564.4973 | 53564.4973 | 221970.959 | 70225.7609 | 286.5074 | 0.3685 | 0.32609 | 0.35802 | 0.36532 | 0.16552 | 0.022578 | 2.1828 | 10.1828 | 3.5507 | 20.4253 | 0.22851 | 0 | 4.4135 | 4.4217 | 0.54676 | 74.8508 | 77.3127 | 79.8111 | 79.8193 | 82.9533 | 82.9624 | 0.89086 | 0.89817 | 0.36232 | 0 | 0 | 0 | 0.11425 | 0 | 0.98082 | 0.40836 | 0.41077 | 0.79575 | Q | 30 |  | 1.12 | 1.1 | 1.07 | 264000.0006 | 322750000.1
18 | 37.1.21 | 655.3125 | 0 | 0 | 2224720.2955 | 0 | 291.25 | 1908495.3557 | 291.25 | 37.1.21 | 12 | 149338.0592 | 177085.9926 | 33470.9498 | 334359.5163 | 309387.8476 | 309387.8476 | 394663.0034 | 111601.1503 | 291.8115 | 0.38755 | 0.33246 | 0.36302 | 0.38755 | 0 | 0 | 0.25553 | 7.4395 | 3.824 | 21.0498 | 0 | 0 | 7.1032 | 7.9936 | 8.8575 | 72.8441 | 75.4573 | 88.8048 | 89.6951 | 94.0645 | 95.1023 | 0.98722 | 0.92561 | 0.29399 | 0 | 0 | 0 | 0 | 0 | 0.66529 | 0 | 0 | 0.7895 | R | 99 |  | 1.19 | 1.18 | 1.16 | 123000 | 291250000
19 | 37.1.23 | 851.0625 | 0 | 378.25 | 3011678.075 | 0 | 0 | 3011678.075 | 378.25 | 37.1.23 | 17 | 111693.5758 | 111449.7627 | 2993.1943 | 116808.38 | 103380.7799 | 103380.7799 | 268417.9897 | 91305.7905 | 371.476 | 0.40396 | 0.40396 | 0.44906 | 0 | 0.40396 | 0 | 0.76086 | 1.5611 | 2.0747 | 8.6642 | 1 | 0 | 5.6529 | 5.6453 | 0.76055 | 62.1024 | 62.1024 | 68.5158 | 68.5083 | 68.5158 | 68.5083 | 0.96196 | 0.98439 | 0.73133 | 0 | 0 | 0 | 0.5 | 0 | 0.97007 | 0.00014557 | 0 | 0.91336 | S | 24 |  | 1.15 | 1.13 | 1.09 | 94000 | 378250000
20 | 37.1.25 | 733.5 | 0 | 0 | 2320575.3767 | 0 | 326 | 2004199.6491 | 326 | 37.1.25 | 26 | 54415.1553 | 55009.6085 | 13400.8263 | 333070.8044 | 299024.401 | 299024.4009 | 231767.4917 | 29682.1851 | 287.3244 | 0.36115 | 0.31192 | 0.35159 | 0.36115 | 0 | 0 | 0.12361 | 2.8206 | 3.5077 | 15.1871 | 0 | 0 | 4.3497 | 4.3698 | 3.7962 | 78.216 | 80.4936 | 86.3619 | 86.3821 | 89.9274 | 89.9507 | 0.99382 | 0.97179 | 0.37308 | 0 | 0 | 0 | 0 | 0 | 0.86599 | 0.4499 | 0.45585 | 0.84813 | T | 66 |  | 1.12 | 1.08 | 1.08 | 393999.9996 | 325999999.9
21 | 37.1.28 | 898.3125 | 0 | 275.5 | 2873553.1575 | 0 | 123.75 | 2726490.3385 | 399.25 | 37.1.28 | 28 | 75169.3794 | 71222.909 | 9180.2593 | 160729.1889 | 150686.425 | 150686.425 | 317309.8851 | 113623.3265 | 301.4384 | 0.36516 | 0.34648 | 0.38301 | 0.16549 | 0.30964 | 0 | 0.18019 | 2.1678 | 2.4552 | 15.9643 | 0.8948 | 0 | 5.0412 | 4.9065 | 2.6363 | 71.4067 | 72.421 | 79.0841 | 78.9495 | 80.3948 | 80.2528 | 0.99099 | 0.97832 | 0.63619 | 0 | 0 | 0 | 0.4474 | 0 | 0.9082 | 0.28823 | 0.2498 | 0.84036 | U | 44 |  | 1.16 | 1.15 | 1.11 | 192000 | 399250000
22 | 37.1.31 | 360.5625 | 0 | 0 | 1134321.9419 | 0 | 160.25 | 963238.8325 | 160.25 | 37.1.31 | 11 | 44948.3677 | 98666.418 | 42219.5871 | 154501.395 | 126987.5585 | 126987.5584 | 197953.6221 | 37531.4978 | 264.9501 | 0.35913 | 0.30496 | 0.33861 | 0.35913 | 0 | 0 | 0.95684 | 3.5398 | 3.5133 | 18.3947 | 0.51794 | 0 | 4.0462 | 5.9104 | 12.0401 | 78.6316 | 82.294 | 94.7179 | 96.5821 | 101.2404 | 103.4362 | 0.95216 | 0.9646 | 0.37168 | 0 | 0 | 0 | 0.25897 | 0 | 0.5778 | 0.01899 | 0.55052 | 0.81605 | V | 39 |  | 1.18 | 1.17 | 1.14 | 79000 | 160250000
23 | 37.1.32 | 1478.25 | 0 | 0 | 4822288.5802 | 31 | 657 | 4120277.632 | 657 | 37.1.32 | 34 | 52227.0618 | 69419.0007 | 9568.3804 | 165325.5319 | 138192.7129 | 138192.7129 | 237626.0652 | 5352.1256 | 283.8451 | 0.37239 | 0.31818 | 0.35288 | 0.37239 | 0 | 0 | 0.70185 | 7.3208 | 2.726 | 28.4787 | 0.3067 | 0 | 4.1524 | 4.729 | 2.5879 | 75.9014 | 78.9698 | 82.6416 | 83.2183 | 86.8533 | 87.5287 | 0.96491 | 0.92679 | 0.56849 | 0 | 0 | 0 | 0.15335 | 0 | 0.90432 | 0.30581 | 0.47773 | 0.71521 | W | 34 |  | 1.18 | 1.17 | 1.14 | 225000 | 657000000
24 | 37.1.33 | 1665 | 0 | 0 | 5128531.3739 | 0 | 740 | 4425098.1533 | 740 | 37.1.33 | 34 | 62257.8463 | 71115.4181 | 37518.2263 | 315933.1311 | 178133.8839 | 178133.8839 | 132551.6179 | 55550.5551 | 278.3746 | 0.35162 | 0.30339 | 0.3405 | 0.35162 | 0 | 0 | 0.25435 | 2.3841 | 3.2993 | 12.5149 | 0 | 0 | 4.7468 | 5.0602 | 10.9164 | 80.2921 | 82.694 | 95.9553 | 96.2687 | 100.8427 | 101.2061 | 0.98728 | 0.97616 | 0.42517 | 0 | 0 | 0 | 0 | 0 | 0.62482 | 0.28885 | 0.37742 | 0.87485 | X | 107 |  | 1.04 | 1.05 | 1.04 | 309000.0002 | 739999999.9
25 | 37.1.34 | 1372.5 | 0 | 0 | 4249599.2431 | 31 | 610 | 3658224.9361 | 610 | 37.1.34 | 47 | 16230.0188 | 27835.0372 | 5888.7256 | 347694.6733 | 260389.464 | 260389.4639 | 184434.9773 | 7503.9163 | 277.5264 | 0.35345 | 0.30427 | 0.3445 | 0.35345 | 0 | 0 | 0.20306 | 11.4787 | 3.3898 | 36.4156 | 0 | 0 | 3.096 | 3.5088 | 1.6853 | 79.929 | 82.5299 | 84.7103 | 85.1231 | 88.0808 | 88.5613 | 0.98985 | 0.88521 | 0.40256 | 0 | 0 | 0 | 0 | 0 | 0.94111 | 0.72165 | 0.8377 | 0.63584 | Y | 68 |  | 1.12 | 1.08 | 1.08 | 511000 | 610000000
26 | 37.1.36 | 675 | 0 | 260.25 | 2200505.2204 | 0 | 39.75 | 2156626.058 | 300 | 37.1.36 | 12 | 93987.1507 | 94073.6751 | 1212.4826 | 98552.1968 | 80697.7056 | 80697.7056 | 241454.4466 | 65956.2022 | 324.1657 | 0.37215 | 0.36473 | 0.40102 | 0.13301 | 0.36642 | 0 | 0.90671 | 1.8925 | 3.1925 | 17.5483 | 0.91667 | 0 | 5.5482 | 5.5511 | 0.33286 | 68.5608 | 68.876 | 74.4418 | 74.4447 | 74.8808 | 74.8837 | 0.95466 | 0.98107 | 0.45187 | 0 | 0 | 0 | 0.45833 | 0 | 0.98788 | 0.062191 | 0.062874 | 0.82452 | Z | 5 |  | 1.15 | 1.13 | 1.09 | 80000 | 300000000
27 | 37.1.37 | 465.1875 | 0 | 163.25 | 1520613.56 | 0 | 43.5 | 1471720.3731 | 206.75 | 37.1.37 | 11 | 21596.266 | 101421.4822 | 36841.5942 | 237126.3682 | 212895.8262 | 212895.8261 | 330936.46 | 69793.1433 | 319.6515 | 0.37315 | 0.36115 | 0.39238 | 0.24242 | 0.35499 | 0 | 0.29744 | 4.5115 | 3.0883 | 10.6058 | 0 | 0 | 3.1125 | 5.7803 | 10.158 | 69.009 | 69.4673 | 82.2795 | 84.9473 | 83.1236 | 85.8767 | 0.98513 | 0.95489 | 0.47793 | 0 | 0 | 0 | 0 | 0 | 0.63158 | 0.01 | 0.78404 | 0.89394 | AA | 43 |  | 1.19 | 1.18 | 1.16 | 80000 | 206750000
28 | 37.1.38 | 1127.25 | 0 | 0 | 3791866.0348 | 3 | 501 | 3310145.007 | 501 | 37.1.38 | 27 | 19922.4802 | 31076.1607 | 19996.3526 | 322507.4541 | 231096.9744 | 231096.9743 | 183910.0324 | 24217.5732 | 319.9698 | 0.384 | 0.33521 | 0.38022 | 0.384 | 0 | 0 | 0.26864 | 2.9965 | 3.1252 | 12.4401 | 0 | 0 | 2.9739 | 3.3383 | 5.3515 | 73.538 | 74.8641 | 81.8635 | 82.2278 | 84.4045 | 84.8223 | 0.98657 | 0.97003 | 0.46869 | 0 | 0 | 0 | 0 | 0 | 0.80004 | 0.68924 | 0.80078 | 0.8756 | AB | 52 |  | 1.12 | 1.08 | 1.08 | 180000 | 501000000
29 | 37.1.39 | 623.25 | 0 | 0 | 1991989.5655 | 13 | 277 | 1722841.5161 | 277 | 37.1.39 | 13 | 3324.7039 | 14142.2165 | 585.8501 | 313220.5168 | 262087.2734 | 262087.2733 | 214711.8784 | 3979.8548 | 292.1882 | 0.36486 | 0.31556 | 0.35623 | 0.36486 | 0 | 0 | 0.18561 | 7.8538 | 3.0686 | 33.1047 | 0 | 0 | 2.5622 | 2.9311 | 0.16796 | 77.3823 | 79.5102 | 80.1124 | 80.4813 | 82.6682 | 83.095 | 0.99072 | 0.92146 | 0.48285 | 0 | 0 | 0 | 0 | 0 | 0.99414 | 0.85858 | 0.96675 | 0.66895 | AC | 34 |  | 1.12 | 1.08 | 1.08 | 123000 | 277000000
30 | 37.1.41 | 507.1158 | 0 | 0 | 1656134.2451 | 0 | 226.75 | 1416634.4816 | 225.3848 | 37.1.41 | 16 | 163337.1345 | 170761.3688 | 92579.1251 | 352964.2007 | 326099.5844 | 326099.5844 | 329096.8617 | 108427.4705 | 279.1392 | 0.37281 | 0.31889 | 0.35088 | 0.37281 | 0 | 0 | 0.18205 | 1.9525 | 4.2175 | 25.7614 | 0 | 0 | 7.8504 | 8.0993 | 25.3997 | 75.7343 | 78.6814 | 108.9845 | 109.2333 | 117.5511 | 117.8422 | 0.9909 | 0.98047 | 0.19562 | 0 | 0 | 0 | 0 | 0 | 0.079194 | 0 | 0 | 0.74239 | AD | 89 |  | 1.16 | 1.15 | 1.13 | 199190.9969 | 225384785.283
31 | 37.1.42 | 640.125 | 0 | 0 | 2064839.9794 | 0 | 284.5 | 1773879.3076 | 284.5 | 37.1.42 | 23 | 101208.7594 | 110558.192 | 48682.2449 | 319744.0542 | 292322.2951 | 292322.295 | 298262.8376 | 66968.5023 | 282.4253 | 0.36823 | 0.31634 | 0.35062 | 0.36823 | 0 | 0 | 0.17346 | 2.5308 | 4.2408 | 16.2759 | 0 | 0 | 5.8475 | 6.1637 | 13.4893 | 76.6829 | 79.3209 | 96.0196 | 96.3358 | 101.8347 | 102.2029 | 0.99133 | 0.97469 | 0.18981 | 0 | 0 | 0 | 0 | 0 | 0.51318 | 0 | 0.015749 | 0.83724 | AE | 52 |  | 1.16 | 1.15 | 1.13 | 423999.9998 | 284500000.3
32 | 37.1.43 | 959.0625 | 0 | 0 | 3125593.7088 | 0 | 426.25 | 2659218.6386 | 426.25 | 37.1.43 | 19 | 106081.3215 | 172898.9305 | 18297.3777 | 305708.5504 | 282256.063 | 282256.063 | 401118.7319 | 78657.9425 | 272.4001 | 0.37203 | 0.31652 | 0.34212 | 0.37203 | 0 | 0 | 0.27992 | 5.3296 | 3.3255 | 15.976 | 0 | 0 | 5.9538 | 8.1897 | 5.029 | 75.8835 | 79.2592 | 86.8664 | 89.1023 | 92.1694 | 94.7976 | 0.986 | 0.9467 | 0.41862 | 0 | 0 | 0 | 0 | 0 | 0.81703 | 0 | 0.038733 | 0.84024 | AF | 94 |  | 1.19 | 1.18 | 1.16 | 137000 | 426250000
33 | 37.1.44 | 2747.25 | 0 | 0 | 8533560.0173 | 0 | 1221 | 7354836.1224 | 1221 | 37.1.44 | 56 | 73495.0051 | 80183.9462 | 13627.7126 | 273643.1434 | 204510.9668 | 204510.9667 | 212536.2617 | 69310.3584 | 282.2832 | 0.35459 | 0.30561 | 0.34286 | 0.35459 | 0 | 0 | 0.37674 | 2.9889 | 3.0594 | 12.8387 | 0 | 0 | 5.1078 | 5.3423 | 3.9646 | 79.6562 | 82.1448 | 88.7287 | 88.9632 | 92.6819 | 92.9538 | 0.98116 | 0.97011 | 0.48516 | 0 | 0 | 0 | 0 | 0 | 0.86372 | 0.19829 | 0.26505 | 0.87161 | AG | 48 |  | 1.12 | 1.08 | 1.08 | 231000 | 1221000000
34 | 37.1.45 | 1343.8125 | 0 | 597.25 | 4602623.2465 | 0 | 0 | 4602623.2465 | 597.25 | 37.1.45 | 24 | 101683.3895 | 105812.9181 | 2443.6206 | 123768.1129 | 104369.6926 | 104369.6926 | 259146.9045 | 64221.7826 | 359.4087 | 0.39099 | 0.39099 | 0.43549 | 0 | 0.39099 | 0 | 0.69374 | 5.3704 | 2.4111 | 20.897 | 1 | 0 | 5.5244 | 5.6549 | 0.63444 | 64.1818 | 64.1818 | 70.3406 | 70.4711 | 70.3406 | 70.4711 | 0.96531 | 0.9463 | 0.64724 | 0 | 0 | 0 | 0.5 | 0 | 0.97556 | 0.015433 | 0.034124 | 0.79103 | AH | 21 |  | 1.15 | 1.13 | 1.09 | 132000 | 597250000
35 | 37.1.46 | 1497.9375 | 0 | 0 | 4961568.6381 | 0 | 665.75 | 4160969.435 | 665.75 | 37.1.46 | 27 | 71306.1055 | 68357.8231 | 3491.4385 | 159272.9215 | 196712.818 | 159272.9215 | 363972.2808 | 73414.8665 | 267.8018 | 0.37811 | 0.3171 | 0.34787 | 0.37811 | 0 | 0 | 0.37002 | 3.3357 | 2.2576 | 16.1656 | 0.25084 | 0 | 4.7119 | 4.6146 | 0.94408 | 74.6635 | 79.1142 | 80.3195 | 80.2222 | 85.8578 | 85.7418 | 0.9815 | 0.96664 | 0.6856 | 0 | 0 | 0 | 0.12542 | 0 | 0.96509 | 0.31642 | 0.28694 | 0.83834 | AI | 68 |  | 1.2 | 1.2 | 1.15 | 174000 | 665750000
36 | 37.1.47 | 1411.875 | 0 | 0 | 4089406.2725 | 0 | 627.5 | 3519088.1622 | 627.5 | 37.1.47 | 33 | 98284.7459 | 115148.1657 | 28318.4839 | 288133.0245 | 139235.1335 | 139235.1334 | 137791.5701 | 91133.7172 | 261.9665 | 0.33064 | 0.28453 | 0.31734 | 0.33064 | 0 | 0 | 0.23391 | 2.5299 | 2.947 | 6.1076 | 0 | 0 | 6.4011 | 7.0457 | 8.7634 | 85.4161 | 88.2108 | 100.5807 | 101.2252 | 105.8316 | 106.5812 | 0.9883 | 0.9747 | 0.51325 | 0 | 0 | 0 | 0 | 0 | 0.71682 | 0 | 0.038074 | 0.93892 | AJ | 135 |  | 1.12 | 1.08 | 1.08 | 204000 | 627500000
37 | 37.1.48 | 455.625 | 0 | 0 | 1342843.6588 | 0 | 202.5 | 1147946.295 | 202.5 | 37.1.48 | 14 | 57027.8017 | 59249.5023 | 32806.2947 | 328910.4341 | 179754.8951 | 179754.8951 | 114204.6401 | 47949.0794 | 255.8897 | 0.33644 | 0.28761 | 0.32109 | 0.33644 | 0 | 0 | 0.3575 | 4.4938 | 3.379 | 14.1481 | 0 | 0 | 4.7659 | 4.8478 | 9.9708 | 83.9101 | 87.226 | 98.6468 | 98.7287 | 104.4667 | 104.5625 | 0.98213 | 0.95506 | 0.40525 | 0 | 0 | 0 | 0 | 0 | 0.67194 | 0.4075 | 0.42972 | 0.85852 | AK | 96 |  | 1.04 | 1.05 | 1.04 | 141000 | 202500000
38 | 37.1.49 | 574.875 | 0 | 247.25 | 1817440.4361 | 0 | 8.25 | 1808881.6989 | 255.5 | 37.1.49 | 12 | 13389.2973 | 50923.6142 | 14918.7642 | 219405.5643 | 191839.7921 | 191839.7921 | 242311.3849 | 30802.4616 | 342.4422 | 0.3609 | 0.3592 | 0.40635 | 0.10747 | 0.35951 | 0 | 0.41528 | 3.4354 | 3.1272 | 12.8219 | 0 | 0 | 2.9359 | 4.2308 | 4.2277 | 69.7891 | 69.8408 | 76.9527 | 78.2476 | 77.0414 | 78.3418 | 0.97924 | 0.96565 | 0.4682 | 0 | 0 | 0 | 0 | 0 | 0.85081 | 0.49076 | 0.86611 | 0.87178 | AL | 38 |  | 1.16 | 1.13 | 1.12 | 82000 | 255500000
39 | 37.1.50 | 562.5 | 0 | 242.75 | 1799109.0776 | 0 | 7.25 | 1791352.5661 | 250 | 37.1.50 | 14 | 99814.8294 | 100459.3454 | 39447.0211 | 291657.2724 | 265117.759 | 265117.759 | 348260.7779 | 72425.3216 | 330.044 | 0.36512 | 0.36354 | 0.39993 | 0.12231 | 0.36363 | 0 | 0.14101 | 1.432 | 3.9 | 16.472 | 0 | 0 | 5.8498 | 5.8718 | 11.0595 | 68.9578 | 69.0044 | 85.867 | 85.889 | 85.9936 | 86.0157 | 0.99295 | 0.98568 | 0.275 | 0 | 0 | 0 | 0 | 0 | 0.60553 | 0.029909 | 0.032739 | 0.83528 | AM | 41 |  | 1.16 | 1.15 | 1.13 | 84000 | 250000000
40 | 37.1.51 | 1778.0625 | 0 | 0 | 5211124.9121 | 0 | 790.25 | 4454873.2758 | 790.25 | 37.1.51 | 39 | 97635.9611 | 104684.1027 | 15949.8251 | 255412.027 | 190658.6599 | 190658.6599 | 210875.1095 | 89277.27 | 262.0075 | 0.33456 | 0.28601 | 0.32246 | 0.33456 | 0 | 0 | 0.3551 | 3.3818 | 3.1294 | 13.7219 | 0 | 0 | 6.306 | 6.5684 | 4.8779 | 84.3918 | 87.7283 | 95.5757 | 95.838 | 100.816 | 101.123 | 0.98225 | 0.96618 | 0.46765 | 0 | 0 | 0 | 0 | 0 | 0.8405 | 0.013982 | 0.048838 | 0.86278 | AN | 65 |  | 1.12 | 1.08 | 1.08 | 212000 | 790250000
41 | 37.1.52 | 1638 | 0 | 728 | 5498498.1117 | 0 | 0 | 5498498.1117 | 728 | 37.1.52 | 37 | 80508.6864 | 79471.8555 | 14018.7077 | 143609.129 | 129683.6887 | 129683.6887 | 292359.1037 | 100798.8091 | 343.9892 | 0.3832 | 0.3832 | 0.42542 | 0 | 0.3832 | 0 | 0.61994 | 2.1233 | 1.9117 | 9.8977 | 1 | 0 | 4.9423 | 4.909 | 3.7323 | 65.5009 | 65.5009 | 74.1754 | 74.1422 | 74.1754 | 74.1422 | 0.969 | 0.97877 | 0.77206 | 0 | 0 | 0 | 0.5 | 0 | 0.85981 | 0.2157 | 0.20817 | 0.90102 | AO | 37 |  | 1.17 | 1.16 | 1.12 | 192000 | 728000000
42 | 37.1.53 | 1570.3754 | 0 | 0 | 5206462.8015 | 0 | 702.75 | 4446825.6832 | 697.9446 | 37.1.53 | 35 | 150858.0939 | 192568.9244 | 16469.5814 | 337625.6987 | 313330.7663 | 313330.7663 | 412654.9125 | 93127.0176 | 281.174 | 0.37847 | 0.32325 | 0.35205 | 0.37847 | 0 | 0 | 0.18217 | 8.885 | 3.6339 | 25.9767 | 0 | 0 | 7.3237 | 8.6983 | 4.4362 | 74.5987 | 77.619 | 86.3585 | 87.7331 | 91.3828 | 92.9928 | 0.99089 | 0.91115 | 0.34153 | 0 | 0 | 0 | 0 | 0 | 0.8353 | 0 | 0 | 0.74023 | AP | 109 |  | 1.19 | 1.18 | 1.16 | 210442.5443 | 697944609.542
43 | 37.1.54 | 996.1875 | 0 | 0 | 3332310.0524 | 0 | 442.75 | 2817576.0349 | 442.75 | 37.1.54 | 20 | 28580.4213 | 76584.386 | 7943.4066 | 243768.1256 | 223359.8297 | 223359.8296 | 363134.162 | 82397.5351 | 276.0935 | 0.38186 | 0.32287 | 0.35102 | 0.38186 | 0 | 0 | 0.38114 | 4.1784 | 3.0446 | 17.3411 | 0 | 0 | 3.2713 | 4.8347 | 2.1335 | 73.9416 | 77.716 | 79.3464 | 80.9098 | 84.1099 | 85.9586 | 0.98094 | 0.95822 | 0.48885 | 0 | 0 | 0 | 0 | 0 | 0.92057 | 0.23416 | 0.7142 | 0.82659 | AQ | 65 |  | 1.2 | 1.19 | 1.16 | 144000 | 442750000
44 | 37.1.56 | 1293.1875 | 0 | 559.75 | 4617375.0371 | 0 | 15 | 4600532.576 | 574.75 | 37.1.56 | 24 | 95672.3976 | 96270.2768 | 9284.4337 | 94123.5335 | 82299.2395 | 82299.2394 | 249936.2431 | 86114.4881 | 372.149 | 0.4076 | 0.40611 | 0.44952 | 0.034325 | 0.40687 | 0 | 1.2896 | 1.8708 | 3.318 | 16.251 | 0.91301 | 0 | 5.1136 | 5.1317 | 2.3115 | 60.3695 | 61.9267 | 67.7946 | 67.8127 | 69.377 | 69.3952 | 0.93552 | 0.98129 | 0.42051 | 0 | 0 | 0 | 0.4565 | 0 | 0.90716 | 0.060021 | 0.064429 | 0.83749 | AR | 4 |  | 1.12 | 1.1 | 1.07 | 109000 | 574750000
45 | 37.1.57 | 1069.3125 | 0 | 0 | 3338066.6506 | 0 | 475.25 | 2859880.8863 | 475.25 | 37.1.57 | 21 | 35756.0917 | 66080.3945 | 35664.0666 | 230962.8972 | 203747.5983 | 203747.5983 | 237471.6159 | 44367.5553 | 276.6106 | 0.35636 | 0.30531 | 0.3399 | 0.35636 | 0 | 0 | 0.46029 | 3.8006 | 3.1347 | 8.1352 | 0 | 0 | 3.7696 | 4.8239 | 10.3405 | 79.3446 | 82.331 | 93.4546 | 94.5089 | 98.8189 | 100.0493 | 0.97699 | 0.96199 | 0.46633 | 0 | 0 | 0 | 0 | 0 | 0.64336 | 0.3392 | 0.64244 | 0.91865 | AS | 47 |  | 1.16 | 1.13 | 1.12 | 121000 | 475250000
46 | 37.1.58 | 787.5 | 0 | 350 | 2608929.3008 | 0 | 0 | 2608929.3008 | 350 | 37.1.58 | 14 | 106361.8646 | 112372.9881 | 11097.2005 | 121956.3945 | 100383.0657 | 100383.0657 | 249701.7372 | 50777.323 | 343.7956 | 0.37819 | 0.37819 | 0.41917 | 0 | 0.37819 | 0 | 0.9085 | 6.6993 | 2.905 | 19.1371 | 1 | 0 | 5.8626 | 6.0611 | 3.0038 | 66.3486 | 66.3486 | 75.215 | 75.4135 | 75.215 | 75.4135 | 0.95458 | 0.93301 | 0.52375 | 0 | 0 | 0 | 0.5 | 0 | 0.88903 | 0.00069033 | 0.0054569 | 0.80863 | AT | 26 |  | 1.15 | 1.13 | 1.09 | 100000 | 350000000
47 | 37.1.59 | 1251.5625 | 0 | 0 | 4109547.8373 | 0 | 556.25 | 3451193.7784 | 556.25 | 37.1.59 | 24 | 123784.7129 | 130854.0069 | 52616.6445 | 107483.1237 | 200586.1161 | 107483.1237 | 368345.9882 | 95125.168 | 265.477 | 0.37483 | 0.31478 | 0.34572 | 0.37483 | 0 | 0 | 0.285 | 3.9928 | 1.8485 | 8.9946 | 1 | 0 | 6.4949 | 6.7321 | 14.4071 | 75.3378 | 79.7272 | 96.2398 | 96.4769 | 104.6268 | 104.9096 | 0.98575 | 0.96007 | 0.78787 | 0 | 0 | 0 | 0.5 | 0 | 0.47383 | 0 | 0 | 0.91005 | AU | 72 |  | 1.16 | 1.15 | 1.11 | 108000 | 556250000
48 | 37.1.60 | 899.4375 | 0 | 392.25 | 2854329.3044 | 0 | 7.5 | 2846312.7938 | 399.75 | 37.1.60 | 16 | 29558.1255 | 46610.6544 | 26740.6705 | 185485.8865 | 157865.6837 | 157865.6836 | 236419.7088 | 22983.3101 | 336.6001 | 0.36227 | 0.36125 | 0.40539 | 0.025067 | 0.36137 | 0 | 0.81821 | 1.94 | 2.9819 | 13.6329 | 0.062539 | 0 | 3.4805 | 4.0661 | 7.5516 | 69.4131 | 69.4493 | 80.4451 | 81.0308 | 80.5085 | 81.0952 | 0.95909 | 0.9806 | 0.50453 | 0 | 0 | 0 | 0.03127 | 0 | 0.73259 | 0.53389 | 0.70442 | 0.86367 | AV | 4 |  | 1.18 | 1.17 | 1.14 | 91000 | 399750000
49 | 37.1.62 | 577.125 | 0 | 0 | 1832570.4294 | 0 | 256.5 | 1590635.906 | 256.5 | 37.1.62 | 13 | 76488.4818 | 106986.7596 | 2395.8395 | 320084.7385 | 132252.4854 | 132252.4854 | 95423.9671 | 102651.1217 | 292.2001 | 0.36248 | 0.31463 | 0.34929 | 0.36248 | 0 | 0 | 0.23249 | 3.2953 | 3.0058 | 7.4717 | 0 | 0 | 5.0933 | 6.1396 | 0.66745 | 77.951 | 79.8265 | 83.7118 | 84.7581 | 86.4629 | 87.6681 | 0.98838 | 0.96705 | 0.49854 | 0 | 0 | 0 | 0 | 0.049732 | 0.97604 | 0.00078656 | 0.23512 | 0.92528 | AW | 142 |  | 1.04 | 1.05 | 1.04 | 76000 | 256500000
50 | 37.1.63 | 650.8125 | 0 | 0 | 2120593.6695 | 0 | 289.25 | 1844412.7304 | 289.25 | 37.1.63 | 15 | 45059.3051 | 56130.7108 | 28594.6597 | 311427.8906 | 211360.358 | 211360.358 | 180016.0468 | 44408.3363 | 304.3658 | 0.37196 | 0.32352 | 0.36394 | 0.37196 | 0 | 0 | 0.34321 | 3.7364 | 3.1452 | 10.4261 | 0 | 0 | 3.9102 | 4.2827 | 7.9033 | 75.9063 | 77.5555 | 87.7198 | 88.0923 | 91.1422 | 91.5707 | 0.98284 | 0.96264 | 0.4637 | 0 | 0 | 0 | 0 | 0 | 0.71405 | 0.43869 | 0.54941 | 0.89574 | AX | 58 |  | 1.12 | 1.08 | 1.08 | 122000 | 289250000
51 | 37.1.65 | 703.125 | 0 | 0 | 2150048.4011 | 0 | 312.5 | 1842995.0892 | 312.5 | 37.1.65 | 18 | 69815.2532 | 93209.0918 | 55321.4443 | 234838.0027 | 209180.7684 | 209180.7684 | 209206.0158 | 80785.5419 | 274.568 | 0.34907 | 0.29922 | 0.33699 | 0.34907 | 0 | 0 | 0.73018 | 2.716 | 3.4536 | 8.2112 | 0 | 0 | 5.0497 | 5.8954 | 16.2456 | 80.9323 | 83.9192 | 102.2276 | 103.0734 | 108.7694 | 109.7579 | 0.96349 | 0.97284 | 0.3866 | 0 | 0 | 0 | 0 | 0 | 0.44679 | 0.078046 | 0.30185 | 0.91789 | AY | 58 |  | 1.12 | 1.08 | 1.08 | 94000 | 312500000
52 | 37.1.66 | 2794.5 | 0 | 1236 | 8933126.0607 | 0 | 6 | 8926187.0143 | 1242 | 37.1.66 | 50 | 59842.6943 | 78433.7667 | 5270.2307 | 163212.5855 | 142807.0205 | 142807.0204 | 289647.0432 | 70832.4037 | 326.6672 | 0.36492 | 0.36463 | 0.40477 | 0.0081016 | 0.36466 | 0 | 0.53636 | 7.628 | 2.1043 | 22.2943 | 0.39614 | 0 | 4.482 | 5.1251 | 1.4812 | 68.8489 | 68.8625 | 74.8121 | 75.4552 | 74.8313 | 75.475 | 0.97318 | 0.92372 | 0.72393 | 0 | 0 | 0 | 0.19807 | 0 | 0.9473 | 0.21596 | 0.40157 | 0.77706 | AZ | 16 |  | 1.17 | 1.16 | 1.12 | 188000 | 1242000000
53 | 37.1.67 | 1392.1875 | 0 | 417.5 | 4473417.8648 | 0 | 201.25 | 4258258.8381 | 618.75 | 37.1.67 | 25 | 37166.6305 | 66107.6136 | 26958.6511 | 173688.1522 | 146072.7679 | 146072.7678 | 222743.7347 | 28398.3269 | 319.7805 | 0.36681 | 0.34916 | 0.39071 | 0.25235 | 0.3239 | 0 | 0.82876 | 2.8109 | 3.0877 | 14.3075 | 0.40404 | 0 | 3.707 | 4.6828 | 7.566 | 68.2923 | 71.8699 | 79.5653 | 80.5411 | 83.652 | 84.6894 | 0.95856 | 0.97189 | 0.47808 | 0 | 0 | 0 | 0.20202 | 0 | 0.73041 | 0.33892 | 0.62833 | 0.85693 | BA | 14 |  | 1.18 | 1.17 | 1.14 | 153000 | 618750000
54 | 37.1.68 | 1471.5 | 0 | 39.25 | 4960188.6952 | 27 | 614.75 | 4305259.1456 | 654 | 37.1.68 | 31 | 16400.1443 | 34672.6843 | 6465.6114 | 194592.9548 | 167500.5153 | 167500.5153 | 260364.7298 | 5378.161 | 304.6326 | 0.3848 | 0.33399 | 0.3719 | 0.3723 | 0.067234 | 0 | 0.93677 | 14.2619 | 2.8746 | 31.0971 | 0 | 0 | 2.8574 | 3.4487 | 1.7285 | 72.8867 | 75.1578 | 77.4726 | 78.0638 | 80.3911 | 81.0746 | 0.95316 | 0.85738 | 0.53135 | 0 | 0 | 0 | 0 | 0 | 0.93534 | 0.65327 | 0.836 | 0.68903 | BB | 30 |  | 1.18 | 1.17 | 1.14 | 229000 | 654000000
55 | 37.1.69 | 1885.5 | 0 | 0 | 6460630.6698 | 0 | 838 | 5607172.4892 | 838 | 37.1.69 | 47 | 80662.5761 | 90187.8574 | 43512.8769 | 301381.8627 | 273951.6229 | 273951.6229 | 300956.1025 | 50596.8437 | 311.8012 | 0.39115 | 0.33948 | 0.37622 | 0.39115 | 0 | 0 | 0.20529 | 2.2002 | 3.878 | 15.1384 | 0 | 0 | 4.8514 | 5.1569 | 11.3524 | 72.2104 | 73.9392 | 88.4142 | 88.7197 | 92.6163 | 92.9685 | 0.98974 | 0.978 | 0.2805 | 0 | 0 | 0 | 0 | 0 | 0.56487 | 0.10225 | 0.19341 | 0.84862 | BC | 35 |  | 1.16 | 1.15 | 1.13 | 499000.0002 | 838000000.25
56 | 37.1.9 | 1202.625 | 0 | 0 | 4033684.3423 | 0 | 534.5 | 3442127.8342 | 534.5 | 37.1.9 | 23 | 85280.8386 | 151098.0715 | 11845.2771 | 288716.0555 | 265042.2211 | 265042.2211 | 383286.6737 | 91339.2616 | 283.6247 | 0.38288 | 0.32673 | 0.35456 | 0.38288 | 0 | 0 | 0.41436 | 3.4705 | 3.4509 | 17.406 | 0 | 0 | 5.1064 | 7.2472 | 3.1737 | 73.7362 | 76.7875 | 82.0163 | 84.1571 | 86.4925 | 89.0017 | 0.97928 | 0.96529 | 0.38728 | 0 | 0 | 0 | 0 | 0 | 0.88155 | 0 | 0.16172 | 0.82594 | BD | 78 |  | 1.19 | 1.18 | 1.16 | 218000 | 534500000
57 | 37.2.21 | 883.6875 | 0 | 0 | 3025323.2396 | 0 | 392.75 | 2598919.4364 | 392.75 | 37.2.21 | 16 | 134133.5545 | 154599.1284 | 34963.047 | 320681.3902 | 295313.2749 | 295313.2749 | 382813.7521 | 115148.4463 | 295.3108 | 0.39081 | 0.33573 | 0.36744 | 0.39081 | 0 | 0 | 0.26515 | 4.2928 | 3.6505 | 12.585 | 0 | 0 | 6.5583 | 7.2113 | 9.1503 | 72.2376 | 74.7262 | 87.9462 | 88.5992 | 93.0108 | 93.7711 | 0.98674 | 0.95707 | 0.33736 | 0 | 0 | 0 | 0 | 0 | 0.65037 | 0 | 0 | 0.87415 | BE | 83 |  | 1.19 | 1.18 | 1.16 | 110000 | 392750000
58 | 37_1.2.1 | 1950.75 | 0 | 225.75 | 6569803.2872 | 0 | 641.25 | 5830371.7624 | 867 | 37_1.2.1 | 48 | 27695.6692 | 65388.669 | 21874.839 | 190777.7737 | 170213.0775 | 170213.0774 | 313081.8534 | 84332.3695 | 299.0491 | 0.38446 | 0.34119 | 0.37559 | 0.3757 | 0.14153 | 0 | 0.24405 | 7.6586 | 1.8601 | 18.0161 | 0 | 0 | 3.2325 | 4.4473 | 5.7686 | 71.3443 | 73.5492 | 80.3455 | 81.5602 | 83.7793 | 85.1582 | 0.9878 | 0.92341 | 0.78496 | 0 | 0 | 0 | 0 | 0 | 0.78125 | 0.34611 | 0.72304 | 0.81984 | BF | 31 |  | 1.2 | 1.19 | 1.16 | 330000 | 867000000
59 | 37_1.2.10 | 2753.4375 | 0 | 1223.75 | 8999544.6497 | 0 | 0 | 8999544.6497 | 1223.75 | 37_1.2.10 | 50 | 49274.2371 | 100227.1671 | 6460.1943 | 168406.4812 | 143922.143 | 143922.143 | 269838.4664 | 34681.5106 | 342.3009 | 0.37311 | 0.37311 | 0.41603 | 0 | 0.37311 | 0 | 0.47467 | 14.132 | 3.0862 | 24.79 | 0 | 0 | 4.0387 | 5.7392 | 1.771 | 67.2387 | 67.2387 | 73.0485 | 74.749 | 73.0485 | 74.749 | 0.97627 | 0.85868 | 0.47845 | 0 | 0 | 0 | 0 | 0 | 0.9354 | 0.044826 | 0.50726 | 0.7521 | BG | 8 |  | 1.18 | 1.17 | 1.14 | 163000 | 1223750000
60 | 37_1.2.11 | 1204.3125 | 0 | 535.25 | 4067451.5819 | 0 | 0 | 4067451.5819 | 535.25 | 37_1.2.11 | 22 | 96736.9577 | 98889.7938 | 6791.1399 | 127051.4975 | 110146.3502 | 110146.3502 | 269571.6521 | 78630.6448 | 349.5332 | 0.38555 | 0.38555 | 0.42829 | 0 | 0.38555 | 0 | 0.68425 | 1.8856 | 2.1658 | 12.4498 | 1 | 0 | 5.4397 | 5.5094 | 1.8076 | 65.0762 | 65.0762 | 72.3235 | 72.3932 | 72.3235 | 72.3932 | 0.96579 | 0.98114 | 0.70855 | 0 | 0 | 0 | 0.5 | 0 | 0.93209 | 0.054382 | 0.069049 | 0.8755 | BH | 23 |  | 1.15 | 1.13 | 1.09 | 130000 | 535250000
61 | 37_1.2.12 | 3040.875 | 0 | 0 | 9763208.1522 | 0 | 1351.5 | 8179240.9477 | 1351.5 | 37_1.2.12 | 58 | 32641.188 | 56330.4532 | 7942.1436 | 243448.5243 | 226760.2004 | 226760.2004 | 375003.5413 | 60204.5436 | 261.372 | 0.36651 | 0.30705 | 0.33592 | 0.36651 | 0 | 0 | 0.38206 | 2.9634 | 3.1323 | 14.4343 | 0 | 0 | 3.5475 | 4.3519 | 2.2126 | 77.03 | 81.7095 | 82.7901 | 83.5945 | 88.5847 | 89.5447 | 0.9809 | 0.97037 | 0.46693 | 0 | 0 | 0 | 0 | 0 | 0.92058 | 0.4367 | 0.67359 | 0.85566 | BI | 63 |  | 1.2 | 1.2 | 1.15 | 232000 | 1351500000
62 | 37_1.2.13 | 2663.4375 | 0 | 0 | 8348434.963 | 0 | 1183.75 | 7223514.2717 | 1183.75 | 37_1.2.13 | 56 | 51948.4232 | 70203.1206 | 46628.4852 | 316884.8796 | 194740.8423 | 194740.8423 | 150632.3388 | 48768.0962 | 287.0521 | 0.35781 | 0.3096 | 0.34855 | 0.35781 | 0 | 0 | 0.25532 | 2.8038 | 3.219 | 13.8186 | 0 | 0 | 4.3109 | 4.9453 | 13.3817 | 78.9102 | 81.043 | 96.6027 | 97.2372 | 101.4904 | 102.2237 | 0.98723 | 0.97196 | 0.44525 | 0 | 0 | 0 | 0 | 0 | 0.53372 | 0.29804 | 0.48052 | 0.86181 | BJ | 89 |  | 1.12 | 1.08 | 1.08 | 431000 | 1183750000
63 | 37_1.2.14 | 1288.125 | 0 | 0 | 4045917.3006 | 0 | 572.5 | 3455030.561 | 572.5 | 37_1.2.14 | 30 | 18305.3243 | 86854.9838 | 17960.4651 | 194713.4053 | 167605.9454 | 167605.9454 | 210218.0062 | 58471.084 | 272.1665 | 0.35855 | 0.30619 | 0.33962 | 0.35855 | 0 | 0 | 0.56459 | 4.6275 | 3.3712 | 16.731 | 0.22664 | 0 | 3.1305 | 5.5193 | 5.1398 | 78.8368 | 82.0625 | 87.1071 | 89.4959 | 91.7458 | 94.5449 | 0.97177 | 0.95372 | 0.40721 | 0 | 0 | 0 | 0.11332 | 0 | 0.8204 | 0.13227 | 0.81695 | 0.83269 | BK | 41 |  | 1.18 | 1.17 | 1.14 | 196000 | 572500000
64 | 37_1.2.15 | 868.5 | 0 | 0 | 2948048.5365 | 0 | 386 | 2534214.8796 | 386 | 37_1.2.15 | 16 | 48857.6248 | 86092.176 | 38390.0566 | 158097.6235 | 130463.3302 | 130463.3302 | 209002.1176 | 28922.3105 | 298.9473 | 0.38749 | 0.3331 | 0.37185 | 0.38749 | 0 | 0 | 0.93447 | 3.158 | 3.1321 | 15.9119 | 1 | 0 | 3.8767 | 5.0754 | 10.1549 | 72.8775 | 75.3456 | 86.9092 | 88.1078 | 91.6727 | 93.0676 | 0.95328 | 0.96842 | 0.46697 | 0 | 0 | 0 | 0.5 | 0 | 0.6161 | 0.13908 | 0.51142 | 0.84088 | BL | 31 |  | 1.18 | 1.17 | 1.14 | 91000 | 386000000
65 | 37_1.2.16 | 1383.1875 | 0 | 64 | 4768632.7637 | 25 | 550.75 | 4205257.4253 | 614.75 | 37_1.2.16 | 30 | 9179.6635 | 21986.0857 | 2031.4721 | 237401.3555 | 209854.5853 | 209854.5852 | 278125.3712 | 6174.4128 | 328.6577 | 0.39356 | 0.34706 | 0.39007 | 0.38239 | 0.067987 | 0 | 0.7697 | 16.7312 | 2.9528 | 32.368 | 0 | 0 | 2.5624 | 2.9645 | 0.52592 | 70.9074 | 72.2851 | 73.9957 | 74.3978 | 75.785 | 76.2466 | 0.96152 | 0.83269 | 0.51179 | 0 | 0 | 0 | 0 | 0 | 0.97969 | 0.78014 | 0.9082 | 0.67632 | BM | 21 |  | 1.16 | 1.13 | 1.12 | 202000 | 614750000
66 | 37_1.2.17 | 1180.6875 | 0 | 0 | 3387754.6309 | 0 | 524.75 | 2899821.3791 | 524.75 | 37_1.2.17 | 27 | 110295.5069 | 118202.1452 | 39423.3432 | 265706.7472 | 161811.8774 | 161811.8773 | 183645.6279 | 95870.6175 | 257.7536 | 0.32755 | 0.28037 | 0.31527 | 0.32755 | 0 | 0 | 0.31051 | 3.8013 | 3.0891 | 9.0734 | 0 | 0 | 6.9207 | 7.2215 | 12.3427 | 86.1962 | 89.4865 | 105.4595 | 105.7603 | 111.9899 | 112.3411 | 0.98447 | 0.96199 | 0.47773 | 0 | 0 | 0 | 0 | 0 | 0.60577 | 0 | 0 | 0.90927 | BN | 92 |  | 1.12 | 1.08 | 1.08 | 165000 | 524750000
67 | 37_1.2.18 | 2195.4375 | 0 | 0 | 7566610.4951 | 15 | 975.75 | 6600078.9704 | 975.75 | 37_1.2.18 | 44 | 35212.5849 | 55915.7281 | 8587.6207 | 283079.6959 | 255420.8502 | 255420.8502 | 279805.204 | 17107.8759 | 322.6524 | 0.39344 | 0.34318 | 0.38175 | 0.39344 | 0 | 0 | 0.30423 | 2.0364 | 3.3487 | 15.331 | 0 | 0 | 3.3846 | 4.0369 | 2.2369 | 71.7632 | 73.1117 | 77.3846 | 78.037 | 79.5585 | 80.306 | 0.98479 | 0.97964 | 0.41282 | 0 | 0 | 0 | 0 | 0 | 0.91412 | 0.44084 | 0.64787 | 0.84669 | BO | 31 |  | 1.16 | 1.13 | 1.12 | 224000 | 975750000
68 | 37_1.2.19 | 1948.8308 | 0 | 0 | 6621742.0157 | 0 | 869.75 | 5690464.1529 | 866.147 | 37_1.2.19 | 42 | 163862.8348 | 169117.3145 | 76944.6033 | 343417.453 | 317217.103 | 317217.103 | 356280.7952 | 119661.3078 | 294.3068 | 0.38788 | 0.33333 | 0.36639 | 0.38788 | 0 | 0 | 0.19542 | 4.2247 | 4.0418 | 24.2353 | 0 | 0 | 7.5634 | 7.7322 | 20.34 | 72.7899 | 75.2711 | 100.6934 | 100.8622 | 107.7443 | 107.9408 | 0.99023 | 0.95775 | 0.23956 | 0 | 0 | 0 | 0 | 0 | 0.23153 | 0 | 0 | 0.75765 | BP | 89 |  | 1.16 | 1.15 | 1.13 | 576089.2419 | 866147041.03
69 | 37_1.2.2 | 2834.4375 | 0 | 124.75 | 9445577.8607 | 0 | 1135 | 8077570.7901 | 1259.75 | 37_1.2.2 | 55 | 12540.4337 | 17391.6045 | 12278.0092 | 206260.215 | 198271.9752 | 196630.2178 | 356349.9911 | 70343.9559 | 276.0444 | 0.38041 | 0.32532 | 0.35554 | 0.3621 | 0.065013 | 0 | 0.50836 | 8.3392 | 1.9085 | 21.0389 | 0 | 0 | 2.7622 | 2.9211 | 3.3264 | 73.3986 | 77.1578 | 79.4872 | 79.6462 | 84.1886 | 84.3771 | 0.97458 | 0.91661 | 0.77287 | 0 | 0 | 0 | 0 | 0 | 0.87722 | 0.82608 | 0.8746 | 0.78961 | BQ | 35 |  | 1.2 | 1.2 | 1.15 | 220000 | 1259750000
70 | 37_1.2.20 | 2377.125 | 0 | 49.5 | 8288894.613 | 0 | 1007 | 7186182.9318 | 1056.5 | 37_1.2.20 | 49 | 92812.9283 | 136562.0246 | 10826.6839 | 291379.241 | 266714.2138 | 266714.2137 | 375140.8343 | 96457.0279 | 304.5888 | 0.39805 | 0.3451 | 0.37589 | 0.39059 | 0.042685 | 0 | 0.23255 | 6.3398 | 3.0757 | 19.0871 | 0 | 0 | 5.149 | 6.5187 | 2.8001 | 70.5544 | 72.7132 | 78.5035 | 79.8731 | 81.8695 | 83.4464 | 0.98837 | 0.9366 | 0.48107 | 0 | 0 | 0 | 0 | 0 | 0.89173 | 0.00021978 | 0.17558 | 0.80913 | BR | 64 |  | 1.19 | 1.18 | 1.16 | 323000 | 1056500000
71 | 37_1.2.21 | 1177.3125 | 0 | 0 | 4020030.3904 | 0 | 523.25 | 3466838.0858 | 523.25 | 37_1.2.21 | 34 | 131915.57 | 136314.5872 | 77041.9708 | 327276.4562 | 300309.8343 | 300309.8343 | 325383.9369 | 89254.8414 | 300.0395 | 0.38979 | 0.33615 | 0.37101 | 0.38979 | 0 | 0 | 0.20522 | 1.8161 | 3.8782 | 19.2131 | 0 | 0 | 6.5058 | 6.6481 | 20.2223 | 72.4415 | 74.6504 | 99.1696 | 99.3118 | 105.6439 | 105.8091 | 0.98974 | 0.98184 | 0.28046 | 0 | 0 | 0 | 0 | 0 | 0.22958 | 0 | 0 | 0.80787 | BS | 62 |  | 1.16 | 1.15 | 1.13 | 626999.9999 | 523250000.125
72 | 37_1.2.22 | 1235.8125 | 0 | 0 | 3731276.2892 | 0 | 549.5 | 3212424.5258 | 549.25 | 37_1.2.22 | 25 | 79294.3023 | 81472.911 | 17491.6685 | 313084.8054 | 162380.5843 | 162380.5842 | 120074.1936 | 65211.6761 | 270.2361 | 0.34467 | 0.29674 | 0.33131 | 0.34467 | 0 | 0 | 0.26302 | 3.4793 | 3.2309 | 9.2542 | 0 | 0 | 5.4588 | 5.5371 | 5.1704 | 81.9135 | 84.5496 | 92.5427 | 92.621 | 96.8959 | 96.9868 | 0.98685 | 0.96521 | 0.44228 | 0 | 0 | 0 | 0 | 0 | 0.82508 | 0.18527 | 0.20706 | 0.90746 | BT | 113 |  | 1.04 | 1.05 | 1.04 | 179000 | 549250000
73 | 37_1.2.23 | 1616.0625 | 0 | 321 | 5460886.5099 | 0 | 397.25 | 5056499.2064 | 718.25 | 37_1.2.23 | 34 | 61243.3982 | 69615.836 | 28408.6724 | 278502.7971 | 251124.9138 | 251124.9138 | 310896.9416 | 35491.6954 | 333.0828 | 0.38575 | 0.35718 | 0.39595 | 0.25611 | 0.2001 | 0 | 0.2395 | 2.1444 | 3.4239 | 12.7508 | 0 | 0 | 4.3075 | 4.5671 | 7.5724 | 69.5494 | 70.2439 | 81.4293 | 81.6888 | 83.0092 | 83.3039 | 0.98802 | 0.97856 | 0.39401 | 0 | 0 | 0 | 0 | 0 | 0.71591 | 0.30384 | 0.38757 | 0.87249 | BU | 12 |  | 1.16 | 1.15 | 1.13 | 231000 | 718250000
74 | 37_1.2.24 | 1755 | 0 | 0 | 6005362.8445 | 0 | 780 | 5089401.9563 | 780 | 37_1.2.24 | 43 | 4952.0673 | 40992.5635 | 24651.3373 | 211536.4659 | 192809.9831 | 192809.983 | 340261.6062 | 91639.0566 | 286.318 | 0.39062 | 0.33104 | 0.36334 | 0.39062 | 0 | 0 | 0.49115 | 2.8516 | 2.383 | 15.875 | 0 | 0 | 2.4439 | 3.5958 | 6.4671 | 72.2747 | 75.7854 | 81.1857 | 82.3375 | 86.2956 | 87.6535 | 0.97544 | 0.97148 | 0.65425 | 0 | 0 | 0 | 0 | 0 | 0.75349 | 0.59007 | 0.95048 | 0.84125 | BV | 33 |  | 1.2 | 1.2 | 1.15 | 272000 | 780000000
75 | 37_1.2.25 | 1582.3125 | 0 | 0 | 5351821.9213 | 11 | 703.25 | 4650580.194 | 703.25 | 37_1.2.25 | 32 | 6651.6395 | 35987.0143 | 5823.8436 | 259387.5107 | 231873.6212 | 231873.6211 | 265872.5954 | 13315.7851 | 310.6138 | 0.3861 | 0.33551 | 0.37125 | 0.3861 | 0 | 0 | 0.4996 | 4.225 | 2.9033 | 21.2012 | 0 | 0 | 2.5276 | 3.471 | 1.5481 | 73.1207 | 74.7757 | 77.1964 | 78.1398 | 79.4671 | 80.5527 | 0.97502 | 0.95775 | 0.52417 | 0 | 0 | 0 | 0 | 0 | 0.94176 | 0.64013 | 0.93348 | 0.78799 | BW | 27 |  | 1.16 | 1.13 | 1.12 | 170000 | 703250000
76 | 37_1.2.26 | 1668.375 | 0 | 0 | 4993420.6034 | 0 | 741.5 | 4299598.0586 | 741.5 | 37_1.2.26 | 36 | 90442.1099 | 103537.3148 | 49570.3616 | 285334.778 | 172752.7474 | 172752.7474 | 169433.8681 | 77910.6342 | 268.5043 | 0.34166 | 0.29419 | 0.32624 | 0.34166 | 0 | 0 | 0.2692 | 3.1628 | 3.0506 | 9.7728 | 0 | 0 | 5.9152 | 6.3929 | 14.8836 | 82.6442 | 85.2955 | 103.4431 | 103.9207 | 109.4536 | 110.0082 | 0.98654 | 0.96837 | 0.48736 | 0 | 0 | 0 | 0 | 0 | 0.5043 | 0.018323 | 0.10058 | 0.90227 | BX | 88 |  | 1.12 | 1.08 | 1.08 | 192000 | 741500000
77 | 37_1.2.27 | 1856.8125 | 0 | 157.75 | 6228322.3514 | 0 | 667.5 | 5532552.5902 | 825.25 | 37_1.2.27 | 35 | 9161.5317 | 68791.82 | 9560.5057 | 200365.3469 | 172982.7743 | 172982.7743 | 221888.5925 | 48180.0812 | 314.2204 | 0.38291 | 0.34014 | 0.38163 | 0.36825 | 0.12823 | 0 | 0.5934 | 3.9809 | 3.2733 | 16.3238 | 0 | 0 | 2.6314 | 4.5758 | 2.5544 | 72.1581 | 73.8008 | 77.3439 | 79.2883 | 79.6454 | 81.8359 | 0.97033 | 0.96019 | 0.43169 | 0 | 0 | 0 | 0 | 0 | 0.90439 | 0.31208 | 0.90838 | 0.83676 | BY | 33 |  | 1.18 | 1.17 | 1.14 | 195000 | 825250000
78 | 37_1.2.28 | 1851.1875 | 0 | 0 | 5836941.77 | 0 | 822.75 | 4887089.5566 | 822.75 | 37_1.2.28 | 43 | 61907.6296 | 98968.6423 | 24187.6891 | 271729.4269 | 254068.5609 | 254068.5609 | 395741.5017 | 55395.1211 | 254.5948 | 0.35994 | 0.30137 | 0.32649 | 0.35994 | 0 | 0 | 0.24858 | 3.8165 | 3.1674 | 10.5776 | 0 | 0 | 4.6244 | 5.9047 | 6.9002 | 78.4381 | 83.2546 | 89.9627 | 91.243 | 97.024 | 98.5526 | 0.98757 | 0.96184 | 0.45814 | 0 | 0 | 0 | 0 | 0 | 0.75812 | 0.051134 | 0.38092 | 0.89422 | BZ | 93 |  | 1.2 | 1.2 | 1.15 | 243000 | 822750000
79 | 37_1.2.29 | 2343.375 | 0 | 0 | 7492763.2228 | 0 | 1041.5 | 6299486.3332 | 1041.5 | 37_1.2.29 | 55 | 95115.9739 | 132303.8447 | 54284.1437 | 105428.0419 | 172534.3124 | 105428.0419 | 336333.3468 | 127318.3511 | 260.4776 | 0.365 | 0.30687 | 0.33746 | 0.365 | 0 | 0 | 0.21393 | 2.0062 | 2.4698 | 5.0187 | 1 | 0 | 5.6869 | 6.9609 | 15.2801 | 77.3635 | 81.773 | 98.3305 | 99.6045 | 106.7163 | 108.2314 | 0.9893 | 0.97994 | 0.63256 | 0 | 0 | 0 | 0.5 | 0 | 0.45716 | 0 | 0.084059 | 0.94981 | CA | 47 |  | 1.16 | 1.15 | 1.11 | 239000 | 1041500000
80 | 37_1.2.3 | 932.625 | 0 | 0 | 3046941.1333 | 0 | 414.5 | 2631468.4744 | 414.5 | 37_1.2.3 | 19 | 27158.3629 | 44245.2881 | 24666.0572 | 248688.3318 | 221382.1759 | 221382.1758 | 253397.0566 | 30494.1367 | 292.8325 | 0.37295 | 0.3221 | 0.35515 | 0.37295 | 0 | 0 | 0.36744 | 3.5621 | 3.035 | 9.07 | 0 | 0 | 3.3062 | 3.8758 | 6.8053 | 75.7216 | 77.9224 | 85.8331 | 86.4027 | 89.637 | 90.2969 | 0.98163 | 0.96438 | 0.49125 | 0 | 0 | 0 | 0 | 0 | 0.75334 | 0.55755 | 0.72842 | 0.9093 | CB | 34 |  | 1.12 | 1.08 | 1.08 | 131000 | 414500000
81 | 37_1.2.30 | 2800.125 | 0 | 92 | 9569561.1303 | 0 | 1152.5 | 8260244.432 | 1244.5 | 37_1.2.30 | 56 | 54967.0057 | 125414.3157 | 4832.2603 | 267084.8384 | 244217.8029 | 244217.8029 | 369439.1472 | 92959.8563 | 294.751 | 0.39013 | 0.33675 | 0.36859 | 0.39421 | 0.043866 | 0 | 0.53243 | 4.2023 | 3.2722 | 19.4584 | 0 | 0 | 4.0451 | 6.294 | 1.268 | 71.7798 | 74.5125 | 77.0929 | 79.3418 | 80.6709 | 83.2732 | 0.97338 | 0.95798 | 0.43195 | 0 | 0 | 0 | 0 | 0 | 0.95168 | 0.00041571 | 0.45047 | 0.80542 | CC | 74 |  | 1.2 | 1.19 | 1.16 | 269000 | 1244500000
82 | 37_1.2.31 | 2766.9375 | 0 | 0 | 8972340.877 | 0 | 1229.75 | 7512617.8001 | 1229.75 | 37_1.2.31 | 53 | 109891.1237 | 106393.6122 | 29369.1056 | 130015.0493 | 199164.7283 | 130015.0493 | 368841.8924 | 85894.9591 | 260.8487 | 0.37017 | 0.30995 | 0.33994 | 0.37017 | 0 | 0 | 0.47249 | 2.1594 | 2.3202 | 7.8054 | 0.86135 | 0 | 6.1101 | 5.9926 | 8.133 | 76.267 | 80.944 | 90.5102 | 90.3926 | 97.9579 | 97.8176 | 0.97638 | 0.97841 | 0.66995 | 0 | 0 | 0 | 0.43068 | 0 | 0.70631 | 0.028333 | 0.019217 | 0.92195 | CD | 71 |  | 1.16 | 1.15 | 1.11 | 206000 | 1229750000
83 | 37_1.2.32 | 2373.1875 | 0 | 0 | 7628438.3074 | 0 | 1054.75 | 6361443.8031 | 1054.75 | 37_1.2.32 | 52 | 23114.6858 | 49907.9454 | 9939.9918 | 211416.6481 | 224310.737 | 209762.7175 | 382750.192 | 47107.5 | 257.2227 | 0.36694 | 0.306 | 0.33396 | 0.36694 | 0 | 0 | 0.35951 | 8.2188 | 2.2588 | 21.8173 | 0 | 0 | 3.2176 | 4.1311 | 2.7693 | 76.9486 | 81.9998 | 82.9355 | 83.849 | 89.1799 | 90.2753 | 0.98202 | 0.91781 | 0.68529 | 0 | 0 | 0 | 0 | 0 | 0.9006 | 0.50092 | 0.76885 | 0.78183 | CE | 61 |  | 1.2 | 1.2 | 1.15 | 330000 | 1054750000
84 | 37_1.2.33 | 1409.0625 | 0 | 0 | 4538821.5113 | 0 | 626.25 | 3833167.3547 | 626.25 | 37_1.2.33 | 26 | 78045.5759 | 135464.4729 | 27694.5141 | 286912.1362 | 265061.8845 | 265061.8844 | 395068.7055 | 67588.1688 | 261.7078 | 0.36771 | 0.31054 | 0.33212 | 0.36771 | 0 | 0 | 0.36843 | 4.3022 | 3.2926 | 19.1078 | 0 | 0 | 5.0811 | 7.0259 | 7.7761 | 76.7984 | 80.8119 | 89.6556 | 91.6004 | 96.0413 | 98.3442 | 0.98158 | 0.95698 | 0.42685 | 0 | 0 | 0 | 0 | 0 | 0.72305 | 0 | 0.21954 | 0.80892 | CF | 97 |  | 1.2 | 1.19 | 1.16 | 156000 | 626250000
85 | 37_1.2.34 | 2719.6875 | 0 | 1108.5 | 8664725.8672 | 0 | 100.25 | 8555234.8053 | 1208.75 | 37_1.2.34 | 52 | 85685.6695 | 111743.1752 | 9096.8844 | 142775.2875 | 119614.7272 | 119614.7271 | 259148.6712 | 42629.9163 | 323.485 | 0.36369 | 0.35909 | 0.3992 | 0.093504 | 0.3483 | 0 | 0.6441 | 14.4196 | 2.746 | 25.1034 | 0.50176 | 0 | 5.3886 | 6.2831 | 2.5713 | 69.6887 | 69.881 | 77.6486 | 78.543 | 77.9144 | 78.8177 | 0.9678 | 0.8558 | 0.5635 | 0 | 0 | 0 | 0.25088 | 0 | 0.90903 | 0.0059304 | 0.16199 | 0.74897 | CG | 25 |  | 1.17 | 1.16 | 1.12 | 234000 | 1208750000
86 | 37_1.2.35 | 1630.125 | 0 | 603 | 5191020.724 | 0 | 121.5 | 5053318.1921 | 724.5 | 37_1.2.35 | 34 | 17351.5089 | 102561.9689 | 26991.5954 | 202180.0566 | 178437.372 | 178437.3719 | 305202.996 | 59600.3032 | 318.1302 | 0.36352 | 0.35388 | 0.39286 | 0.10901 | 0.33476 | 0 | 0.32094 | 7.9651 | 2.7857 | 17.3975 | 0 | 0 | 3.0622 | 5.9783 | 7.5415 | 70.4952 | 70.9021 | 81.0989 | 84.0149 | 81.8829 | 84.8855 | 0.98395 | 0.92035 | 0.55357 | 0 | 0 | 0 | 0 | 0 | 0.73008 | 0.0092882 | 0.82648 | 0.82602 | CH | 9 |  | 1.2 | 1.19 | 1.16 | 155000 | 724500000
87 | 37_1.2.36 | 3444.1875 | 0 | 0 | 11587037.5421 | 2 | 1530.75 | 10085944.3402 | 1530.75 | 37_1.2.36 | 68 | 14620.5128 | 23912.4094 | 14894.9706 | 287491.3743 | 246991.206 | 246991.206 | 228231.2374 | 24592.0139 | 313.2822 | 0.38404 | 0.33429 | 0.37385 | 0.38404 | 0 | 0 | 0.24024 | 3.5811 | 3.0426 | 15.8796 | 0 | 0 | 2.8016 | 3.1031 | 3.9705 | 73.5122 | 75.049 | 80.2843 | 80.5859 | 82.8312 | 83.1776 | 0.98799 | 0.96419 | 0.48934 | 0 | 0 | 0 | 0 | 0 | 0.85105 | 0.76088 | 0.85379 | 0.8412 | CI | 8 |  | 1.12 | 1.08 | 1.08 | 238000 | 1530750000
88 | 37_1.2.37 | 1656 | 0 | 0 | 5698112.5138 | 0 | 736.25 | 4851515.0153 | 736 | 37_1.2.37 | 41 | 12149.0099 | 86735.9866 | 28019.0418 | 232892.4485 | 211175.2834 | 211175.2834 | 345798.4318 | 92708.3894 | 290.3039 | 0.3928 | 0.33444 | 0.36493 | 0.3928 | 0 | 0 | 0.35802 | 4.344 | 2.7991 | 16.5573 | 0 | 0 | 2.6582 | 5.0192 | 7.2872 | 71.8766 | 75.0225 | 81.8219 | 84.183 | 86.6984 | 89.4701 | 0.9821 | 0.95656 | 0.55021 | 0 | 0 | 0 | 0 | 0 | 0.71981 | 0.1491 | 0.87851 | 0.83443 | CJ | 46 |  | 1.2 | 1.19 | 1.16 | 236000 | 736000000
89 | 37_1.2.38 | 1834.3125 | 0 | 14 | 6242842.1535 | 0 | 801.25 | 5271587.4151 | 815.25 | 37_1.2.38 | 38 | 51420.5939 | 51043.3176 | 16167.2153 | 175243.5539 | 193821.2305 | 175049.0637 | 358907.095 | 72322.8782 | 278.7146 | 0.38851 | 0.32807 | 0.36029 | 0.38948 | 0.031658 | 0 | 0.37292 | 7.7976 | 1.6145 | 20.2303 | 0.31279 | 0 | 3.9468 | 3.935 | 4.2585 | 72.5309 | 76.4788 | 80.7362 | 80.7243 | 86.1904 | 86.1762 | 0.98135 | 0.92202 | 0.84637 | 0 | 0 | 0 | 0.15639 | 0 | 0.83833 | 0.48957 | 0.48579 | 0.7977 | CK | 53 |  | 1.2 | 1.2 | 1.15 | 231000 | 815250000
90 | 37_1.2.39 | 2868.75 | 0 | 0 | 8706051.8998 | 0 | 1275 | 7510050.1842 | 1275 | 37_1.2.39 | 57 | 89779.2727 | 112014.0782 | 8559.552 | 308246.6548 | 136474.7107 | 136474.7107 | 109219.7545 | 90461.5967 | 273.511 | 0.34644 | 0.29885 | 0.33317 | 0.34644 | 0 | 0 | 0.2195 | 2.6745 | 2.9937 | 6.3169 | 0 | 0 | 5.8078 | 6.6049 | 2.5363 | 81.5136 | 83.9786 | 89.8578 | 90.6548 | 93.647 | 94.57 | 0.98903 | 0.97325 | 0.50157 | 0 | 0 | 0 | 0 | 0.016052 | 0.9144 | 0.0061057 | 0.10556 | 0.93683 | CL | 133 |  | 1.04 | 1.05 | 1.04 | 207000 | 1275000000
91 | 37_1.2.4 | 1661.0625 | 0 | 737.25 | 5222077.4216 | 0 | 1 | 5220895.5766 | 738.25 | 37_1.2.4 | 33 | 48315.2105 | 50045.1752 | 2010.684 | 166609.3135 | 150597.7132 | 150597.7132 | 308533.8016 | 100850.8834 | 316.1493 | 0.35888 | 0.3588 | 0.39684 | 0.0092294 | 0.35881 | 0 | 0.32725 | 3.6929 | 1.7433 | 17.449 | 0.73993 | 0 | 4.1604 | 4.221 | 0.57377 | 69.9353 | 69.9396 | 74.6695 | 74.7301 | 74.675 | 74.7355 | 0.98364 | 0.96307 | 0.81417 | 0 | 0 | 0 | 0.36996 | 0 | 0.97989 | 0.49955 | 0.51685 | 0.82551 | CM | 16 |  | 1.2 | 1.2 | 1.15 | 129000 | 738250000
92 | 37_1.2.40 | 2410.875 | 0 | 36.75 | 8499676.8733 | 0 | 1034.75 | 7388035.7047 | 1071.5 | 37_1.2.40 | 47 | 132205.7182 | 134335.5149 | 57766.4829 | 317307.7972 | 290946.4674 | 290946.4674 | 351374.3609 | 95485.436 | 313.5143 | 0.40246 | 0.34982 | 0.38499 | 0.40426 | 0.033479 | 0 | 0.25907 | 3.349 | 4.1206 | 23.8787 | 0 | 0 | 6.3107 | 6.3766 | 14.7004 | 69.8802 | 71.7182 | 90.8914 | 90.9573 | 95.9107 | 95.9867 | 0.98705 | 0.96651 | 0.21984 | 0 | 0 | 0 | 0 | 0 | 0.42234 | 0 | 0 | 0.76121 | CN | 64 |  | 1.16 | 1.15 | 1.13 | 383000 | 1071500000
93 | 37_1.2.41 | 1604.8125 | 0 | 0 | 5167050.1343 | 0 | 713.25 | 4461174.9513 | 713.25 | 37_1.2.41 | 36 | 53037.7443 | 59797.1029 | 50206.1962 | 249588.7913 | 223000.2596 | 223000.2596 | 233880.9559 | 54942.3026 | 293.2769 | 0.36755 | 0.31734 | 0.35482 | 0.36755 | 0 | 0 | 0.45848 | 3.1602 | 3.1633 | 7.3414 | 0 | 0 | 4.2364 | 4.471 | 14.0467 | 76.8634 | 79.1297 | 95.1465 | 95.3811 | 100.3215 | 100.5943 | 0.97708 | 0.9684 | 0.45917 | 0 | 0 | 0 | 0 | 0 | 0.49794 | 0.40203 | 0.46962 | 0.92659 | CO | 33 |  | 1.12 | 1.08 | 1.08 | 187000 | 713250000
94 | 37_1.2.42 | 845.4375 | 0 | 0 | 2738916.8886 | 0 | 375.75 | 2376697.4973 | 375.75 | 37_1.2.42 | 22 | 52472.898 | 59913.5282 | 12710.4962 | 290859.6303 | 215534.0219 | 215534.0219 | 204596.1258 | 52049.1043 | 298.1887 | 0.36982 | 0.32091 | 0.35766 | 0.36982 | 0 | 0 | 0.37507 | 3.5848 | 3.0213 | 13.7159 | 0 | 0 | 4.1825 | 4.4332 | 3.5232 | 76.3357 | 78.1718 | 84.0415 | 84.2921 | 87.0532 | 87.3421 | 0.98125 | 0.96415 | 0.49468 | 0 | 0 | 0 | 0 | 0 | 0.8729 | 0.40086 | 0.47527 | 0.86284 | CP | 39 |  | 1.12 | 1.08 | 1.08 | 173000 | 375750000
95 | 37_1.2.43 | 1002.375 | 0 | 420.75 | 3375681.3138 | 0 | 24.75 | 3348032.6436 | 445.5 | 37_1.2.43 | 25 | 76423.9157 | 80017.5332 | 9126.2698 | 77302.1483 | 69296.624 | 69296.624 | 239233.2287 | 88423.9747 | 337.2167 | 0.38444 | 0.38129 | 0.41934 | 0.054641 | 0.38234 | 0 | 1.3131 | 1.697 | 3.7896 | 16.4456 | 0.28114 | 0 | 4.7953 | 4.9088 | 2.4134 | 65.8035 | 65.9462 | 73.0122 | 73.1257 | 73.2066 | 73.3201 | 0.93434 | 0.98303 | 0.30261 | 0 | 0 | 0 | 0.14057 | 0 | 0.90874 | 0.20739 | 0.23713 | 0.83554 | CQ | 17 |  | 1.12 | 1.1 | 1.07 | 321000 | 445500000
96 | 37_1.2.44 | 1757.25 | 0 | 781 | 5698378.5724 | 0 | 0 | 5698378.5724 | 781 | 37_1.2.44 | 36 | 41586.965 | 46722.1774 | 8530.0423 | 246965.8941 | 220264.3309 | 220264.3309 | 310404.3393 | 36505.6288 | 349.3069 | 0.37018 | 0.37018 | 0.41512 | 0 | 0.37018 | 0 | 0.30746 | 2.4942 | 3.0166 | 12.71 | 0 | 0 | 3.8092 | 3.9805 | 2.3705 | 67.7767 | 67.7767 | 73.9564 | 74.1277 | 73.9564 | 74.1277 | 0.98463 | 0.97506 | 0.49584 | 0 | 0 | 0 | 0 | 0 | 0.9147 | 0.53278 | 0.58413 | 0.8729 | CR | 13 |  | 1.19 | 1.18 | 1.16 | 175000 | 781000000
97 | 37_1.2.45 | 2459.8125 | 0 | 875.25 | 7900406.4546 | 13 | 218 | 7681165.7591 | 1093.25 | 37_1.2.45 | 46 | 36358.6345 | 43116.2519 | 6694.7364 | 257802.3369 | 230349.1515 | 230349.1515 | 299773.1674 | 17147.3152 | 340.5836 | 0.36664 | 0.35647 | 0.40128 | 0.15753 | 0.32144 | 0 | 0.3241 | 8.185 | 3.1059 | 19.354 | 0 | 0 | 3.6814 | 3.8988 | 1.8862 | 70.1641 | 70.3783 | 75.7316 | 75.9491 | 76.0613 | 76.2973 | 0.9838 | 0.91815 | 0.47353 | 0 | 0 | 0 | 0 | 0 | 0.93305 | 0.56884 | 0.63641 | 0.80646 | CS | 15 |  | 1.16 | 1.15 | 1.13 | 197000 | 1093250000
98 | 37_1.2.46 | 2094.75 | 0 | 890 | 6804127.7282 | 0 | 41 | 6759446.3183 | 931 | 37_1.2.46 | 42 | 50005.0611 | 90596.7097 | 12682.6572 | 253471.8606 | 228270.3145 | 228270.3145 | 335941.8605 | 67142.1065 | 335.0905 | 0.3708 | 0.36836 | 0.4056 | 0.057477 | 0.36854 | 0 | 0.24727 | 6.0537 | 3.1058 | 18.5279 | 0 | 0 | 4.0837 | 5.4513 | 3.5273 | 68.0313 | 68.1114 | 75.6423 | 77.0099 | 75.7617 | 77.1365 | 0.98764 | 0.93946 | 0.47355 | 0 | 0 | 0 | 0 | 0 | 0.87317 | 0.10323 | 0.49995 | 0.81472 | CT | 28 |  | 1.19 | 1.18 | 1.16 | 220000 | 931000000
99 | 37_1.2.47 | 1439.4375 | 0 | 212 | 4816734.1334 | 14 | 427.75 | 4368103.4027 | 639.75 | 37_1.2.47 | 28 | 7231.2819 | 20533.6536 | 6982.029 | 207420.7109 | 179849.2824 | 179849.2823 | 254975.0209 | 11744.1635 | 322.4525 | 0.38199 | 0.34641 | 0.3885 | 0.33605 | 0.20289 | 0 | 0.88755 | 3.6503 | 2.8894 | 22.5233 | 0 | 0 | 2.582 | 3.0232 | 1.9025 | 66.9864 | 72.4284 | 71.4709 | 71.9121 | 77.3229 | 77.7983 | 0.95562 | 0.9635 | 0.52765 | 0 | 0 | 0 | 0 | 0 | 0.93018 | 0.79466 | 0.92769 | 0.77477 | CU | 21 |  | 1.18 | 1.17 | 1.14 | 156000 | 639750000
100 | 37_1.2.48 | 3020.0625 | 0 | 1160.5 | 9673120.4946 | 10 | 181.75 | 9479539.5981 | 1342.25 | 37_1.2.48 | 55 | 13186.4041 | 35402.3056 | 5942.9191 | 217687.4739 | 191087.9852 | 191087.9852 | 287433.4283 | 18828.1039 | 334.1251 | 0.36563 | 0.35832 | 0.40093 | 0.1023 | 0.35291 | 0 | 0.38758 | 18.0896 | 3.1151 | 28.3757 | 0 | 0 | 2.8921 | 3.6484 | 1.658 | 69.7712 | 70.0459 | 74.3213 | 75.0776 | 74.667 | 75.4378 | 0.98062 | 0.8191 | 0.47122 | 0 | 0 | 0 | 0 | 0 | 0.94057 | 0.64598 | 0.86814 | 0.71624 | CV | 25 |  | 1.19 | 1.18 | 1.16 | 246000 | 1342250000
101 | 37_1.2.5 | 2116.6875 | 0 | 223.5 | 7342876.8014 | 0 | 717.25 | 6564966.1885 | 940.75 | 37_1.2.5 | 39 | 107004.0568 | 125619.5989 | 19878.0208 | 297978.627 | 272418.2393 | 272418.2393 | 368315.9361 | 96026.1816 | 316.9416 | 0.39601 | 0.35406 | 0.38793 | 0.34674 | 0.14055 | 0 | 0.26512 | 3.6888 | 3.646 | 19.2195 | 0 | 0 | 5.6383 | 6.2117 | 5.2453 | 69.4067 | 70.865 | 80.2904 | 80.8637 | 82.8888 | 83.5465 | 0.98674 | 0.96311 | 0.33849 | 0 | 0 | 0 | 0 | 0 | 0.80122 | 0 | 0.019097 | 0.8078 | CW | 59 |  | 1.19 | 1.18 | 1.16 | 171000 | 940750000
102 | 37_1.2.50 | 2419.3125 | 0 | 0 | 7589942.7016 | 0 | 1075.25 | 6416051.468 | 1075.25 | 37_1.2.50 | 50 | 119043.998 | 179333.4694 | 28639.6882 | 317687.1307 | 294986.8111 | 294986.8111 | 417976.5196 | 60844.9503 | 257.6455 | 0.35813 | 0.30274 | 0.32556 | 0.35813 | 0 | 0 | 0.14116 | 6.3718 | 2.9742 | 22.2806 | 0 | 0 | 6.638 | 8.7326 | 8.1947 | 78.8385 | 82.8811 | 93.6712 | 95.7658 | 100.434 | 102.9116 | 0.99294 | 0.93628 | 0.50645 | 0 | 0 | 0 | 0 | 0 | 0.7136 | 0 | 0.010396 | 0.77719 | CX | 112 |  | 1.19 | 1.18 | 1.16 | 204000 | 1075250000
103 | 37_1.2.51 | 3457.6875 | 0 | 1468.25 | 11237796.4556 | 1 | 68.5 | 11163722.4576 | 1536.75 | 37_1.2.51 | 64 | 15899.9435 | 72060.9399 | 16143.3046 | 200437.6839 | 175009.7013 | 175009.7013 | 287919.5604 | 33198.0407 | 340.114 | 0.37101 | 0.36857 | 0.41129 | 0.039977 | 0.36238 | 0 | 0.34637 | 11.1498 | 3.1747 | 19.5931 | 0 | 0 | 2.9399 | 4.8264 | 4.4635 | 67.9903 | 68.0956 | 75.3936 | 77.2801 | 75.5378 | 77.4307 | 0.98268 | 0.8885 | 0.45632 | 0 | 0 | 0 | 0 | 0 | 0.83857 | 0.27939 | 0.841 | 0.80407 | CY | 27 |  | 1.18 | 1.17 | 1.14 | 256000 | 1536750000
104 | 37_1.2.6 | 1966.5 | 0 | 89.75 | 6734888.8634 | 10 | 784.25 | 5926468.7687 | 874 | 37_1.2.6 | 41 | 4398.394 | 38390.8049 | 3790.6537 | 228223.9523 | 200580.5047 | 200580.5047 | 257732.4637 | 16139.5658 | 323.0221 | 0.39096 | 0.34403 | 0.38717 | 0.39142 | 0.084408 | 0 | 0.63009 | 3.7469 | 3.0592 | 20.4422 | 0 | 0 | 2.4288 | 3.515 | 1.017 | 70.364 | 72.9198 | 73.8097 | 74.896 | 76.7958 | 78.0272 | 0.9685 | 0.96253 | 0.4852 | 0 | 0 | 0 | 0 | 0 | 0.96209 | 0.61609 | 0.95602 | 0.79558 | CZ | 24 |  | 1.16 | 1.13 | 1.12 | 276000 | 874000000
105 | 37_1.2.7 | 1787.625 | 0 | 0 | 5980084.0326 | 0 | 794.5 | 5047701.4197 | 794.5 | 37_1.2.7 | 33 | 98016.8164 | 93319.0125 | 5803.0774 | 142244.96 | 167818.6419 | 142075.707 | 337238.8033 | 108439.1798 | 275.6098 | 0.38188 | 0.32234 | 0.35537 | 0.38188 | 0 | 0 | 0.19445 | 2.8568 | 1.4078 | 13.124 | 1 | 0 | 5.5354 | 5.3822 | 1.5655 | 73.9263 | 77.8293 | 81.0272 | 80.874 | 86.2434 | 86.0619 | 0.99028 | 0.97143 | 0.89805 | 0 | 0 | 0 | 0.5 | 0 | 0.94197 | 0.079447 | 0.049604 | 0.86876 | DA | 43 |  | 1.16 | 1.15 | 1.11 | 165000 | 794500000
106 | 37_1.2.8 | 2021.0625 | 0 | 0 | 6700228.7261 | 5 | 898.25 | 5827024.326 | 898.25 | 37_1.2.8 | 46 | 47033.9595 | 48660.801 | 4651.6993 | 313008.8823 | 283797.8245 | 283797.8245 | 248087.5437 | 21803.0256 | 309.5098 | 0.37845 | 0.32913 | 0.36926 | 0.37845 | 0 | 0 | 0.21059 | 2.7189 | 3.6733 | 22.0454 | 0 | 0 | 3.9074 | 3.9607 | 1.2555 | 74.6019 | 76.2291 | 79.7648 | 79.8181 | 82.166 | 82.2273 | 0.98947 | 0.97281 | 0.33169 | 0 | 0 | 0 | 0 | 0 | 0.95348 | 0.51351 | 0.52966 | 0.77955 | DB | 56 |  | 1.12 | 1.08 | 1.08 | 421000.0002 | 898250000.25
107 | 37_1.2.9 | 1578.9375 | 0 | 460 | 5095223.1596 | 0 | 241.75 | 4814127.8321 | 701.75 | 37_1.2.9 | 36 | 108780.8925 | 117577.5881 | 15024.8088 | 137309.3885 | 138947.0301 | 134559.4104 | 309066.3262 | 135699.7009 | 302.9911 | 0.36838 | 0.34806 | 0.38298 | 0.18726 | 0.28981 | 0 | 0.65305 | 2.8058 | 2.093 | 10.9181 | 1 | 0 | 6.1118 | 6.4204 | 4.2361 | 71.0527 | 72.1275 | 81.4007 | 81.7093 | 82.9862 | 83.2898 | 0.96735 | 0.97194 | 0.72675 | 0 | 0 | 0 | 0.5 | 0 | 0.84975 | 0 | 0.0044035 | 0.89082 | DC | 11 |  | 1.16 | 1.15 | 1.11 | 149000 | 701750000
108 | 4 | 128.8125 | 0 | 0 | 401561.4095 | 0 | 57.25 | 342040.1657 | 57.25 | 4 | 7 | 1689.2066 | 28837.5609 | 760.0702 | 384984.0301 | 144803.056 | 144803.056 | 36517.581 | 95473.4293 | 265.5566 | 0.35587 | 0.30312 | 0.33645 | 0.35587 | 0 | 0 | 2.2412 | 16.738 | 4.3974 | 45.9694 | 0 | 0 | 2.5692 | 3.5181 | 0.22073 | 79.3454 | 82.7855 | 82.1354 | 83.0843 | 86.062 | 87.176 | 0.88794 | 0.83262 | 0.15066 | 0 | 0 | 0 | 0 | 0.63482 | 0.9924 | 0.71162 | 0.98311 | 0.54031 | DD | 123 |  | 1.04 | 1.05 | 1.04 | 112000 | 57250000
109 | 40.1.10 | 458.4375 | 146.75 | 53.25 | 1596615.5639 | 1 | 3.75 | 1817909.0741 | 203.75 | 40.1.10 | 12 | 20082.7277 | 46909.135 | 5024.6236 | 39641.5333 | 26975.8776 | 26975.8776 | 243677.4011 | 15887.9895 | 491.4882 | 0.39757 | 0.45268 | 0.53037 | 0.091262 | 0.27679 | 0.39874 | 7.648 | 3.7215 | 3.1153 | 17.0172 | 0.51534 | 0 | 2.887 | 3.7227 | 1.3222 | 59.0754 | 55.7441 | 63.2846 | 64.1204 | 59.4694 | 60.2021 | 0.6176 | 0.96279 | 0.47117 | 0 | 0.053345 | 0.053345 | 0.25767 | 0 | 0.94975 | 0.53091 | 0.79917 | 0.82983 | DE | 14 |  | 1.12 | 1.13 | 1.09 | 225000 | 203750000
110 | 40.1.11 | 541.6875 | 224.75 | 16 | 1924615.5396 | 0 | 0 | 2255493.1336 | 240.75 | 40.1.11 | 10 | 34588.2668 | 84963.209 | 20684.9021 | 68276.3306 | 22087.6852 | 22087.6852 | 214802.385 | 32399.1474 | 536.4949 | 0.40559 | 0.47532 | 0.55874 | 0 | 0.11578 | 0.40349 | 5.8206 | 4.0062 | 1.9263 | 15.5337 | 1 | 0.10384 | 3.2721 | 4.8343 | 5.2301 | 56.3182 | 52.9999 | 64.8204 | 66.3825 | 60.2575 | 61.5904 | 0.70897 | 0.95994 | 0.76843 | 0 | 0.1519 | 0.1519 | 0.55192 | 0 | 0.79315 | 0.15037 | 0.65412 | 0.84466 | DF | 15 |  | 1.12 | 1.13 | 1.09 | 116000 | 240750000
111 | 40.1.12 | 1085.0625 | 480.25 | 2 | 4287132.3578 | 20 | 0 | 5012034.3315 | 482.25 | 40.1.12 | 20 | 54896.3426 | 54896.3419 | 39924.6387 | 53597.8111 | 51413.2804 | 50643.0064 | 280599.5556 | 3972.9596 | 627.9177 | 0.45103 | 0.5273 | 0.59395 | 0 | 0.022216 | 0.451 | 0.99181 | 13.8994 | 1.2473 | 15.1452 | 1 | 0 | 3.5039 | 3.5039 | 9.0828 | 50.1749 | 47.6487 | 62.7616 | 62.7616 | 58.4136 | 58.4136 | 0.95041 | 0.86101 | 0.93818 | 0 | 0 | 0 | 0.5 | 0 | 0.60075 | 0.45104 | 0.45104 | 0.84855 | DG | 2 |  | 1.1 | 1.11 | 1.06 | 117000 | 482250000
112 | 40.1.13 | 1310.0625 | 14.5 | 356.25 | 4246215.1702 | 0 | 211.5 | 4014648.5387 | 582.25 | 40.1.13 | 31 | 39575.378 | 77359.2514 | 16780.6098 | 64025.6012 | 111506.6409 | 63896.4073 | 288896.1781 | 101562.8043 | 288.1648 | 0.37 | 0.34983 | 0.37202 | 0.27447 | 0.29754 | 0.025552 | 1.0343 | 4.0082 | 1.6539 | 17.1151 | 0.99356 | 0.76556 | 3.7578 | 5.0341 | 4.6416 | 69.2374 | 72.1635 | 77.6368 | 78.9131 | 81.0622 | 82.4295 | 0.94828 | 0.95992 | 0.83652 | 0 | 0 | 0 | 0.87956 | 0 | 0.83219 | 0.23473 | 0.60425 | 0.82885 | DH | 18 |  | 1.09 | 1.09 | 1.05 | 214000 | 582250000
113 | 40.1.15 | 737.4375 | 111 | 216.75 | 2611195.6186 | 11 | 0 | 2780830.6242 | 327.75 | 40.1.15 | 15 | 70828.9644 | 71071.7957 | 21039.167 | 69264.4305 | 67078.0862 | 66542.3027 | 287168.8645 | 6578.8388 | 441.8757 | 0.40421 | 0.43047 | 0.48535 | 0 | 0.41366 | 0.23435 | 0.37533 | 16.9199 | 1.2418 | 20.6812 | 1 | 0 | 4.3943 | 4.402 | 5.3179 | 59.9944 | 58.569 | 69.7066 | 69.7142 | 67.6975 | 67.7052 | 0.98123 | 0.8308 | 0.93955 | 0 | 0 | 0 | 0.5 | 0 | 0.78961 | 0.28928 | 0.29171 | 0.79319 | DI | 14 |  | 1.1 | 1.11 | 1.06 | 109000 | 327750000
114 | 40.1.16 | 439.3125 | 30.25 | 91.5 | 1408914.85 | 15 | 74.25 | 1380408.6661 | 195.25 | 40.1.16 | 15 | 36611.8675 | 37472.0041 | 34171.3939 | 26729.9889 | 14154.4273 | 14154.4273 | 260701.6473 | 2812.9555 | 341.0809 | 0.36611 | 0.3587 | 0.40093 | 0.18899 | 0.30233 | 0.14087 | 8.1311 | 1.1005 | 1.1646 | 3.2011 | 0.83099 | 0.4251 | 3.7085 | 3.739 | 9.6383 | 71.5178 | 71.6104 | 84.8645 | 84.8951 | 85.545 | 85.5778 | 0.59345 | 0.98899 | 0.95884 | 0.025713 | 0.43899 | 0.43899 | 0.62804 | 0 | 0.65829 | 0.62528 | 0.63388 | 0.96799 | DJ | 20 |  | 1.19 | 1.18 | 1.12 | 175000 | 195250000
115 | 40.1.17 | 1680.75 | 20 | 216 | 5379189.132 | 17 | 511 | 4914337.7798 | 747 | 40.1.17 | 40 | 66197.5067 | 67887.217 | 30963.3198 | 66067.1253 | 56260.4147 | 56189.1613 | 273284.2253 | 10126.4616 | 311.165 | 0.36535 | 0.33378 | 0.36723 | 0.33885 | 0.23081 | 0.026584 | 1.2442 | 9.2239 | 1.1365 | 15.8327 | 1 | 0.033802 | 4.7109 | 4.7688 | 8.6272 | 71.4576 | 76.0433 | 84.7957 | 84.8537 | 90.613 | 90.6781 | 0.93779 | 0.90776 | 0.96586 | 0 | 0.01344 | 0.01344 | 0.5169 | 0 | 0.69037 | 0.32113 | 0.33802 | 0.84167 | DK | 11 |  | 1.1 | 1.11 | 1.06 | 249000 | 747000000
116 | 40.1.18 | 860.0625 | 0 | 306 | 2715882.1872 | 0 | 76.25 | 2625995.2136 | 382.25 | 40.1.18 | 24 | 13599.9906 | 64317.4725 | 7576.5949 | 55347.5944 | 57565.0419 | 52195.4001 | 258674.8382 | 47274.2235 | 288.9731 | 0.36048 | 0.34855 | 0.37176 | 0.23306 | 0.3405 | 0 | 4.1442 | 4.2538 | 2.8149 | 17.2041 | 0.98757 | 0.15958 | 2.9496 | 4.7106 | 2.1867 | 71.4776 | 72.3215 | 76.6138 | 78.3748 | 77.699 | 79.5164 | 0.79279 | 0.95746 | 0.54627 | 0 | 0 | 0 | 0.57358 | 0 | 0.92423 | 0.35683 | 0.864 | 0.82796 | DL | 29 |  | 1.15 | 1.15 | 1.09 | 264000 | 382250000
117 | 40.1.2 | 872.4375 | 382.25 | 3 | 3749179.5329 | 8 | 2.5 | 4355591.7392 | 387.75 | 40.1.2 | 16 | 7993.4092 | 11593.1935 | 6990.9055 | 10690.6259 | 24539.6757 | 9323.9557 | 270546.1397 | 8569.889 | 679.0835 | 0.49057 | 0.56991 | 0.64869 | 0.02272 | 0.043678 | 0.49086 | 5.6999 | 0.9207 | 1.3952 | 10.8311 | 0.90006 | 0.38491 | 2.0631 | 2.163 | 1.542 | 46.5822 | 44.5581 | 50.1873 | 50.2872 | 47.6647 | 47.7491 | 0.715 | 0.99079 | 0.90119 | 0.57237 | 0.12543 | 0.62704 | 0.64249 | 0 | 0.93009 | 0.88407 | 0.92007 | 0.89169 | DM | 15 |  | 1.04 | 1.04 | 1.02 | 146000 | 387750000
118 | 40.1.3 | 1139.625 | 479.25 | 25 | 4515318.8828 | 0 | 2.25 | 5158249.8825 | 506.5 | 40.1.3 | 22 | 41760.7515 | 76192.0466 | 23563.4481 | 60822.5209 | 17213.2412 | 17213.2412 | 218631.7407 | 23327.1813 | 700.4213 | 0.4523 | 0.5167 | 0.61508 | 0.019143 | 0.077945 | 0.45307 | 5.9259 | 2.1979 | 1.578 | 8.9457 | 0.91955 | 0.049358 | 3.1416 | 4.0879 | 5.4007 | 49.1528 | 48.7994 | 57.6951 | 58.6414 | 56.3022 | 57.1285 | 0.70371 | 0.97802 | 0.8555 | 0 | 0.34697 | 0.34697 | 0.48445 | 0 | 0.76437 | 0.23859 | 0.58239 | 0.91054 | DN | 11 |  | 1.12 | 1.13 | 1.09 | 260000 | 506500000
119 | 40.1.4 | 792 | 249 | 103 | 2782177.6146 | 14 | 0 | 3162851.6489 | 352 | 40.1.4 | 18 | 47340.8625 | 47340.8625 | 45584.996 | 42108.7656 | 36546.4691 | 35484.1041 | 271601.4852 | 5422.5805 | 485.8807 | 0.40101 | 0.45588 | 0.50411 | 0 | 0.21132 | 0.3919 | 4.9075 | 1.9105 | 1.0625 | 4.6392 | 1 | 0 | 3.7014 | 3.7014 | 11.6515 | 58.1845 | 55.248 | 73.5374 | 73.5374 | 68.8327 | 68.8327 | 0.75463 | 0.98089 | 0.98437 | 0 | 0.0060643 | 0.0060643 | 0.5 | 0 | 0.54415 | 0.52659 | 0.52659 | 0.95361 | DO | 13 |  | 1.19 | 1.18 | 1.12 | 155000 | 352000000
120 | 40.1.6 | 399.9375 | 177.75 | 0 | 2156849.0208 | 8 | 0 | 2367095.142 | 177.75 | 40.1.6 | 8 | 11604.5737 | 13132.6122 | 11424.5174 | 7830.4531 | 19514.142 | 7157.6138 | 269872.6473 | 1081.0002 | 1156.8311 | 0.61564 | 0.67565 | 0.78033 | 0 | 0 | 0.61564 | 6.6197 | 0.37693 | 1.0042 | 8.0549 | 1 | 0 | 1.6924 | 1.7229 | 1.9425 | 36.7445 | 37.1877 | 40.3795 | 40.41 | 40.4938 | 40.5216 | 0.66902 | 0.99623 | 0.99895 | 0.68678 | 0.24598 | 0.7137 | 0.5 | 0 | 0.88575 | 0.86867 | 0.88395 | 0.91945 | DP | 9 |  | 1.04 | 1.04 | 1.02 | 79000 | 177750000
121 | 40.1.7 | 553.5 | 188 | 58 | 1982799.7431 | 0 | 0 | 2229429.4505 | 246 | 40.1.7 | 10 | 52879.4605 | 100427.6717 | 42704.9053 | 81205.5402 | 13124.3916 | 13124.3916 | 196961.4344 | 37650.7941 | 565.9751 | 0.40894 | 0.4598 | 0.53844 | 0 | 0.21092 | 0.40717 | 3.3471 | 4.9309 | 1.1128 | 9.5366 | 1 | 0 | 3.7959 | 5.2482 | 10.6956 | 56.7171 | 54.6902 | 71.2086 | 72.6608 | 67.6034 | 68.883 | 0.83264 | 0.95069 | 0.9718 | 0 | 0.47502 | 0.47502 | 0.5 | 0 | 0.57295 | 0.032093 | 0.47121 | 0.90463 | DQ | 7 |  | 1.23 | 1.21 | 1.13 | 97000 | 246000000
122 | 40.1.9 | 493.875 | 218.75 | 0.75 | 1894898.1629 | 0 | 0 | 2224980.5328 | 219.5 | 40.1.9 | 9 | 20341.8616 | 86559.468 | 15808.163 | 98232.1587 | 30555.0521 | 30555.0521 | 191741.9567 | 37121.738 | 603.0012 | 0.43799 | 0.51429 | 0.6048 | 0 | 0.047407 | 0.43793 | 7.0006 | 3.5399 | 2.6321 | 14.7449 | 0.55467 | 0.22551 | 2.6159 | 4.4999 | 3.6494 | 51.69 | 48.8538 | 57.9552 | 59.8392 | 54.1985 | 55.8018 | 0.64997 | 0.9646 | 0.59197 | 0 | 0 | 0 | 0.39009 | 0 | 0.84192 | 0.13448 | 0.79658 | 0.85255 | DR | 16 |  | 1.22 | 1.2 | 1.12 | 104000 | 219500000
123 | 40_1.2.1 | 1103.625 | 20 | 62 | 3286897.5565 | 6 | 408.5 | 2971287.7327 | 490.5 | 40_1.2.1 | 30 | 68196.4709 | 78138.5615 | 21839.3776 | 66093.6249 | 18147.1378 | 18147.1378 | 212162.0722 | 26785.5263 | 316.9957 | 0.33999 | 0.30734 | 0.35589 | 0.33493 | 0.14563 | 0.050711 | 3.0911 | 10.3858 | 1.3073 | 16.262 | 1 | 0 | 5.1952 | 5.5465 | 6.4475 | 82.0244 | 82.769 | 93.6671 | 94.0183 | 95.7643 | 96.148 | 0.84544 | 0.89614 | 0.92317 | 0 | 0.31072 | 0.31072 | 0.5 | 0 | 0.78161 | 0.21924 | 0.31804 | 0.83738 | DS | 31 |  | 1.23 | 1.21 | 1.13 | 289000 | 490500000
124 | 40_1.2.10 | 1769.625 | 0 | 441 | 5483572.9019 | 0 | 345.25 | 5197312.2096 | 786.5 | 40_1.2.10 | 51 | 25192.5365 | 47058.4665 | 21666.0101 | 150782.258 | 15634.962 | 15634.962 | 122866.3154 | 30570.7407 | 346.5586 | 0.35374 | 0.33527 | 0.3894 | 0.22294 | 0.24826 | 0 | 6.5132 | 21.8052 | 3.3832 | 27.8057 | 0.3417 | 0.066751 | 3.4344 | 4.2062 | 6.2838 | 75.2702 | 75.7782 | 84.9883 | 85.7602 | 86.1598 | 86.9782 | 0.67434 | 0.78195 | 0.4042 | 0 | 0.38508 | 0.38508 | 0.20423 | 0 | 0.78334 | 0.52942 | 0.74807 | 0.72194 | DT | 19 |  | 1.26 | 1.23 | 1.12 | 793999.9987 | 786499997.95
125 | 40_1.2.11 | 843.75 | 0 | 375 | 3022995.9365 | 0 | 0 | 3022995.9365 | 375 | 40_1.2.11 | 15 | 48762.282 | 89771.8578 | 23077.5028 | 74944.8135 | 83998.439 | 74944.8135 | 274046.3469 | 74489.2513 | 336.8716 | 0.409 | 0.409 | 0.43878 | 0 | 0.409 | 0 | 1.5797 | 3.9627 | 1.586 | 13.4533 | 1 | 1 | 3.6702 | 4.9214 | 5.7466 | 61.3732 | 61.3732 | 70.79 | 72.0413 | 70.79 | 72.0413 | 0.92102 | 0.96037 | 0.8535 | 0 | 0 | 0 | 1 | 0 | 0.76922 | 0.10228 | 0.51238 | 0.86547 | DU | 33 |  | 1.09 | 1.09 | 1.05 | 90000 | 375000000
126 | 40_1.2.2 | 2043 | 870.25 | 37.75 | 7961732.8313 | 0 | 0 | 9637397.0408 | 908 | 40_1.2.2 | 38 | 22421.9561 | 48460.7454 | 26094.6327 | 42009.4399 | 110135.6575 | 42009.4399 | 315968.0347 | 95931.745 | 517.8185 | 0.44487 | 0.5385 | 0.60369 | 0 | 0.048106 | 0.44284 | 1.3295 | 0.85738 | 1.9427 | 9.0958 | 1 | 0.45815 | 2.6645 | 3.4035 | 6.0724 | 51.3462 | 46.8986 | 60.0831 | 60.8221 | 54.0834 | 54.6965 | 0.93353 | 0.99143 | 0.76432 | 0 | 0 | 0 | 0.72907 | 0 | 0.73905 | 0.51539 | 0.77578 | 0.90904 | DV | 15 |  | 1.03 | 1.04 | 1.01 | 129000 | 908000000
127 | 40_1.2.3 | 2322.5625 | 29.25 | 515.5 | 7631093.4747 | 0 | 487.5 | 7117865.4906 | 1032.25 | 40_1.2.3 | 47 | 6000.3897 | 51969.5653 | 4729.5381 | 44651.4339 | 80836.45 | 44651.4339 | 312362.0231 | 62283.6035 | 297.5051 | 0.37507 | 0.34985 | 0.38484 | 0.2539 | 0.27362 | 0.044789 | 0.7236 | 2.4873 | 2.3894 | 15.9581 | 1 | 0 | 2.5849 | 4.1121 | 1.2916 | 70.7313 | 72.3367 | 74.6079 | 76.135 | 76.434 | 78.0803 | 0.96382 | 0.97513 | 0.65264 | 0.010252 | 0 | 0.010252 | 0.5 | 0 | 0.9527 | 0.4803 | 0.94 | 0.84042 | DW | 4 |  | 1.12 | 1.12 | 1.08 | 217000 | 1032250000
128 | 40_1.2.4 | 2189.25 | 13.75 | 381.25 | 6873158.8281 | 2 | 578 | 6421306.4735 | 973 | 40_1.2.4 | 50 | 65269.8861 | 92567.2434 | 28132.3125 | 92370.6785 | 15306.7968 | 15306.7968 | 186814.5529 | 35177.646 | 352.3269 | 0.35839 | 0.33483 | 0.38066 | 0.30693 | 0.26026 | 0.064864 | 3.461 | 8.5072 | 1.4029 | 14.9188 | 0.93577 | 0 | 4.7946 | 5.7279 | 7.9652 | 75.6996 | 75.8083 | 88.4593 | 89.3927 | 89.4806 | 90.4747 | 0.82695 | 0.91493 | 0.89928 | 0 | 0.39122 | 0.39122 | 0.46788 | 0 | 0.71868 | 0.089105 | 0.3473 | 0.85081 | DX | 9 |  | 1.23 | 1.21 | 1.13 | 376000 | 973000000
129 | 40_1.2.5 | 1968.75 | 157.75 | 717.25 | 7091054.732 | 0 | 0 | 7387669.4301 | 875 | 40_1.2.5 | 35 | 30681.5254 | 70373.2316 | 29746.2529 | 59563.7955 | 84168.7379 | 59563.7955 | 298352.7499 | 70353.5256 | 369.9724 | 0.41117 | 0.42836 | 0.47048 | 0 | 0.38654 | 0.10448 | 0.54242 | 2.8566 | 1.9486 | 12.5171 | 1 | 0.14286 | 3.102 | 4.3076 | 7.3913 | 59.9987 | 58.7006 | 70.4921 | 71.6976 | 68.7488 | 69.9095 | 0.97288 | 0.97143 | 0.76286 | 0 | 0 | 0 | 0.57143 | 0 | 0.70254 | 0.29627 | 0.69318 | 0.87483 | DY | 22 |  | 1.12 | 1.12 | 1.08 | 130000 | 875000000
130 | 40_1.2.6 | 2539.6875 | 194 | 810.5 | 8124338.7522 | 0 | 124.25 | 8291339.9935 | 1128.75 | 40_1.2.6 | 56 | 9704.3609 | 90745.3448 | 7217.1273 | 88891.3917 | 44523.4776 | 44523.4776 | 211763.8084 | 48936.6746 | 332.8239 | 0.36518 | 0.37268 | 0.41765 | 0.14117 | 0.33076 | 0.14556 | 3.3905 | 11.1214 | 3.06 | 29.8527 | 0.9247 | 0.48261 | 2.7788 | 5.5489 | 2.0323 | 68.6356 | 68.0672 | 73.4467 | 76.2168 | 72.8207 | 75.574 | 0.83048 | 0.88879 | 0.48499 | 0 | 0 | 0 | 0.70365 | 0 | 0.92783 | 0.097161 | 0.90296 | 0.70147 | DZ | 4 |  | 1.22 | 1.2 | 1.12 | 379000 | 1128750000
131 | 40_1.2.7 | 1500.1875 | 262.25 | 385.5 | 4921753.8723 | 0 | 19 | 5376231.0932 | 666.75 | 40_1.2.7 | 28 | 6918.9341 | 19993.0693 | 2554.8232 | 20861.5237 | 39711.6412 | 20861.5237 | 278089.3659 | 24173.816 | 357.9831 | 0.37452 | 0.4091 | 0.44827 | 0.018146 | 0.32933 | 0.1852 | 2.4032 | 3.2621 | 2.3108 | 17.0037 | 1 | 0.037495 | 2.6266 | 3.0634 | 0.70062 | 64.7908 | 62.1252 | 68.1181 | 68.5548 | 65.2453 | 65.6393 | 0.87984 | 0.96738 | 0.67229 | 0.21852 | 0 | 0.21852 | 0.51875 | 0 | 0.97445 | 0.80007 | 0.93081 | 0.82996 | EA | 10 |  | 1.15 | 1.15 | 1.09 | 168000 | 666750000
132 | 40_1.2.8 | 2229.1875 | 27.5 | 933.25 | 7748105.6787 | 0 | 30 | 7764328.2221 | 990.75 | 40_1.2.8 | 41 | 30075.5841 | 68508.4009 | 17434.5402 | 58888.3016 | 68115.3658 | 58541.6477 | 271749.5775 | 57083.1171 | 337.9196 | 0.39678 | 0.39761 | 0.43263 | 0.029092 | 0.39826 | 0.050333 | 1.6113 | 3.8559 | 2.0379 | 12.3702 | 1 | 0.40979 | 3.1984 | 4.3935 | 4.538 | 61.7353 | 63.3747 | 69.4717 | 70.6667 | 71.1413 | 72.3302 | 0.91943 | 0.96144 | 0.74054 | 0 | 0 | 0 | 0.7049 | 0 | 0.82565 | 0.3179 | 0.69924 | 0.8763 | EB | 28 |  | 1.15 | 1.15 | 1.09 | 203000 | 990750000
133 | 40_1.2.9 | 1611.5625 | 484.5 | 158.5 | 5622794.9751 | 0 | 73.25 | 6237666.2612 | 716.25 | 40_1.2.9 | 38 | 20163.6031 | 69321.1749 | 18068.0504 | 114545.1434 | 23097.2963 | 23097.2963 | 176525.5571 | 25712.3575 | 510.984 | 0.39829 | 0.44185 | 0.51418 | 0.080728 | 0.18098 | 0.33741 | 9.2874 | 4.8133 | 2.5407 | 14.5832 | 0.48412 | 0 | 2.8764 | 4.3992 | 4.5879 | 60.2027 | 58.2437 | 67.667 | 69.1898 | 64.9808 | 66.3487 | 0.53563 | 0.95187 | 0.61483 | 0 | 0.11177 | 0.11177 | 0.24206 | 0 | 0.81932 | 0.31244 | 0.79836 | 0.85417 | EC | 32 |  | 1.22 | 1.2 | 1.12 | 563000 | 716250000
134 | 40_2.1.11 | 1012.5 | 111 | 339 | 3559123.4539 | 0 | 0 | 3761294.8725 | 450 | 40_2.1.11 | 18 | 48251.3354 | 71707.8856 | 31917.0373 | 59847.8575 | 104320.3481 | 59847.8575 | 292619.9115 | 94973.9079 | 363.153 | 0.40128 | 0.42407 | 0.45548 | 0 | 0.39176 | 0.16566 | 0.92065 | 3.0683 | 1.4817 | 15.76 | 1 | 1 | 3.726 | 4.455 | 8.136 | 61.067 | 59.4628 | 72.929 | 73.658 | 70.6921 | 71.3905 | 0.95397 | 0.96932 | 0.87958 | 0 | 0 | 0 | 1 | 0 | 0.68083 | 0.28292 | 0.51749 | 0.8424 | ED | 12 |  | 1.09 | 1.09 | 1.05 | 90000 | 450000000
135 | 42.1.1 | 561.375 | 0 | 80.5 | 1812143.6954 | 0 | 169 | 1618335.3685 | 249.5 | 42.1.1 | 14 | 310149.0835 | 309641.2794 | 3056.1612 | 312389.246 | 480237.2368 | 312349.1137 | 678754.4386 | 164390.2877 | 276.8289 | 0.3685 | 0.32909 | 0.35523 | 0.34067 | 0.23426 | 0 | 1.154 | 22.493 | 3.1383 | 33.3026 | 1 | 0 | 12.909 | 12.8918 | 0.84028 | 73.8394 | 76.4382 | 87.5886 | 87.5715 | 91.9078 | 91.8886 | 0.9423 | 0.77507 | 0.46543 | 0 | 0 | 0 | 0.5 | 0 | 0.96944 | 0 | 0 | 0.66697 | EE | 315 |  | 1.06 | 1.06 | 1.03 | 98000 | 249500000
136 | 42.1.2 | 405.5625 | 0 | 59.5 | 1300445.4841 | 0 | 120.75 | 1165544.5349 | 180.25 | 42.1.2 | 9 | 308762.5759 | 308268.2158 | 4678.1646 | 318702.1673 | 486743.6585 | 318661.8853 | 679842.1544 | 171164.254 | 282.1963 | 0.36604 | 0.32807 | 0.3585 | 0.32438 | 0.26821 | 0 | 3.8993 | 17.2469 | 3.3343 | 24.8363 | 0.66297 | 0 | 12.9518 | 12.935 | 1.318 | 74.3179 | 76.7756 | 88.5878 | 88.571 | 92.8115 | 92.7927 | 0.80504 | 0.82753 | 0.41644 | 0 | 0 | 0 | 0.33148 | 0 | 0.95322 | 0 | 0 | 0.75164 | EF | 321 |  | 1.06 | 1.06 | 1.03 | 58000 | 180250000
137 | 43.1.2 | 699.0377 | 0 | 26.75 | 2342809.0364 | 0 | 285 | 2018663.3479 | 310.6834 | 43.1.2 | 15 | 315792.5231 | 315365.8883 | 2207.3437 | 352066.0237 | 520274.1235 | 352025.4221 | 691519.4821 | 206279.4021 | 281.5762 | 0.38259 | 0.32965 | 0.36097 | 0.38615 | 0.074699 | 0 | 1.3202 | 24.8026 | 3.3486 | 30.1905 | 0.7071 | 0.080468 | 12.6198 | 12.6059 | 0.59669 | 73.0906 | 76.1252 | 86.3071 | 86.2932 | 91.46 | 91.4439 | 0.93399 | 0.75197 | 0.41285 | 0 | 0 | 0 | 0.39378 | 0 | 0.97793 | 0 | 0 | 0.6981 | EG | 353 |  | 1.06 | 1.06 | 1.03 | 148411.8514 | 310683406.169
138 | 43.1.3 | 531.758 | 0 | 183.25 | 1707042.1697 | 0 | 54.25 | 1647922.5911 | 236.3369 | 43.1.3 | 11 | 340433.5455 | 340007.0507 | 1158.1584 | 366634.6683 | 534865.0727 | 366594.1672 | 710420.3627 | 220194.1649 | 312.1841 | 0.36646 | 0.35377 | 0.39219 | 0.26264 | 0.35841 | 0 | 1.0898 | 26.4765 | 3.2488 | 30.7229 | 1 | 0.39033 | 14.0056 | 13.9911 | 0.32038 | 70.3967 | 70.9903 | 84.7227 | 84.7082 | 85.8577 | 85.8427 | 0.94551 | 0.73524 | 0.43781 | 0 | 0 | 0 | 0.69517 | 0 | 0.98842 | 0 | 0 | 0.69277 | EH | 368 |  | 1.06 | 1.06 | 1.03 | 91709.5034 | 236336878.743
139 | 43_1.2.1 | 1548.3516 | 0 | 7 | 4790497.1788 | 0 | 682.25 | 4074115.6651 | 688.1563 | 43_1.2.1 | 41 | 335016.0149 | 334571.8588 | 10320.3475 | 356092.0842 | 524097.2486 | 356051.6945 | 704972.1323 | 209146.5925 | 261.1206 | 0.35319 | 0.30037 | 0.33372 | 0.35342 | 0.03775 | 0 | 1.8323 | 19.7625 | 3.2461 | 25.5443 | 0.99104 | 0.28337 | 14.3829 | 14.3672 | 3.0792 | 79.9744 | 83.6637 | 97.4365 | 97.4208 | 104.1938 | 104.1753 | 0.90838 | 0.80238 | 0.43847 | 0 | 0 | 0 | 0.6372 | 0 | 0.8968 | 0 | 0 | 0.74456 | EI | 357 |  | 1.06 | 1.06 | 1.03 | 300603.4118 | 688156287.699
140 | 43_1.2.2 | 837 | 0 | 0 | 2575642.3233 | 0 | 372 | 2202556.6595 | 372 | 43_1.2.2 | 20 | 350397.059 | 349914.9013 | 10290.9036 | 347918.9856 | 515486.6605 | 347879.023 | 712992.6426 | 199588.4127 | 266.3814 | 0.35128 | 0.3004 | 0.33602 | 0.35128 | 0 | 0 | 2.8426 | 15.3676 | 2.7097 | 26.4489 | 1 | 0 | 14.973 | 14.9559 | 2.9891 | 80.398 | 83.5491 | 98.3601 | 98.343 | 104.5518 | 104.5318 | 0.85787 | 0.84632 | 0.57258 | 0 | 0 | 0 | 0.5 | 0 | 0.89709 | 0 | 0 | 0.73551 | EJ | 350 |  | 1.06 | 1.06 | 1.03 | 103000 | 372000000
141 | 44 | 384.75 | 0 | 0 | 1162323.3592 | 0 | 171 | 1004915.2107 | 171 | 44 | 12 | 4163.6526 | 17205.7177 | 6739.4597 | 306510.0549 | 301621.283 | 301621.283 | 428138.5091 | 151878.6507 | 280.9208 | 0.34486 | 0.29816 | 0.32498 | 0.34486 | 0 | 0 | 7.5435 | 8.4313 | 3.5146 | 24.9591 | 0.15936 | 0 | 2.7429 | 3.2104 | 2.0116 | 81.9344 | 84.2386 | 86.6889 | 87.1564 | 89.7391 | 90.2795 | 0.62282 | 0.91569 | 0.37135 | 0 | 0 | 0 | 0.079678 | 0 | 0.93261 | 0.82794 | 0.95836 | 0.75041 | EK | 68 |  | 0.79 | 0.82 | 0.81 | 128000 | 171000000
142 | 45.1.10 | 1185.1875 | 526.75 | 0 | 5325812.4948 | 1 | 0 | 6067974.0164 | 526.75 | 45.1.10 | 23 | 130072.6999 | 130072.6983 | 4045.148 | 131187.9695 | 148587.3059 | 131187.9695 | 382572.3838 | 17208.7758 | 807.0968 | 0.51297 | 0.58446 | 0.68406 | 0 | 0 | 0.51297 | 2.0407 | 0.62506 | 1.0024 | 11.5031 | 1 | 0 | 4.8962 | 4.8962 | 0.78569 | 44.0456 | 42.9512 | 49.7275 | 49.7275 | 47.942 | 47.942 | 0.89797 | 0.99375 | 0.99941 | 0 | 0 | 0 | 0.5 | 0 | 0.95955 | 0 | 0 | 0.88497 | EL | 10 |  | 1.02 | 1.05 | 1.01 | 120000 | 526750000
143 | 45.1.11 | 845.4375 | 375.75 | 0 | 3442817.6006 | 0 | 0 | 4025963.2526 | 375.75 | 45.1.11 | 18 | 170064.7092 | 170070.9605 | 6355.3611 | 162173.1071 | 181884.8043 | 162173.1071 | 418032.6538 | 28466.5853 | 653.6599 | 0.46487 | 0.54361 | 0.63656 | 0 | 0 | 0.46487 | 2.5312 | 0.43713 | 1.4478 | 10.0552 | 1 | 0 | 6.4948 | 6.4949 | 1.4082 | 48.657 | 46.2056 | 56.56 | 56.5602 | 52.955 | 52.9552 | 0.87344 | 0.99563 | 0.88806 | 0 | 0 | 0 | 0.5 | 0 | 0.93645 | 0 | 0 | 0.89945 | EM | 24 |  | 1.02 | 1.05 | 1.01 | 141000 | 375750000
144 | 45.1.12 | 876.9375 | 145.5 | 213 | 3027980.942 | 18 | 31.25 | 3206821.7042 | 389.75 | 45.1.12 | 22 | 76327.7439 | 76327.7416 | 32771.8663 | 84944.577 | 99170.2858 | 84944.577 | 334343.4978 | 3847.7986 | 440.0078 | 0.39417 | 0.41745 | 0.46628 | 0.092884 | 0.31448 | 0.24811 | 1.8883 | 0.24631 | 1.0103 | 1.4926 | 1 | 0 | 4.679 | 4.679 | 8.5679 | 62.1524 | 60.8894 | 75.3993 | 75.3992 | 73.5723 | 73.5723 | 0.90559 | 0.99754 | 0.99743 | 0 | 0 | 0 | 0.5 | 0 | 0.67228 | 0.23672 | 0.23672 | 0.98507 | EN | 18 |  | 1.07 | 1.1 | 1.05 | 143000 | 389750000
145 | 45.1.14 | 1080.5625 | 9 | 247.75 | 3520559.1088 | 0 | 223.5 | 3288787.6614 | 480.25 | 45.1.14 | 24 | 224093.6454 | 225787.6238 | 12208.2979 | 212399.8386 | 233039.3012 | 212399.8386 | 468772.5385 | 37702.5554 | 309.68 | 0.37193 | 0.34744 | 0.3925 | 0.32094 | 0.27102 | 0.017169 | 2.6516 | 1.4404 | 2.5929 | 11.7132 | 0.86049 | 0 | 9.9146 | 9.9721 | 3.4019 | 71.3825 | 72.839 | 84.699 | 84.7565 | 87.2721 | 87.3345 | 0.86742 | 0.9856 | 0.60177 | 0 | 0 | 0 | 0.43024 | 0 | 0.87792 | 0 | 0 | 0.88287 | EO | 18 |  | 0.99 | 1.04 | 1 | 207000 | 480250000
146 | 45.1.17 | 789.1875 | 350.75 | 0 | 3098516.1731 | 3 | 0 | 3643493.4844 | 350.75 | 45.1.17 | 15 | 77971.9247 | 77971.9221 | 19295.0701 | 86016.3512 | 103442.5014 | 86016.3512 | 342714.7835 | 14501.0168 | 615.8314 | 0.4482 | 0.52703 | 0.6041 | 0 | 0 | 0.4482 | 1.8224 | 0.28154 | 1.0036 | 2.0706 | 1 | 0 | 4.1598 | 4.1598 | 4.4662 | 50.474 | 47.6746 | 59.1001 | 59.1001 | 55.0046 | 55.0046 | 0.90888 | 0.99718 | 0.99911 | 0 | 0 | 0 | 0.5 | 0 | 0.80705 | 0.22028 | 0.22028 | 0.97929 | EP | 7 |  | 1.07 | 1.1 | 1.05 | 90000 | 350750000
147 | 45.1.18 | 981 | 158.5 | 188.5 | 3302030.3394 | 0 | 89 | 3490237.4652 | 436 | 45.1.18 | 24 | 167303.5991 | 187784.5112 | 4371.6784 | 105833.3264 | 193657.2275 | 105832.7746 | 443929.4916 | 122647.5244 | 357.4666 | 0.38424 | 0.40615 | 0.43544 | 0.22203 | 0.32167 | 0.26703 | 2.848 | 2.9914 | 2.0487 | 16.0275 | 1 | 0 | 7.7935 | 8.4592 | 1.1274 | 63.8118 | 63.4148 | 72.7327 | 73.3983 | 72.0111 | 72.6421 | 0.8576 | 0.97009 | 0.73782 | 0 | 0 | 0 | 0.5 | 0 | 0.95628 | 0 | 0 | 0.83972 | EQ | 22 |  | 1.03 | 1.04 | 1.01 | 188000 | 436000000
148 | 45.1.19 | 522 | 0 | 82 | 1672197.0952 | 12 | 150 | 1540067.0665 | 232 | 45.1.19 | 14 | 199839.6203 | 210350.6523 | 2589.6719 | 224173.8453 | 241207.1165 | 224173.8453 | 466620.3499 | 4077.7782 | 338.4899 | 0.36569 | 0.33679 | 0.38709 | 0.32191 | 0.20011 | 0 | 1.0795 | 2.6466 | 1.6282 | 15.0991 | 0 | 0 | 9.2501 | 9.6091 | 0.71305 | 74.2542 | 74.855 | 84.2173 | 84.5763 | 85.6682 | 86.0618 | 0.94603 | 0.97353 | 0.84294 | 0 | 0 | 0 | 0 | 0 | 0.9741 | 0 | 0 | 0.84901 | ER | 18 |  | 0.99 | 1.04 | 1 | 87000 | 232000000
149 | 45.1.2 | 1563.1875 | 694.75 | 0 | 6150223.8554 | 0 | 0 | 7276153.843 | 694.75 | 45.1.2 | 28 | 117694.2257 | 117694.223 | 10320.5182 | 116671.7244 | 136363.7999 | 116671.7244 | 375920.1348 | 30171.8018 | 606.6176 | 0.44913 | 0.53136 | 0.61372 | 0 | 0 | 0.44913 | 2.331 | 0.55524 | 1.0587 | 9.5103 | 1 | 0 | 5.2733 | 5.2733 | 2.4041 | 50.5561 | 47.3907 | 58.2335 | 58.2335 | 53.8626 | 53.8626 | 0.88345 | 0.99445 | 0.98534 | 0 | 0 | 0 | 0.5 | 0 | 0.89679 | 0.014639 | 0.014639 | 0.9049 | ES | 3 |  | 1.07 | 1.09 | 1.04 | 139000 | 694750000
150 | 45.1.20 | 529.875 | 235.5 | 0 | 2362210.7866 | 0 | 0 | 2809469.9335 | 235.5 | 45.1.20 | 10 | 41450.4874 | 43002.4489 | 2861.0269 | 8501.9447 | 156362.2004 | 8501.9447 | 377248.9484 | 135304.9583 | 628.7576 | 0.50891 | 0.60527 | 0.6836 | 0 | 0 | 0.50891 | 1.2985 | 2.1868 | 1.0414 | 14.8747 | 1 | 0 | 2.786 | 2.8235 | 0.56738 | 44.5317 | 41.5441 | 47.8851 | 47.9226 | 44.3598 | 44.3914 | 0.93508 | 0.97813 | 0.98965 | 0.65992 | 0 | 0.65992 | 0.5 | 0 | 0.97139 | 0.56998 | 0.5855 | 0.85125 | ET | 8 |  | 1.02 | 1.03 | 1 | 70000 | 235500000
151 | 45.1.21 | 1443.375 | 456.25 | 185.25 | 5000639.9723 | 0 | 0 | 5753124.8286 | 641.5 | 45.1.21 | 26 | 170376.9579 | 170376.9555 | 21014.2461 | 157098.3574 | 178245.6874 | 157098.3574 | 418258.6846 | 40160.4072 | 454.1244 | 0.3955 | 0.45501 | 0.51798 | 0 | 0.21063 | 0.35002 | 2.415 | 0.42907 | 1.5246 | 4.0218 | 1 | 0 | 7.6323 | 7.6323 | 5.4418 | 59.0018 | 55.2921 | 72.0759 | 72.0759 | 66.7282 | 66.7282 | 0.87925 | 0.99571 | 0.86886 | 0 | 0 | 0 | 0.5 | 0 | 0.78986 | 0 | 0 | 0.95978 | EU | 28 |  | 1.02 | 1.05 | 1.01 | 153000 | 641500000
152 | 45.1.22 | 2575.0987 | 94.75 | 496.75 | 8423844.3231 | 0 | 554 | 7948704.6753 | 1144.4883 | 45.1.22 | 55 | 192187.2776 | 195303.46 | 16385.9675 | 154727.9686 | 199755.9191 | 154727.9686 | 451067.4828 | 112060.7256 | 309.3023 | 0.37343 | 0.35237 | 0.39003 | 0.27966 | 0.2696 | 0.077292 | 1.4048 | 1.4042 | 1.6265 | 9.5297 | 1 | 0 | 8.8579 | 8.9581 | 4.4427 | 69.547 | 72.5043 | 82.8476 | 82.9477 | 86.7337 | 86.8357 | 0.92976 | 0.98596 | 0.84338 | 0 | 0 | 0 | 0.5 | 0 | 0.83614 | 0 | 0 | 0.9047 | EV | 45 |  | 1.03 | 1.04 | 1.01 | 307992.2484 | 1144488312.94
153 | 45.1.23 | 2420.4375 | 0 | 816 | 7902038.8384 | 0 | 259.75 | 7603657.2777 | 1075.75 | 45.1.23 | 50 | 72374.0642 | 93899.0808 | 9435.148 | 43753.4796 | 142054.7733 | 43753.4796 | 381882.1451 | 107251.814 | 305.6191 | 0.37268 | 0.35861 | 0.39191 | 0.15287 | 0.33504 | 0 | 0.68498 | 1.4769 | 1.0618 | 10.5041 | 1 | 0 | 4.8186 | 5.5401 | 2.5918 | 66.8759 | 70.2258 | 74.2863 | 75.0079 | 77.8939 | 78.6525 | 0.96575 | 0.98523 | 0.98455 | 0.0005058 | 0 | 0.0005058 | 0.5 | 0 | 0.90565 | 0.078534 | 0.27626 | 0.89496 | EW | 24 |  | 1.05 | 1.06 | 1.02 | 215000 | 1075750000
154 | 45.1.25 | 1757.25 | 20 | 299.25 | 5729067.2385 | 0 | 461.75 | 5229850.3482 | 781 | 45.1.25 | 40 | 71788.6748 | 71788.6733 | 20714.2687 | 22548.9913 | 186146.2513 | 22517.4418 | 406459.388 | 115427.4928 | 284.7541 | 0.37217 | 0.33974 | 0.36857 | 0.30447 | 0.22831 | 0.01944 | 1.0726 | 1.4837 | 2.0535 | 5.6453 | 0.97951 | 0 | 4.8015 | 4.8015 | 5.7026 | 72.242 | 74.3497 | 82.7462 | 82.7462 | 86.0794 | 86.0794 | 0.94637 | 0.98516 | 0.73664 | 0.16663 | 0 | 0.16743 | 0.48976 | 0 | 0.79286 | 0.28241 | 0.28241 | 0.94355 | EX | 23 |  | 1.06 | 1.06 | 1.03 | 280000 | 781000000
155 | 45.1.26 | 2913.75 | 378 | 917 | 10375149.9455 | 0 | 0 | 10986812.1014 | 1295 | 45.1.26 | 53 | 109140.8745 | 109140.872 | 12881.4424 | 109308.3808 | 132322.476 | 109308.3808 | 378242.4162 | 48454.6851 | 431.3836 | 0.40648 | 0.43044 | 0.48619 | 0 | 0.34322 | 0.15627 | 1.5166 | 0.15637 | 1.0388 | 7.8386 | 1 | 0 | 5.5622 | 5.5622 | 3.3022 | 59.997 | 58.3903 | 68.8615 | 68.8615 | 66.7785 | 66.7785 | 0.92417 | 0.99844 | 0.9903 | 0 | 0 | 0 | 0.5 | 0 | 0.87119 | 0.035152 | 0.035152 | 0.92161 | EY | 19 |  | 1.07 | 1.09 | 1.04 | 178000 | 1295000000
156 | 45.1.3 | 675 | 300 | 0 | 3493182.9011 | 0 | 0 | 3920184.8618 | 300 | 45.1.3 | 12 | 155941.0758 | 170974.5687 | 25289.5314 | 110635.8691 | 178767.171 | 110635.8691 | 430352.8897 | 121247.4824 | 928.9899 | 0.59076 | 0.66298 | 0.77277 | 0 | 0 | 0.59076 | 2.3713 | 0.215 | 1.0342 | 2.9767 | 1 | 0 | 4.8294 | 5.1447 | 4.4564 | 38.3797 | 37.9444 | 47.6655 | 47.9808 | 46.1933 | 46.4743 | 0.88143 | 0.99785 | 0.99146 | 0 | 0 | 0 | 0.5 | 0 | 0.7471 | 0 | 0 | 0.97023 | EZ | 18 |  | 1.03 | 1.04 | 1.01 | 80000 | 300000000
157 | 45.1.5 | 878.625 | 301.5 | 88.25 | 3209636.2034 | 0 | 0.75 | 3788057.9163 | 390.5 | 45.1.5 | 17 | 47252.5252 | 54801.3836 | 7591.4114 | 16744.213 | 147504.4213 | 16744.213 | 374736.2034 | 123538.2658 | 451.2717 | 0.41701 | 0.49216 | 0.54574 | 0.025747 | 0.21215 | 0.3621 | 0.96339 | 1.1172 | 1.0493 | 11.1396 | 1 | 0 | 3.5765 | 3.8069 | 1.877 | 55.8894 | 51.6827 | 61.3429 | 61.5733 | 56.2814 | 56.4844 | 0.95183 | 0.98883 | 0.98768 | 0.33809 | 0 | 0.33809 | 0.5 | 0 | 0.92409 | 0.45199 | 0.52747 | 0.8886 | FA | 13 |  | 1.02 | 1.03 | 1 | 108000 | 390500000
158 | 45.1.6 | 1068.75 | 475 | 0 | 5036205.3829 | 0 | 0 | 5816376.8525 | 475 | 45.1.6 | 19 | 177676.8578 | 194234.9423 | 19842.7825 | 118874.5451 | 196660.7303 | 118874.5451 | 448152.7217 | 135264.8607 | 749.2636 | 0.53793 | 0.62126 | 0.71106 | 0 | 0 | 0.53793 | 2.1054 | 0.54105 | 1.1984 | 6.2295 | 1 | 0 | 5.8259 | 6.2133 | 3.7865 | 42.2854 | 40.5543 | 51.8978 | 52.2851 | 48.8535 | 49.1874 | 0.89473 | 0.99459 | 0.95039 | 0 | 0 | 0 | 0.5 | 0 | 0.80157 | 0 | 0 | 0.93771 | FB | 14 |  | 1.03 | 1.04 | 1.01 | 110000 | 475000000
159 | 45.1.7 | 956.25 | 425 | 0 | 4612376.949 | 0 | 0 | 5303938.6677 | 425 | 45.1.7 | 17 | 131521.2995 | 149382.5047 | 21107.5276 | 98262.0464 | 161205.6002 | 98262.0464 | 412306.3567 | 105804.6328 | 778.2445 | 0.55062 | 0.63317 | 0.72914 | 0 | 0 | 0.55062 | 2.8784 | 0.82824 | 1.2218 | 5.5141 | 1 | 0 | 4.6378 | 5.0453 | 3.9521 | 41.3133 | 39.8035 | 49.9032 | 50.3107 | 47.2546 | 47.6074 | 0.85608 | 0.99172 | 0.94456 | 0 | 0 | 0 | 0.5 | 0 | 0.78892 | 0 | 0 | 0.94486 | FC | 0 |  | 1.03 | 1.04 | 1.01 | 110000 | 425000000
160 | 45.1.9 | 1219.9068 | 489 | 53.75 | 4552540.0137 | 0 | 0 | 5356704.5449 | 542.1808 | 45.1.9 | 25 | 242519.4154 | 242675.8356 | 2489.3408 | 213051.224 | 235838.6189 | 213051.224 | 477255.807 | 61414.8599 | 525.6379 | 0.42601 | 0.50126 | 0.57069 | 0 | 0.14771 | 0.42356 | 3.3758 | 3.1084 | 2.5181 | 16.3364 | 1 | 0 | 9.2165 | 9.2212 | 0.62313 | 53.8162 | 50.346 | 63.6557 | 63.6605 | 58.7512 | 58.7555 | 0.83121 | 0.96892 | 0.62048 | 0 | 0 | 0 | 0.5 | 0 | 0.97511 | 0 | 0 | 0.83664 | FD | 11 |  | 1 | 1.04 | 1 | 190428.3187 | 542180798.531
161 | 45_1.2.1 | 840.9375 | 373.75 | 0 | 3442174.8812 | 3 | 0 | 3990066.9109 | 373.75 | 45_1.2.1 | 15 | 102459.6299 | 102459.6278 | 10290.7627 | 105763.2513 | 121615.0423 | 105763.2513 | 355866.3324 | 13071.0072 | 681.5353 | 0.46727 | 0.54164 | 0.62582 | 0 | 0 | 0.46727 | 1.5769 | 0.28696 | 1.0027 | 5.6676 | 1 | 0 | 4.651 | 4.651 | 2.3191 | 48.4156 | 46.4078 | 55.3857 | 55.3857 | 52.4157 | 52.4157 | 0.92116 | 0.99713 | 0.99933 | 0 | 0 | 0 | 0.5 | 0 | 0.89709 | 0.020632 | 0.020632 | 0.94332 | FE | 24 |  | 1.07 | 1.1 | 1.05 | 115000 | 373750000
162 | 45_1.2.2 | 1086.1875 | 471.25 | 11.5 | 4009570.0315 | 23 | 0 | 4639834.7728 | 482.75 | 45_1.2.2 | 23 | 108015.3693 | 108015.3684 | 11523.114 | 125995.3415 | 139889.6187 | 125995.3415 | 368073.5488 | 3816.6034 | 635.1375 | 0.42139 | 0.48763 | 0.56431 | 0 | 0.053691 | 0.42062 | 3.3528 | 0.12222 | 1.0352 | 7.3594 | 1 | 0 | 5.3234 | 5.3234 | 2.9146 | 53.9661 | 51.6688 | 62.2041 | 62.2041 | 58.7839 | 58.7839 | 0.83236 | 0.99878 | 0.9912 | 0 | 0 | 0 | 0.5 | 0 | 0.88477 | 0.0044944 | 0.0044944 | 0.92641 | FF | 7 |  | 1.05 | 1.08 | 1.03 | 122000 | 482750000
163 | 45_2.2.1 | 2012.0625 | 0 | 426.25 | 6625770.3908 | 0 | 468 | 6056569.4565 | 894.25 | 45_2.2.1 | 41 | 91972.7113 | 98921.2257 | 10822.0747 | 34965.8642 | 168995.3402 | 34960.2366 | 405001.7269 | 117026.8209 | 287.1093 | 0.37592 | 0.34362 | 0.37113 | 0.25579 | 0.24288 | 0 | 0.62319 | 1.0534 | 1.2304 | 9.544 | 1 | 0 | 5.4305 | 5.6626 | 2.9427 | 71.1733 | 73.4775 | 79.5465 | 79.7785 | 82.8084 | 83.0672 | 0.96884 | 0.98947 | 0.94241 | 0.055837 | 0 | 0.055949 | 0.5 | 0 | 0.89178 | 0.061108 | 0.086393 | 0.90456 | FG | 20 |  | 1.05 | 1.06 | 1.02 | 201000 | 894250000
164 | 45_2.2.10 | 618.75 | 15.25 | 259.25 | 2265215.2102 | 0 | 0.5 | 2292826.3674 | 275 | 45_2.2.10 | 11 | 63357.6679 | 73050.9206 | 11694.3775 | 22941.6493 | 150013.3633 | 22941.6493 | 382870.5822 | 121826.3795 | 370.4131 | 0.41792 | 0.42301 | 0.46708 | 0.036561 | 0.42236 | 0.098838 | 0.60421 | 0.43545 | 1.0727 | 8.0018 | 1 | 0 | 4.0273 | 4.3183 | 2.8493 | 59.8057 | 59.396 | 66.6823 | 66.9733 | 66.1921 | 66.4811 | 0.96979 | 0.99565 | 0.98182 | 0.1311 | 0 | 0.1311 | 0.5 | 0 | 0.88306 | 0.26949 | 0.36642 | 0.91998 | FH | 5 |  | 1.05 | 1.06 | 1.02 | 80000 | 275000000
165 | 45_2.2.11 | 1294.875 | 575.5 | 0 | 5333786.9375 | 0 | 0 | 6347406.4439 | 575.5 | 45_2.2.11 | 25 | 111707.5091 | 124587.1942 | 14145.434 | 99683.9128 | 142908.6519 | 99683.9128 | 394445.0172 | 86179.9986 | 588.4573 | 0.47022 | 0.55958 | 0.63686 | 0 | 0 | 0.47022 | 1.3012 | 0.36533 | 1.1173 | 9.7706 | 1 | 0 | 4.8961 | 5.2255 | 3.0759 | 48.4209 | 45.1116 | 56.393 | 56.7223 | 51.7976 | 52.0755 | 0.93494 | 0.99635 | 0.97068 | 0 | 0 | 0 | 0.5 | 0 | 0.85855 | 0 | 0 | 0.90229 | FI | 9 |  | 1.06 | 1.07 | 1.03 | 162000 | 575500000
166 | 45_2.2.12 | 1616.625 | 2 | 712.5 | 5672503.9431 | 8 | 4 | 5672176.5751 | 718.5 | 45_2.2.12 | 34 | 203947.0135 | 208677.4404 | 9163.2703 | 211751.9738 | 230380.3329 | 211751.9738 | 460723.6505 | 17839.5154 | 401.2753 | 0.40055 | 0.40053 | 0.46393 | 0.013229 | 0.40062 | 0.0077388 | 2.1995 | 1.2919 | 1.7982 | 11.2985 | 0.3215 | 0 | 8.574 | 8.7218 | 2.3199 | 62.7193 | 62.7026 | 73.6133 | 73.7611 | 73.5981 | 73.746 | 0.89003 | 0.98708 | 0.80045 | 0 | 0 | 0 | 0.16075 | 0 | 0.90837 | 0 | 0 | 0.88701 | FJ | 13 |  | 0.99 | 1.04 | 1 | 191000 | 718500000
167 | 45_2.2.14 | 1262.8125 | 510 | 51.25 | 4423412.0862 | 0 | 0 | 5267888.1945 | 561.25 | 45_2.2.14 | 24 | 207510.482 | 207595.1197 | 7061.199 | 189986.3289 | 211167.3941 | 189986.3289 | 449514.033 | 41660.2652 | 488.2257 | 0.39987 | 0.4762 | 0.55018 | 0 | 0.07431 | 0.39444 | 2.749 | 1.5345 | 1.967 | 12.8352 | 0.98263 | 0 | 8.7055 | 8.7082 | 1.8229 | 57.1056 | 52.7881 | 67.634 | 67.6366 | 61.6085 | 61.6108 | 0.86255 | 0.98465 | 0.75824 | 0 | 0 | 0 | 0.49131 | 0 | 0.92939 | 0 | 0 | 0.87165 | FK | 39 |  | 0.99 | 1.04 | 1 | 198000 | 561250000
168 | 45_2.2.2 | 770.0625 | 237 | 105.25 | 2842771.4188 | 0 | 0 | 3258405.3667 | 342.25 | 45_2.2.2 | 15 | 86872.7811 | 117300.4326 | 2936.9085 | 76897.2954 | 132316.744 | 76897.2954 | 381081.7156 | 85063.9377 | 470.2235 | 0.42142 | 0.48303 | 0.53922 | 0 | 0.22525 | 0.31186 | 1.5742 | 1.6757 | 1.0599 | 13.4427 | 1 | 0 | 4.6945 | 5.6041 | 0.74215 | 55.7081 | 52.6318 | 61.1448 | 62.0544 | 57.4399 | 58.2493 | 0.92129 | 0.98324 | 0.98503 | 0 | 0 | 0 | 0.5 | 0 | 0.97063 | 0 | 0.13175 | 0.86557 | FL | 30 |  | 1.06 | 1.07 | 1.03 | 81000 | 342250000
169 | 45_2.2.3 | 1953 | 42.5 | 789 | 6522095.5224 | 0 | 36.5 | 6558215.9042 | 868 | 45_2.2.3 | 36 | 158287.2983 | 158287.2958 | 33451.5365 | 146882.0151 | 170421.8926 | 146882.0151 | 415531.3774 | 58265.3625 | 363.0713 | 0.38122 | 0.38334 | 0.43139 | 0.045311 | 0.36254 | 0.024662 | 2.0262 | 0.90467 | 1.5052 | 2.913 | 1 | 0 | 7.5149 | 7.5149 | 9.0027 | 65.928 | 65.6863 | 82.4456 | 82.4456 | 82.1517 | 82.1517 | 0.89869 | 0.99095 | 0.8737 | 0 | 0 | 0 | 0.5 | 0 | 0.66548 | 0 | 0 | 0.97087 | FM | 39 |  | 1.07 | 1.09 | 1.04 | 294000 | 868000000
170 | 45_2.2.4 | 1083.9269 | 463.75 | 18.25 | 4132356.3245 | 0 | 0 | 4949262.3165 | 481.7453 | 45_2.2.4 | 22 | 195070.9073 | 207748.9831 | 29586.0786 | 132751.1844 | 208189.5293 | 132751.092 | 460027.0153 | 135460.5144 | 541.4753 | 0.4352 | 0.52124 | 0.59478 | 0 | 0.080094 | 0.43347 | 1.1561 | 0.73862 | 1.3616 | 4.3672 | 1 | 0 | 7.715 | 8.0792 | 7.0535 | 52.5585 | 48.4701 | 67.3269 | 67.6912 | 60.7605 | 61.0642 | 0.94219 | 0.99261 | 0.9096 | 0 | 0 | 0 | 0.5 | 0 | 0.70414 | 0 | 0 | 0.95633 | FN | 10 |  | 1.03 | 1.04 | 1.01 | 177516.348 | 481745289.198
171 | 45_2.2.5 | 2489.625 | 357.25 | 695.75 | 8788086.0297 | 0 | 53.5 | 9336393.7305 | 1106.5 | 45_2.2.5 | 50 | 117704.8807 | 119511.9797 | 7364.8503 | 112254.8161 | 141606.4196 | 112254.8161 | 392852.8994 | 77129.2241 | 424.5086 | 0.40295 | 0.4281 | 0.48852 | 0.026634 | 0.33308 | 0.15547 | 0.5512 | 0.38952 | 1.2323 | 10.0095 | 1 | 0 | 5.8753 | 5.9308 | 1.8585 | 59.5376 | 59.1949 | 67.2715 | 67.3269 | 66.5157 | 66.5647 | 0.97244 | 0.9961 | 0.94193 | 0 | 0 | 0 | 0.5 | 0 | 0.92635 | 0.0082761 | 0.0085755 | 0.89991 | FO | 24 |  | 1.06 | 1.07 | 1.03 | 259000 | 1106500000
172 | 45_2.2.6 | 2904.9918 | 43.25 | 459.5 | 9340516.7939 | 0 | 788.5 | 8557726.5167 | 1291.1075 | 45_2.2.6 | 62 | 188984.4611 | 189013.7147 | 22053.9213 | 169936.4422 | 194597.5568 | 169936.4422 | 440791.2471 | 71126.9156 | 297.0048 | 0.36705 | 0.33629 | 0.37226 | 0.2981 | 0.24262 | 0.037213 | 1.9763 | 1.7094 | 2.1612 | 7.1771 | 0.98462 | 0 | 8.8434 | 8.8444 | 6.1794 | 71.4351 | 75.3084 | 86.4579 | 86.4589 | 91.8635 | 91.8646 | 0.90119 | 0.98291 | 0.7097 | 0 | 0 | 0 | 0.49231 | 0 | 0.77946 | 0 | 0 | 0.92823 | FP | 52 |  | 1 | 1.04 | 1 | 396752.9081 | 1291107486.2
173 | 45_2.2.7 | 1237.5 | 276.75 | 273.25 | 4431270.3778 | 0 | 0 | 4959626.0752 | 550 | 45_2.2.7 | 22 | 58990.5769 | 59342.3982 | 5788.7908 | 8260.6694 | 170547.9135 | 8242.7047 | 392844.3978 | 129191.5774 | 409.5183 | 0.40877 | 0.45751 | 0.5024 | 0 | 0.34503 | 0.2854 | 0.98296 | 1.1486 | 1.2509 | 11.4318 | 1 | 0 | 3.9922 | 4.0031 | 1.4786 | 58.4375 | 55.4031 | 63.9083 | 63.9191 | 60.3938 | 60.4032 | 0.95085 | 0.98851 | 0.93727 | 0.66957 | 0 | 0.67029 | 0.5 | 0 | 0.94211 | 0.40658 | 0.41009 | 0.88568 | FQ | 15 |  | 1.06 | 1.06 | 1.03 | 120000 | 550000000
174 | 45_2.2.8 | 1087.875 | 104.5 | 326 | 3691949.8322 | 0 | 53 | 3819450.403 | 483.5 | 45_2.2.8 | 20 | 97551.8625 | 128190.7683 | 1348.1791 | 68807.2382 | 145519.3156 | 68807.2382 | 392679.7281 | 99894.6514 | 356.6942 | 0.38741 | 0.40079 | 0.44401 | 0.084027 | 0.34489 | 0.13621 | 2.2863 | 1.8216 | 1.5202 | 15.0186 | 1 | 0 | 5.4515 | 6.4371 | 0.36249 | 63.5863 | 63.7858 | 69.4002 | 70.3859 | 69.4933 | 70.459 | 0.88569 | 0.98178 | 0.86996 | 0 | 0 | 0 | 0.5 | 0 | 0.98652 | 0 | 0.064034 | 0.84981 | FR | 32 |  | 1.03 | 1.04 | 1.01 | 100000 | 483500000
175 | 45_2.2.9 | 1003.1466 | 119.5 | 326.75 | 3464925.3098 | 0 | 0 | 3667452.0891 | 445.8429 | 45_2.2.9 | 19 | 197406.7221 | 203425.8559 | 33905.7192 | 145184.0651 | 205643.3564 | 145184.0651 | 457805.1967 | 131205.3324 | 392.4565 | 0.3943 | 0.41735 | 0.47157 | 0 | 0.33128 | 0.17192 | 1.2471 | 1.268 | 1.4787 | 3.6167 | 1 | 0 | 8.5238 | 8.7129 | 8.7987 | 62.0628 | 60.6261 | 79.3853 | 79.5744 | 77.0899 | 77.2666 | 0.93765 | 0.98732 | 0.88034 | 0 | 0 | 0 | 0.5 | 0 | 0.66094 | 0 | 0 | 0.96383 | FS | 28 |  | 1.03 | 1.04 | 1.01 | 142335.52 | 445842941.157
176 | 46 | 681.4809 | 0 | 83.25 | 2139271.8646 | 0 | 221.25 | 1937420.8284 | 302.8804 | 46 | 21 | 35599.0148 | 35599.0112 | 14868.2987 | 339990.709 | 337789.552 | 337789.552 | 472689.595 | 166017.1442 | 313.7556 | 0.35835 | 0.32454 | 0.34937 | 0.34302 | 0.2193 | 0 | 1.8922 | 19.9061 | 3.5588 | 33.0677 | 0.65837 | 0 | 3.7282 | 3.7282 | 4.208 | 76.6152 | 77.7883 | 84.5514 | 84.5514 | 86.5249 | 86.5249 | 0.90539 | 0.80094 | 0.3603 | 0 | 0 | 0 | 0.32919 | 0 | 0.85132 | 0.64401 | 0.64401 | 0.66932 | FT | 85 |  | 0.74 | 0.78 | 0.75 | 165404.7309 | 302880414.472
177 | 47.1.1 | 460.0973 | 0 | 41.5 | 1479803.6912 | 0 | 164 | 1313918.8559 | 204.4877 | 47.1.1 | 12 | 96894.9714 | 105931.043 | 41967.277 | 290724.4844 | 294780.6695 | 290724.4844 | 467695.2567 | 89349.0493 | 288.0397 | 0.36716 | 0.326 | 0.35367 | 0.3708 | 0.3384 | 0 | 0.25444 | 5.786 | 1.3628 | 20.4031 | 1 | 0 | 5.7202 | 6.0267 | 11.735 | 75.2254 | 77.145 | 92.6806 | 92.9872 | 96.8516 | 97.198 | 0.98728 | 0.94214 | 0.9093 | 0 | 0 | 0 | 0.5 | 0 | 0.58033 | 0 | 0.044914 | 0.79597 | FU | 13 |  | 0.74 | 0.78 | 0.75 | 107688.9393 | 204487687.797
178 | 47.1.2 | 474.4837 | 0 | 178.75 | 1589582.0476 | 0 | 32.75 | 1556063.079 | 210.8816 | 47.1.2 | 12 | 110330.4379 | 117969.4693 | 31520.6203 | 292674.6259 | 297814.2066 | 292674.6259 | 475193.7556 | 83340.0631 | 351.3442 | 0.38243 | 0.37437 | 0.41096 | 0.15682 | 0.3534 | 0 | 1.7692 | 8.5238 | 1.6944 | 28.2057 | 1 | 0 | 5.9382 | 6.1883 | 8.4308 | 67.0463 | 67.3235 | 81.4152 | 81.6654 | 82.0247 | 82.2827 | 0.91154 | 0.91476 | 0.82639 | 0 | 0 | 0 | 0.5 | 0 | 0.68479 | 0 | 0 | 0.71794 | FV | 3 |  | 0.74 | 0.78 | 0.75 | 69882.1396 | 210881641.982
179 | 48.1.2 | 793.125 | 236.75 | 110.75 | 2711400.6198 | 0 | 5 | 3072043.1841 | 352.5 | 48.1.2 | 19 | 101531.4622 | 151536.0072 | 2066.329 | 230658.6097 | 236944.0495 | 230658.6097 | 428002.4567 | 38306.1019 | 457.5059 | 0.39025 | 0.44216 | 0.49666 | 0.048879 | 0.33055 | 0.32145 | 4.054 | 17.1532 | 1.4872 | 33.0454 | 0.98369 | 0 | 5.5372 | 7.135 | 0.55283 | 59.8691 | 56.9241 | 65.9591 | 67.5569 | 62.2944 | 63.7059 | 0.7973 | 0.82847 | 0.87819 | 0 | 0 | 0 | 0.49184 | 0 | 0.97934 | 0 | 0.031956 | 0.66955 | FW | 2 |  | 0.86 | 0.91 | 0.87 | 173000 | 352500000
180 | 48.1.3 | 1474.4369 | 0 | 437.5 | 4833245.3373 | 0 | 218.25 | 4621356.8674 | 655.3053 | 48.1.3 | 43 | 143809.0261 | 181302.5563 | 9332.6485 | 247345.4939 | 257051.6108 | 247345.4939 | 457840.3047 | 25046.8829 | 346.8764 | 0.3742 | 0.3578 | 0.39866 | 0.21518 | 0.33638 | 0 | 3.106 | 16.9485 | 1.288 | 32.4447 | 1 | 0 | 7.1956 | 8.4442 | 2.587 | 70.1463 | 70.7445 | 79.9289 | 81.1776 | 81.0741 | 82.385 | 0.8447 | 0.83052 | 0.928 | 0 | 0 | 0 | 0.5 | 0 | 0.90667 | 0 | 5.8729e-06 | 0.67555 | FX | 30 |  | 0.86 | 0.91 | 0.87 | 340085.7243 | 655305279.015
181 | 48.1.4 | 537.75 | 4 | 194.5 | 1733663.0518 | 0 | 40.5 | 1697423.3062 | 239 | 48.1.4 | 13 | 80785.6773 | 133372.0419 | 6393.7926 | 219657.351 | 224132.0964 | 219657.351 | 410521.8959 | 38941.5539 | 326.4818 | 0.36803 | 0.36033 | 0.39372 | 0.13724 | 0.37095 | 0.03901 | 1.4459 | 10.0167 | 1.1841 | 27.4456 | 1 | 0 | 5.1566 | 6.9423 | 1.8066 | 69.5973 | 69.7751 | 76.5605 | 78.3461 | 76.8949 | 78.7136 | 0.9277 | 0.89983 | 0.95397 | 0 | 0 | 0 | 0.5 | 0 | 0.93606 | 0 | 0.19214 | 0.72554 | FY | 20 |  | 0.86 | 0.91 | 0.87 | 141000 | 239000000
182 | 48.1.5 | 450 | 24 | 157.5 | 1536827.8647 | 0 | 18.5 | 1553842.8842 | 200 | 48.1.5 | 8 | 19782.6727 | 99235.8069 | 21799.768 | 241792.3646 | 239549.2922 | 239549.2922 | 394362.3084 | 87995.9195 | 390.5511 | 0.38986 | 0.39418 | 0.44581 | 0.13878 | 0.39656 | 0.13419 | 1.1754 | 9.93 | 1.0812 | 26.41 | 1 | 0 | 2.9267 | 5.4632 | 5.7513 | 64.435 | 63.9453 | 73.1131 | 75.6496 | 72.6303 | 75.1406 | 0.94123 | 0.9007 | 0.97969 | 0 | 0 | 0 | 0.5 | 0 | 0.782 | 0.022672 | 0.80217 | 0.7359 | FZ | 1 |  | 0.79 | 0.82 | 0.81 | 80000 | 200000000
183 | 48.1.6 | 1233 | 0.75 | 116.75 | 3861216.241 | 0 | 430.5 | 3437246.8799 | 548 | 48.1.6 | 31 | 12339.1658 | 107575.2451 | 11077.2544 | 232189.7291 | 226143.8545 | 226143.8545 | 366110.6375 | 97142.9923 | 293.2275 | 0.35748 | 0.31823 | 0.3549 | 0.35933 | 0.1453 | 0.0099777 | 2.7867 | 10.1396 | 1.8289 | 23.9489 | 1 | 0 | 2.9316 | 6.252 | 3.179 | 77.1699 | 79.1609 | 83.2805 | 86.6009 | 86.0818 | 89.821 | 0.86066 | 0.8986 | 0.79277 | 0 | 0 | 0 | 0.5 | 0 | 0.88923 | 0.0055391 | 0.87661 | 0.76051 | GA | 31 |  | 0.79 | 0.82 | 0.81 | 257000 | 548000000
184 | 48.1.7 | 1546.3125 | 0 | 126.5 | 4815384.136 | 0 | 560.75 | 4250476.871 | 687.25 | 48.1.7 | 38 | 122202.2831 | 153265.2856 | 7806.2022 | 257412.9644 | 264737.9614 | 257412.9644 | 455527.7576 | 47468.3434 | 283.739 | 0.35549 | 0.31379 | 0.34936 | 0.34525 | 0.15026 | 0 | 1.2197 | 14.2164 | 1.0797 | 29.9429 | 1 | 0 | 6.8059 | 7.8903 | 2.2375 | 77.8798 | 80.2763 | 86.9232 | 88.0076 | 90.5678 | 91.7943 | 0.93902 | 0.85784 | 0.98008 | 0 | 0 | 0 | 0.5 | 0 | 0.92194 | 0 | 0.010358 | 0.70057 | GB | 25 |  | 0.86 | 0.91 | 0.87 | 253000 | 687250000
185 | 48_1.2.1 | 1209.375 | 0 | 96.25 | 3859684.5022 | 0 | 441.25 | 3378256.8811 | 537.5 | 48_1.2.1 | 28 | 57231.586 | 118409.8601 | 12129.14 | 217445.902 | 219346.2086 | 217425.5756 | 396864.2935 | 50413.6893 | 277.0592 | 0.36432 | 0.31888 | 0.34579 | 0.37213 | 0.11951 | 0 | 0.75062 | 10.0907 | 1.0214 | 24.9637 | 1 | 0 | 4.409 | 6.5007 | 3.3876 | 75.9825 | 78.8428 | 83.7791 | 85.8708 | 87.7507 | 90.1456 | 0.96247 | 0.89909 | 0.99465 | 0 | 0 | 0 | 0.5 | 0 | 0.87871 | 0.00047536 | 0.42768 | 0.75036 | GC | 36 |  | 0.79 | 0.82 | 0.81 | 200000 | 537500000
186 | 48_1.2.2 | 1001.25 | 0 | 247.25 | 3120072.2877 | 0 | 197.75 | 2930144.6048 | 445 | 48_1.2.2 | 32 | 61084.9166 | 103730.5927 | 51751.2429 | 214250.8335 | 201870.1905 | 201870.1905 | 316211.3704 | 106381.8944 | 315.001 | 0.35573 | 0.33407 | 0.36516 | 0.32071 | 0.25738 | 0 | 6.4034 | 9.5994 | 3.1174 | 16.5764 | 0.65281 | 0 | 4.6657 | 6.1493 | 14.9923 | 74.6054 | 75.5739 | 94.2634 | 95.747 | 96.7189 | 98.2914 | 0.67983 | 0.90401 | 0.47065 | 0 | 0 | 0 | 0.3264 | 0 | 0.48249 | 0.011811 | 0.38915 | 0.83424 | GD | 83 |  | 0.79 | 0.82 | 0.81 | 426999.9996 | 445000000.5
187 | 48_1.2.3 | 1181.25 | 0 | 416 | 3859561.7943 | 0 | 109 | 3744580.0894 | 525 | 48_1.2.3 | 21 | 85394.9532 | 134960.3136 | 15511.4405 | 240969.1837 | 245336.7759 | 240969.1837 | 427568.3298 | 55372.9932 | 329.8165 | 0.37299 | 0.36187 | 0.40335 | 0.14851 | 0.34898 | 0 | 0.83909 | 11.7057 | 1.0681 | 27.6324 | 1 | 0 | 5.2518 | 6.9115 | 4.2819 | 69.0889 | 69.5323 | 78.6226 | 80.2823 | 79.4621 | 81.1684 | 0.95805 | 0.88294 | 0.98298 | 0 | 0 | 0 | 0.5 | 0 | 0.84489 | 0 | 0.14777 | 0.72368 | GE | 18 |  | 0.86 | 0.91 | 0.87 | 100000 | 525000000
188 | 48_1.2.4 | 2272.5 | 3.25 | 99 | 7279617.5626 | 0 | 907.75 | 6357014.0136 | 1010 | 48_1.2.4 | 50 | 52600.4846 | 103487.3583 | 42088.7006 | 250919.8613 | 251801.2105 | 250583.3721 | 418050.4054 | 79594.3547 | 284.5468 | 0.36568 | 0.31933 | 0.35422 | 0.36461 | 0.072773 | 0.017697 | 0.70544 | 10.7859 | 1.1465 | 22.9391 | 0.99777 | 0 | 4.2465 | 5.971 | 11.872 | 76.4951 | 78.9588 | 92.6136 | 94.338 | 97.5554 | 99.5245 | 0.96473 | 0.89214 | 0.96337 | 0 | 0 | 0 | 0.49889 | 0 | 0.57911 | 0.024422 | 0.474 | 0.77061 | GF | 25 |  | 0.79 | 0.82 | 0.81 | 259000 | 1010000000

## CSP_Data_Calc
Change PV, CSP co-location fields
List used for criteria in Scoring criteria worksheet
Country | kenya_CSP | [21 empty] | SUM_zLCOEtotSub_6h
SUM_zLCOEtotTrans_6h
SUM_zLCOEgen_6h
SUM_zSubCost
SUM_zTransCost
SUM_zRoadCost
[23 empty] | capacityValueRatio_chosen3peakHours_multiyear | [79 empty] | '
[23 empty] | Max | 3.2934 | 37.9721 | 3 | 34.65 | 1 | 1 | 0.27869 | 0.48876 | 11.9538 | 11.9414 | 9.672 | 215.0697 | 227.5835 | 239.8314 | 241.4562 | 239.8092 | 241.4438 | 0.86113 | 0.99089 | 1 | 0 | [15 empty] | 0 | 0 | 0
[63 empty] | SUM_ScWater |  |  | SUM_zTransCost | SUM_zSubCost | SUM_zRoadCost | SUM_zLCOEgen_6h | SUM_zLCOEtotTrans_6h | SUM_zLCOEtotSub_6h | capacityValueRatio_chosen3peakHours_multiyear | [11 empty] | SUM_zLCOEtotSub_6h |  |  |  |  | Based on | Zone ranking based on zone score | [6 empty] | Zone ranking based on total LCOE
[23 empty] | Min | 0.69434 | 0.91129 | 1 | 4.6392 | 0.95876 | 0.0061209 | 0.2475 | 0.44177 | 1.9485 | 2.3258 | 0.29487 | 191.4498 | 206.0918 | 196.2792 | 208.8455 | 197.6607 | 209.6332 | 0.34133 | 0.62028 | 0.33333 | 0 | [15 empty] | 0 | 0 | 0 | [21 empty] | SUM_zLCOEtotTrans_6h | SUM_ElectGen_6h |  |  |  | transmission line
|  | Number of Zones | 34
|  |  | 14 | [61 empty] | Weights | 0 | 0 | 0 | 0 | 0.4 | 0.4 | 0 | 0.15 | 0.1 | 0.05 | 0 | 0.05 | 0.05 | 0.05 | 0.05 | 0.05 | 0.05 | [22 empty] | Electricity Demand in 2030 |  |  | List of countries corresponding to worksheet names and scenario 2 resource thresholds in W/m2
|  | 3 | OBJECTID | GroupVal | SUM_InstalledCapacity_6h | SUM_ElectGen_0h | SUM_InstalledCapacity_0h | SUM_ElectGen_6h | SUM_ScWater | FIRST_SUM_Area | Shape_Length | Shape_Area | GroupVal_1 | FREQUENCY | SUM_zNEAR_Trans | SUM_zNEAR_Sub | SUM_zNEAR_Road | SUM_zNEAR_CSP | SUM_zNEAR_geothermal | SUM_zNEAR_allRE | SUM_zNEAR_Load | SUM_zNEAR_water | SUM_zRQ_Wm2 | SUM_zSLOPE | SUM_zPOPDEN | SUM_zLULC | SUM_zHumanFootprint | SUM_zcoloc_PV | SUM_zcoloc_wind | SUM_zCF_0h | SUM_zCF_6h | SUM_zTransCost | SUM_zSubCost | SUM_zRoadCost | SUM_zLCOEgen_0h | SUM_zLCOEgen_6h | SUM_zLCOEtotTrans_0h | SUM_zLCOEtotTrans_6h | SUM_zLCOEtotSub_0h | SUM_zLCOEtotSub_6h | SUM_zScSlope | SUM_zScPop | SUM_zScLULC | SUM_zScREloc | SUM_zScREloc_geo | SUM_zScREloc_all | SUM_zScColoc | SUM_zScLoad | SUM_zScRoad | SUM_zScSub | SUM_zScTrans | SUM_zScHumanFootprint | zoneIdentification | 0 | 0 | 0 | 0 | 0 | 0 | 0 | 0 | 0 | Omit below threshold for # projects within 10km of water | Omit if 1 |  | SUM_zScTransCost | SUM_zScSubCost | SUM_zScRoadCost | SUM_zScLCOEgen | SUM_zScLCOEtotTrans | SUM_zScLCOEtotSub | SUM_zScCapVal | SUM_zScLoad | SUM_zScREloc | SUM_zScREloc_geo | SUM_zScREloc_all | SUM_zcoloc_PV | SUM_zcoloc_wind | SUM_zScLULC | SUM_zScPop | SUM_zScSlope | SUM_zScHumanFootprint | Total Score with weights | Total LCOE | Annual Electricity Generation MWh (discounted) | Zone ID | GroupVal | Score Ranking | Total LCOE Ranking | Zone Rank | Zone ID | GroupVal | Total Score with weights | Total LCOE | Annual Electricity Generation MWh (discounted) | Cumulative Generation Potential (GWh) | Zone Rank | Zone ID | GroupVal | Total Score with weights | Total LCOE | Annual Electricity Generation MWh (discounted) | Cumulative Generation Potential (GWh) | GroupVal In ( | Country | demand2030 | number of zones | Country | wind | CSP | PV | wind | CSP | PV
|  |  | 1 | 12 | 54.825 | 231268.6164 | 96.75 | 230523.0371 | 0 | 32.25 | 91000.0004 | 32250000.35 | 12 | 5 | 7090.716 | 38387.0815 | 1949.009 | 0 | 59032.5829 | 59032.5829 | 69077.7125 | 27653.9082 | 303.3213 | 2.2771 | 18.8062 | 2.7519 | 30.2713 | 1 | 0.27907 | 0.27287 | 0.47999 | 2.0441 | 2.856 | 0.41554 | 195.4445 | 209.7805 | 199.7711 | 212.2402 | 201.1992 | 213.052 | 0.54458 | 0.81194 | 0.41602 | 0 | 0 | 0 | 0.63953 | 0.30922 | 0.98051 | 0.61613 | 0.92909 | 0.69729 | A | 0 | 0 | 0 | 0 | 0 | 0 | 0 | 0 | 0 | 0 | 0 |  | 0.99044 | 0 | 0.98713 | 0.82837 | 0.8959 | 0 | 0 | 0.30922 | 0 | 0 | 0 | 1 | 0.27907 | 0.41602 | 0.81194 | 0.54458 | 0.69729 | 0.59219 | 212.2402 | 230523.0371 | A | 12 | 2 | 4 | 1 | D | 27 | 0.60669 | 210.1596 | 349980.2846 | 349.9803 | 1 | F | 34 | 0.58211 | 208.8455 | 1603106.0776 | 1603.1061 | '34' | angola | 20294 |  | units1 | Wind Power Density | Annual Average DNI | Annual Average GHI | Wind Speed | Annual Average DNI | Annual Average GHI | Wind resource conversion |  | RE Technologies for Colocation
|  |  | 2 | 17 | 60.35 | 245319.3221 | 106.5 | 245853.4814 | 0 | 35.5 | 105999.9998 | 35499999.35 | 17 | 5 | 2582.9577 | 19944.6474 | 1517.9804 | 0 | 85539.4829 | 70124.1645 | 104164.5709 | 48215.4453 | 290.0672 | 1.0603 | 17.7042 | 2.9296 | 30.1268 | 1 | 0 | 0.26295 | 0.46505 | 1.9892 | 2.4536 | 0.33237 | 202.6737 | 216.3982 | 206.7788 | 218.7197 | 207.6001 | 219.1841 | 0.78795 | 0.82296 | 0.35681 | 0 | 0 | 0 | 0.5 | 0 | 0.98482 | 0.80055 | 0.97417 | 0.69873 | B | 0 | 0 | 0 | 0 | 0 | 0 | 0 | 0 | 0 | 0 | 0 |  | 0.99593 | 0 | 0.996 | 0.52045 | 0.69721 | 0 | 0 | 0 | 0 | 0 | 0 | 1 | 0 | 0.35681 | 0.82296 | 0.78795 | 0.69873 | 0.46221 | 218.7197 | 245853.4814 | B | 17 | 8 | 7 | 2 | A | 12 | 0.59219 | 212.2402 | 230523.0371 | 580.5033 | 2 | D | 27 | 0.60669 | 210.1596 | 349980.2846 | 1953.0864 | '27' | botswana | 7730 | 23 | units2 | W/m2 | W/m2 | W/m2 | m/s | kWh/m2/day | kWh/m2/day | W/m2 | m/s | wind | PV | CSP
|  |  | 3 | 25 | 52.7 | 225472.7222 | 93 | 224292.2863 | 0 | 31 | 68000 | 31000000 | 25 | 3 | 36438.2044 | 61434.1895 | 10270.0653 | 0 | 90490.8516 | 64996.3796 | 124218.9435 | 63419.9611 | 308.6857 | 2.2415 | 7.9758 | 3 | 22.5161 | 1 | 0 | 0.27676 | 0.48585 | 2.7718 | 3.4122 | 2.1641 | 192.7568 | 207.3012 | 201.4217 | 212.237 | 202.546 | 212.8775 | 0.5517 | 0.92024 | 0.33333 | 0 | 0 | 0 | 0.5 | 0 | 0.8973 | 0.38566 | 0.63562 | 0.77484 | C | 0 | 0 | 0 | 0 | 0 | 0 | 0 | 0 | 0 | 0 | 0 |  | 0.91772 | 0 | 0.80066 | 0.94373 | 0.896 | 0 | 0 | 0 | 0 | 0 | 0 | 1 | 0 | 0.33333 | 0.92024 | 0.5517 | 0.77484 | 0.53741 | 212.237 | 224292.2863 | C | 25 | 4 | 3 | 3 | F | 34 | 0.58211 | 208.8455 | 1603106.0776 | 2183.6094 | 3 | C | 25 | 0.53741 | 212.237 | 224292.2863 | 2177.3786 | '25' | burundi | 622 |  | angola | 200 | 280 | 250 | 5.6 | 6.72 | 6 | 200 | 5.6 | PV | CSP | PV
|  |  | 4 | 27 | 82.45 | 351667.8468 | 145.5 | 349980.2846 | 4 | 48.5 | 142000.0004 | 48500000.15 | 27 | 10 | 6767.2774 | 26077.0791 | 1395.7047 | 0 | 19246.2483 | 19246.2483 | 68863.3403 | 12944.2525 | 307.5113 | 2.5241 | 33.8505 | 2.4794 | 33.4021 | 0.95876 | 0 | 0.27591 | 0.48456 | 2.0175 | 2.5128 | 0.29487 | 193.3491 | 207.8472 | 197.4105 | 210.1596 | 198.28 | 210.6549 | 0.49518 | 0.66149 | 0.50687 | 0 | 0.23381 | 0.23381 | 0.47938 | 0.31137 | 0.98604 | 0.73923 | 0.93233 | 0.66598 | D | 0 | 0 | 0 | 0 | 0 | 0 | 0 | 0 | 0 | 0 | 0 |  | 0.9931 | 0 | 1 | 0.91832 | 0.9597 | 0 | 0 | 0.31137 | 0 | 0.23381 | 0.23381 | 0.95876 | 0 | 0.50687 | 0.66149 | 0.49518 | 0.66598 | 0.60669 | 210.1596 | 349980.2846 | D | 27 | 1 | 2 | 4 | C | 25 | 0.53741 | 212.237 | 224292.2863 | 2407.9017 | 4 | A | 12 | 0.59219 | 212.2402 | 230523.0371 | 2407.9017 | '12' | drc | 21225 |  | botswana | 200 | 280 | 250 | 5.6 | 6.72 | 6 | 250 | 6 | CSP | wind | wind
|  |  | 5 | 31 | 184.45 | 719013.1472 | 325.5 | 725149.4081 | 0 | 108.5 | 158000.0005 | 108500000.075 | 31 | 12 | 42649.1859 | 45067.6612 | 3563.7265 | 0 | 40083.9449 | 39884.3696 | 208974.6336 | 79762.2401 | 276.3085 | 1.9054 | 13.6336 | 2.2281 | 23.9677 | 0.98157 | 0.95392 | 0.25216 | 0.44879 | 3.1721 | 3.2394 | 0.8123 | 211.1827 | 224.0964 | 218.2738 | 228.0809 | 218.3936 | 228.1481 | 0.61893 | 0.86366 | 0.59063 | 0 | 0 | 0 | 0.96774 | 0 | 0.96436 | 0.54932 | 0.57351 | 0.76032 | E | 0 | 0 | 0 | 0 | 0 | 0 | 0 | 0 | 0 | 0 | 0 |  | 0.8777 | 0 | 0.94482 | 0.16225 | 0.41015 | 0 | 0 | 0 | 0 | 0 | 0 | 0.98157 | 0.95392 | 0.59063 | 0.86366 | 0.61893 | 0.76032 | 0.40251 | 228.0809 | 725149.4081 | E | 31 | 13 | 20 | 5 | H | 4 | 0.52146 | 212.8781 | 641091.6845 | 3048.9934 | 5 | H | 4 | 0.52146 | 212.8781 | 641091.6845 | 3048.9934 | '4' | djibouti | 764 |  | burundi | 200 | 260 | 230 | 5.6 | 6.24 | 5.52 | 300 | 6.4
|  |  | 6 | 34 | 374.425 | 1613129.8629 | 660.75 | 1603106.0776 | 0 | 220.25 | 600999.9978 | 220249999.9 | 34 | 37 | 5808.8309 | 36718.6248 | 3715.8758 | 0 | 58401.8802 | 58401.8802 | 107639.9593 | 45415.7054 | 311.3866 | 1.253 | 21.0377 | 2.9639 | 29.7402 | 1 | 0 | 0.27869 | 0.48876 | 1.9748 | 2.7624 | 0.77896 | 191.4498 | 206.0918 | 196.2792 | 208.8455 | 197.6607 | 209.6332 | 0.74941 | 0.78962 | 0.34536 | 0 | 0 | 0 | 0.5 | 0.018402 | 0.96284 | 0.63281 | 0.94191 | 0.7026 | F | 0 | 0 | 0 | 0 | 0 | 0 | 0 | 0 | 0 | 0 | 0 |  | 0.99737 | 0 | 0.94838 | 1 | 1 | 0 | 0 | 0.018402 | 0 | 0 | 0 | 1 | 0 | 0.34536 | 0.78962 | 0.74941 | 0.7026 | 0.58211 | 208.8455 | 1603106.0776 | F | 34 | 3 | 1 | 6 | AH | 9 | 0.51656 | 213.7488 | 640825.2849 | 3689.8187 | 6 | AH | 9 | 0.51656 | 213.7488 | 640825.2849 | 3689.8187 | '9' | egypt | 455525 |  | djibouti | 300 | 260 | 250 | 6.4 | 6.24 | 6 | 350 | 6.7
|  |  | 7 | 36 | 232.475 | 958404.1083 | 410.25 | 958499.2235 | 0 | 136.75 | 178999.9992 | 136749999.85 | 36 | 14 | 1935.8649 | 76322.8694 | 20862.2278 | 0 | 91127.369 | 64975.2998 | 157083.6925 | 44062.9065 | 294.9786 | 1.6848 | 7.1682 | 2.9945 | 23.234 | 1 | 0 | 0.26668 | 0.47066 | 1.9485 | 3.9161 | 4.5371 | 199.8893 | 213.8581 | 211.3354 | 220.3437 | 214.808 | 222.3113 | 0.66304 | 0.92832 | 0.33516 | 0 | 0 | 0 | 0.5 | 0 | 0.79138 | 0.23677 | 0.98064 | 0.76766 | G | 0 | 0 | 0 | 0 | 0 | 0 | 0 | 0 | 0 | 0 | 0 |  | 1 | 0 | 0.5476 | 0.63863 | 0.64741 | 0 | 0 | 0 | 0 | 0 | 0 | 1 | 0 | 0.33516 | 0.92832 | 0.66304 | 0.76766 | 0.44367 | 220.3437 | 958499.2235 | G | 36 | 9 | 8 | 7 | T | 59.1.1 | 0.47002 | 221.2502 | 1747097.5752 | 5436.9162 | 7 | B | 17 | 0.46221 | 218.7197 | 245853.4814 | 3935.6721 | '17' | ethiopia | 21363 | 91 | drc | 200 | 260 | 210 | 5.6 | 6.24 | 5.04 | 400 | 7
|  |  | 8 | 4 | 152.575 | 643090.8931 | 269.25 | 641091.6845 | 0 | 89.75 | 229999.9998 | 89750000.05 | 4 | 14 | 24068.1814 | 40480.4166 | 1771.2389 | 0 | 60248.4745 | 60248.4745 | 105507.4193 | 66481.7238 | 303.1478 | 1.1467 | 37.9721 | 2.9053 | 32.2702 | 0.97772 | 0 | 0.27265 | 0.47966 | 2.4905 | 2.9142 | 0.3813 | 195.7053 | 210.0063 | 200.7601 | 212.8781 | 201.505 | 213.3018 | 0.77066 | 0.62028 | 0.3649 | 0 | 0 | 0 | 0.48886 | 0.0025501 | 0.98229 | 0.5952 | 0.75932 | 0.6773 | H | 0 | 0 | 0 | 0 | 0 | 0 | 0 | 0 | 0 | 0 | 0 |  | 0.94582 | 0 | 0.99078 | 0.81786 | 0.87634 | 0 | 0 | 0.0025501 | 0 | 0 | 0 | 0.97772 | 0 | 0.3649 | 0.62028 | 0.77066 | 0.6773 | 0.52146 | 212.8781 | 641091.6845 | H | 4 | 5 | 5 | 8 | B | 17 | 0.46221 | 218.7197 | 245853.4814 | 5682.7697 | 8 | G | 36 | 0.44367 | 220.3437 | 958499.2235 | 4894.1714 | '36' | kenya | 20646 | 123 | egypt | 200 | 270 | 230 | 5.6 | 6.48 | 5.52 | 450 | 7.3
|  |  | 9 | 44 | 101.575 | 399530.438 | 179.25 | 402386.1147 | 0 | 59.75 | 131000.0002 | 59750000.25 | 44 | 7 | 29890.4726 | 40202.9391 | 3841.2394 | 0 | 79574.3836 | 79574.3836 | 188613.7475 | 28626.0213 | 279.1593 | 2.6835 | 7.0042 | 2.9456 | 24.2301 | 1 | 0 | 0.25444 | 0.45222 | 2.7976 | 3.081 | 0.8684 | 209.3285 | 222.4269 | 215.8439 | 226.0929 | 216.3474 | 226.3763 | 0.4633 | 0.92996 | 0.35146 | 0 | 0 | 0 | 0.5 | 0 | 0.96159 | 0.59797 | 0.7011 | 0.7577 | I | 0 | 0 | 0 | 0 | 0 | 0 | 0 | 0 | 0 | 0 | 0 |  | 0.91513 | 0 | 0.93884 | 0.23993 | 0.47111 | 0 | 0 | 0 | 0 | 0 | 0 | 1 | 0 | 0.35146 | 0.92996 | 0.4633 | 0.7577 | 0.36357 | 226.0929 | 402386.1147 | I | 44 | 23 | 14 | 9 | G | 36 | 0.44367 | 220.3437 | 958499.2235 | 6641.2689 | 9 | T | 59.1.1 | 0.47002 | 221.2502 | 1747097.5752 | 6641.2689 | '59.1.1' | lesotho | 1309 |  | ethiopia | 200 | 280 | 250 | 5.6 | 6.72 | 6 | 500 | 7.5
|  |  | 10 | 50.1.1 | 612.85 | 2438801.1774 | 1081.5 | 2451896.1017 | 0 | 360.5 | 352999.9997 | 360499999.825 | 50.1.1 | 27 | 13926.3353 | 65955.1505 | 3929.6591 | 0 | 54198.2692 | 54198.2692 | 201281.1742 | 50879.6973 | 282.9507 | 2.7183 | 10.9411 | 2.3814 | 29.5132 | 1 | 0.11928 | 0.25742 | 0.45671 | 2.3355 | 3.7514 | 0.87694 | 206.9677 | 220.2923 | 212.6664 | 223.5047 | 215.1777 | 224.9206 | 0.45633 | 0.89059 | 0.53953 | 0 | 0 | 0 | 0.55964 | 0 | 0.9607 | 0.34045 | 0.86074 | 0.70487 | J | 0 | 0 | 0 | 0 | 0 | 0 | 0 | 0 | 0 | 0 | 0 |  | 0.96132 | 0 | 0.93793 | 0.33925 | 0.55048 | 0 | 0 | 0 | 0 | 0 | 0 | 1 | 0.11928 | 0.53953 | 0.89059 | 0.45633 | 0.70487 | 0.40572 | 223.5047 | 2451896.1017 | J | 50.1.1 | 11 | 10 | 10 | K | 50.1.2 | 0.40675 | 226.7077 | 1299348.2209 | 7940.6172 | 10 | J | 50.1.1 | 0.40572 | 223.5047 | 2451896.1017 | 9093.165 | '50.1.1' | libya | 170000 |  | kenya | 250 | 270 | 250 | 6 | 6.48 | 6 | 550 | 7.8
|  |  | 11 | 50.1.2 | 329.8 | 1288851.1131 | 582 | 1299348.2209 | 0 | 194 | 196000.0006 | 193999999.95 | 50.1.2 | 13 | 2535.35 | 83168.3517 | 4492.0895 | 0 | 50717.1244 | 50717.1244 | 206460.9268 | 51682.7587 | 277.1038 | 2.0891 | 12.0554 | 2.8144 | 32.9613 | 0.98969 | 1 | 0.2528 | 0.44975 | 2.0557 | 4.2888 | 1.0222 | 210.6643 | 223.6297 | 216.1403 | 226.7077 | 220.1134 | 228.9407 | 0.58218 | 0.87945 | 0.39519 | 0 | 0 | 0 | 0.99485 | 0 | 0.95508 | 0.16832 | 0.97465 | 0.67039 | K | 0 | 0 | 0 | 0 | 0 | 0 | 0 | 0 | 0 | 0 | 0 |  | 0.98928 | 0 | 0.92243 | 0.18397 | 0.45226 | 0 | 0 | 0 | 0 | 0 | 0 | 0.98969 | 1 | 0.39519 | 0.87945 | 0.58218 | 0.67039 | 0.40675 | 226.7077 | 1299348.2209 | K | 50.1.2 | 10 | 16 | 11 | J | 50.1.1 | 0.40572 | 223.5047 | 2451896.1017 | 10392.5133 | 11 | L | 50.1.3 | 0.39856 | 223.6392 | 1165454.6067 | 10258.6196 | '50.1.3' | malawi | 3667 | 22 | lesotho | 200 | 280 | 250 | 5.6 | 6.72 | 6 | 600 | 8
|  |  | 12 | 50.1.3 | 286.025 | 1162965.4547 | 504.75 | 1165454.6067 | 0 | 168.25 | 385000.0002 | 168249999.1 | 50.1.3 | 20 | 31534.464 | 73178.0738 | 20492.5732 | 0 | 68962.9914 | 68962.9914 | 212856.4854 | 62145.0958 | 290.1716 | 3.1875 | 6.3388 | 2.4324 | 22.1263 | 1 | 0 | 0.26302 | 0.46514 | 2.765 | 3.8769 | 4.5065 | 202.6431 | 216.3677 | 215.5021 | 223.6392 | 217.4677 | 224.7511 | 0.3625 | 0.93661 | 0.52254 | 0 | 0 | 0 | 0.5 | 0 | 0.79507 | 0.26822 | 0.68466 | 0.77874 | L | 0 | 0 | 0 | 0 | 0 | 0 | 0 | 0 | 0 | 0 | 0 |  | 0.91839 | 0 | 0.55087 | 0.52186 | 0.54636 | 0 | 0 | 0 | 0 | 0 | 0 | 1 | 0 | 0.52254 | 0.93661 | 0.3625 | 0.77874 | 0.39856 | 223.6392 | 1165454.6067 | L | 50.1.3 | 14 | 11 | 12 | AD | 59_1.2.5 | 0.40297 | 224.4993 | 4370610.4505 | 14763.1237 | 12 | AD | 59_1.2.5 | 0.40297 | 224.4993 | 4370610.4505 | 14629.2301 | '59_1.2.5' | mozambique | 8840 | 60 | libya | 300 | 280 | 250 | 6.4 | 6.72 | 6
|  |  | 13 | 53 | 383.775 | 1497739.9624 | 677.25 | 1510254.2789 | 0 | 225.75 | 220000 | 225750000.1 | 53 | 18 | 8285.7913 | 83686.3394 | 2744.2154 | 0 | 43469.6163 | 43469.6163 | 229469.3316 | 41207.063 | 276.6755 | 2.2349 | 9.4031 | 2.4563 | 28.371 | 1 | 0.54264 | 0.25245 | 0.44923 | 2.2184 | 4.3078 | 0.62891 | 210.9481 | 223.8848 | 216.0163 | 226.7321 | 219.7343 | 228.8215 | 0.55301 | 0.90597 | 0.51458 | 0 | 0 | 0 | 0.77132 | 0 | 0.97256 | 0.16314 | 0.91714 | 0.71629 | M | 0 | 0 | 0 | 0 | 0 | 0 | 0 | 0 | 0 | 0 | 0 |  | 0.97302 | 0 | 0.96438 | 0.1721 | 0.45151 | 0 | 0 | 0 | 0 | 0 | 0 | 1 | 0.54264 | 0.51458 | 0.90597 | 0.55301 | 0.71629 | 0.39223 | 226.7321 | 1510254.2789 | M | 53 | 15 | 17 | 13 | E | 31 | 0.40251 | 228.0809 | 725149.4081 | 15488.2731 | 13 | V | 59.1.7 | 0.37898 | 226.0216 | 1167356.4783 | 15796.5866 | '59.1.7' | namibia | 5420 | 30 | malawi | 200 | 260 | 240 | 5.6 | 6.24 | 5.76
|  |  | 14 | 56.1.2 | 303.875 | 1180470.7905 | 536.25 | 1191177.1095 | 0 | 178.75 | 111000 | 178750000 | 56.1.2 | 9 | 30910.845 | 46137.8715 | 24150.214 | 0 | 117684.9928 | 40214.4038 | 312466.5023 | 105506.3884 | 275.2193 | 1.6676 | 1.0979 | 1.9301 | 4.6392 | 1 | 1 | 0.25129 | 0.44748 | 2.8557 | 3.2796 | 5.5271 | 211.8864 | 224.7305 | 226.8146 | 233.1133 | 227.5695 | 233.5372 | 0.66649 | 0.98902 | 0.68998 | 0 | 0 | 0 | 1 | 0 | 0.7585 | 0.53862 | 0.69089 | 0.95361 | N | 0 | 0 | 0 | 0 | 0 | 0 | 0 | 0 | 0 | 0 | 0 |  | 0.90933 | 0 | 0.44202 | 0.13275 | 0.25583 | 0 | 0 | 0 | 0 | 0 | 0 | 1 | 1 | 0.68998 | 0.98902 | 0.66649 | 0.95361 | 0.36729 | 233.1133 | 1191177.1095 | N | 56.1.2 | 22 | 30 | 14 | L | 50.1.3 | 0.39856 | 223.6392 | 1165454.6067 | 16653.7277 | 14 | I | 44 | 0.36357 | 226.0929 | 402386.1147 | 16198.9727 | '44' | rwanda | 788 |  | mozambique | 200 | 260 | 230 | 5.6 | 6.24 | 5.52
|  |  | 15 | 56.1.3 | 467.925 | 1810566.6033 | 825.75 | 1828105.8447 | 0 | 275.25 | 91000 | 275250000 | 56.1.3 | 15 | 47919.3645 | 86771.826 | 12351.3972 | 0 | 108947.439 | 71162.8755 | 282152.1852 | 98952.2557 | 273.9903 | 0.71949 | 5.4859 | 1.0972 | 22.8656 | 1 | 0.82107 | 0.2503 | 0.44599 | 3.3397 | 4.4247 | 2.8333 | 212.7142 | 225.4733 | 223.7126 | 231.6462 | 225.6459 | 232.7312 | 0.8561 | 0.94514 | 0.96761 | 0 | 0 | 0 | 0.91054 | 0 | 0.87649 | 0.13228 | 0.52081 | 0.77134 | O | 0 | 0 | 0 | 0 | 0 | 0 | 0 | 0 | 0 | 0 | 0 |  | 0.86096 | 0 | 0.7293 | 0.098186 | 0.30082 | 0 | 0 | 0 | 0 | 0 | 0 | 1 | 0.82107 | 0.96761 | 0.94514 | 0.8561 | 0.77134 | 0.38839 | 231.6462 | 1828105.8447 | O | 56.1.3 | 18 | 27 | 15 | M | 53 | 0.39223 | 226.7321 | 1510254.2789 | 18163.982 | 15 | AA | 59_1.2.2 | 0.39209 | 226.1564 | 5974096.0629 | 22173.0687 | '59_1.2.2' | southAfrica | 453069 | 182 | namibia | 200 | 280 | 250 | 5.6 | 6.72 | 6
|  |  | 16 | 56_1.2.1 | 1078.65 | 4167141.0324 | 1903.5 | 4208528.8255 | 0 | 634.5 | 301000 | 634500000 | 56_1.2.1 | 34 | 48642.3382 | 93167.5644 | 13606.8282 | 0 | 88116.3703 | 76884.4398 | 269341.2096 | 77953.9582 | 273.5077 | 1.266 | 4.8668 | 1.5355 | 18.9716 | 1 | 0.96651 | 0.24991 | 0.4454 | 3.3643 | 4.6098 | 3.124 | 213.0426 | 225.7677 | 224.6052 | 232.256 | 226.8252 | 233.5015 | 0.7468 | 0.95133 | 0.82151 | 0 | 0 | 0 | 0.98325 | 0 | 0.86393 | 0.07688 | 0.51358 | 0.81028 | P | 0 | 0 | 0 | 0 | 0 | 0 | 0 | 0 | 0 | 0 | 0 |  | 0.85849 | 0 | 0.69829 | 0.084489 | 0.28212 | 0 | 0 | 0 | 0 | 0 | 0 | 1 | 0.96651 | 0.82151 | 0.95133 | 0.7468 | 0.81028 | 0.37767 | 232.256 | 4208528.8255 | P | 56_1.2.1 | 20 | 28 | 16 | AA | 59_1.2.2 | 0.39209 | 226.1564 | 5974096.0629 | 24138.0781 | 16 | K | 50.1.2 | 0.40675 | 226.7077 | 1299348.2209 | 23472.417 | '50.1.2' | sudan | 58754 |  | rwanda | 200 | 260 | 230 | 5.6 | 6.24 | 5.52
|  |  | 17 | 56_1.2.2 | 790.925 | 3042715.5223 | 1395.75 | 3074945.7742 | 0 | 465.25 | 262000 | 465250000.25 | 56_1.2.2 | 29 | 42796.2104 | 66947.2748 | 34433.5405 | 0 | 101766.7705 | 56421.8709 | 297550.3208 | 91353.5064 | 272.2122 | 1.159 | 2.6636 | 1.4987 | 12.9721 | 1 | 1 | 0.24886 | 0.44381 | 3.2128 | 3.8908 | 7.9446 | 213.9232 | 226.5571 | 233.8222 | 237.7146 | 235.0314 | 238.3926 | 0.7682 | 0.97336 | 0.83378 | 0 | 0 | 0 | 1 | 0 | 0.65566 | 0.33053 | 0.57204 | 0.87028 | Q | 0 | 0 | 0 | 0 | 0 | 0 | 0 | 0 | 0 | 0 | 0 |  | 0.87363 | 0 | 0.18421 | 0.047754 | 0.11474 | 0 | 0 | 0 | 0 | 0 | 0 | 1 | 1 | 0.83378 | 0.97336 | 0.7682 | 0.87028 | 0.31818 | 237.7146 | 3074945.7742 | Q | 56_1.2.2 | 31 | 32 | 17 | R | 57 | 0.39106 | 230.3139 | 204986.7621 | 24343.0648 | 17 | M | 53 | 0.39223 | 226.7321 | 1510254.2789 | 24982.6712 | '53' | southSudan | 6132 |  | southAfrica | 300 | 280 | 250 | 6.4 | 6.72 | 6
|  |  | 18 | 57 | 52.7 | 202856.4729 | 93 | 204986.7621 | 2 | 31 | 66000 | 31000000 | 57 | 4 | 6860.554 | 11240.8005 | 7219.3461 | 0 | 24890.47 | 12680.3747 | 269129.1555 | 11068.1521 | 272.3888 | 3.2934 | 0.91129 | 1.4677 | 10.8226 | 1 | 1 | 0.249 | 0.44403 | 2.2032 | 2.3258 | 1.6635 | 213.8003 | 226.4472 | 220.6951 | 230.3139 | 220.9138 | 230.4365 | 0.34133 | 0.99089 | 0.84409 | 0 | 0.019714 | 0.49279 | 1 | 0 | 0.92781 | 0.88759 | 0.93139 | 0.89177 | R | 0 | 0 | 0 | 0 | 0 | 0 | 0 | 0 | 0 | 0 | 0 |  | 0.97454 | 0 | 0.85405 | 0.052869 | 0.34168 | 0 | 0 | 0 | 0 | 0.019714 | 0.49279 | 1 | 1 | 0.84409 | 0.99089 | 0.34133 | 0.89177 | 0.39106 | 230.3139 | 204986.7621 | R | 57 | 17 | 25 | 18 | O | 56.1.3 | 0.38839 | 231.6462 | 1828105.8447 | 26171.1707 | 18 | AB | 59_1.2.3 | 0.36964 | 227.8989 | 6211131.6584 | 31193.8029 | '59_1.2.3' | swaziland | 1952 | 13 | southSudan | 200 | 250 | 260 | 5.6 | 6 | 6.24
|  |  | 19 | 58 | 197.2 | 759994.3835 | 348 | 767831.3242 | 11 | 116 | 165000.0002 | 116000000.05 | 58 | 11 | 44000.9498 | 45768.066 | 41982.4676 | 0 | 12630.0295 | 12630.0295 | 256378.6901 | 5475.3391 | 272.7597 | 2.5649 | 3.8793 | 1 | 8.5259 | 1 | 0.56681 | 0.2493 | 0.44448 | 3.2417 | 3.2912 | 9.672 | 213.5477 | 226.2208 | 236.5729 | 239.1346 | 236.6611 | 239.1841 | 0.48702 | 0.96121 | 1 | 0 | 0.4948 | 0.4948 | 0.78341 | 0 | 0.58018 | 0.54232 | 0.55999 | 0.91474 | S | 0 | 0 | 0 | 0 | 0 | 0 | 0 | 0 | 0 | 0 | 0 |  | 0.87074 | 0 | 0 | 0.063402 | 0.071191 | 0 | 0 | 0 | 0 | 0.4948 | 0.4948 | 1 | 0.56681 | 1 | 0.96121 | 0.48702 | 0.91474 | 0.29971 | 239.1346 | 767831.3242 | S | 58 | 33 | 33 | 19 | V | 59.1.7 | 0.37898 | 226.0216 | 1167356.4783 | 27338.5271 | 19 | AE | 59_1.2.6 | 0.36308 | 227.9935 | 3139181.1945 | 34332.9841 | '59_1.2.6' | tanzania | 10923 |  | sudan | 250 | 280 | 250 | 6 | 6.72 | 6
|  |  | 20 | 59.1.1 | 430.95 | 1741824.8548 | 760.5 | 1747097.5752 | 1 | 253.5 | 392000 | 253500000.1 | 59.1.1 | 26 | 53004.003 | 65612.9444 | 2062.5698 | 0 | 14110.9846 | 14110.9846 | 95453.2675 | 28693.5375 | 288.125 | 1.3473 | 17.3709 | 2.2623 | 29.214 | 1 | 0 | 0.26146 | 0.46279 | 3.3561 | 3.6955 | 0.45767 | 203.8158 | 217.4365 | 210.567 | 221.2502 | 211.1679 | 221.5897 | 0.73053 | 0.82629 | 0.57922 | 0 | 0.43556 | 0.43556 | 0.5 | 0.05467 | 0.97937 | 0.34387 | 0.46996 | 0.70786 | T | 0 | 0 | 0 | 0 | 0 | 0 | 0 | 0 | 0 | 0 | 0 |  | 0.85931 | 0 | 0.98264 | 0.47214 | 0.61961 | 0 | 0 | 0.05467 | 0 | 0.43556 | 0.43556 | 1 | 0 | 0.57922 | 0.82629 | 0.73053 | 0.70786 | 0.47002 | 221.2502 | 1747097.5752 | T | 59.1.1 | 7 | 9 | 20 | P | 56_1.2.1 | 0.37767 | 232.256 | 4208528.8255 | 31547.056 | 20 | E | 31 | 0.40251 | 228.0809 | 725149.4081 | 35058.1335 | '31' | uganda | 9313 | 9 | swaziland | 250 | 260 | 210 | 6 |  | 5.04
|  |  | 21 | 59.1.6 | 815.15 | 3163050.7213 | 1438.5 | 3192295.0843 | 0 | 479.5 | 118000 | 479500000 | 59.1.6 | 21 | 33269.2841 | 70801.2569 | 8420.606 | 0 | 139758.1888 | 139758.1888 | 261963.5645 | 75744.2871 | 274.8655 | 0.69434 | 18.4943 | 1.1069 | 27.6204 | 1 | 0 | 0.25101 | 0.44706 | 2.9235 | 3.9687 | 1.9306 | 212.1202 | 224.9407 | 220.766 | 229.7947 | 222.6277 | 230.84 | 0.86113 | 0.81506 | 0.96437 | 0 | 0 | 0 | 0.5 | 0 | 0.91579 | 0.29199 | 0.66731 | 0.7238 | U | 0 | 0 | 0 | 0 | 0 | 0 | 0 | 0 | 0 | 0 | 0 |  | 0.90255 | 0 | 0.82556 | 0.12297 | 0.3576 | 0 | 0 | 0 | 0 | 0 | 0 | 1 | 0 | 0.96437 | 0.81506 | 0.86113 | 0.7238 | 0.36126 | 229.7947 | 3192295.0843 | U | 59.1.6 | 25 | 23 | 21 | AB | 59_1.2.3 | 0.36964 | 227.8989 | 6211131.6584 | 37758.1876 | 21 | W | 59.1.8 | 0.34162 | 228.2219 | 1794052.4222 | 36852.1859 | '59.1.8' | zambia | 18003 |  | tanzania | 250 | 280 | 250 | 6 | 6.72 | 6
|  |  | 22 | 59.1.7 | 291.975 | 1160984.0306 | 515.25 | 1167356.4783 | 0 | 171.75 | 134000 | 171750000 | 59.1.7 | 9 | 5751.4472 | 49370.373 | 15572.8733 | 0 | 110998.4428 | 110998.4428 | 203161.1611 | 61657.1166 | 282.6654 | 0.79436 | 20.9166 | 2.5873 | 30.9738 | 1 | 0 | 0.25722 | 0.45641 | 2.1134 | 3.303 | 3.4941 | 207.0978 | 220.414 | 217.0482 | 226.0216 | 219.1588 | 227.2111 | 0.84113 | 0.79083 | 0.4709 | 0 | 0 | 0 | 0.5 | 0 | 0.84427 | 0.5063 | 0.94249 | 0.69026 | V | 0 | 0 | 0 | 0 | 0 | 0 | 0 | 0 | 0 | 0 | 0 |  | 0.98351 | 0 | 0.65883 | 0.33359 | 0.4733 | 0 | 0 | 0 | 0 | 0 | 0 | 1 | 0 | 0.4709 | 0.79083 | 0.84113 | 0.69026 | 0.37898 | 226.0216 | 1167356.4783 | V | 59.1.7 | 19 | 13 | 22 | N | 56.1.2 | 0.36729 | 233.1133 | 1191177.1095 | 38949.3647 | 22 | Z | 59_1.2.12 | 0.34303 | 229.5926 | 2995350.3976 | 39847.5363 | '59_1.2.12' | zimbabwe | 25153 | 44 | uganda | 200 | 260 | 250 | 5.6 | 6.24 | 6
|  |  | 23 | 59.1.8 | 456.45 | 1778791.5478 | 805.5 | 1794052.4222 | 0 | 268.5 | 416000.0002 | 268499999.95 | 59.1.8 | 26 | 10029.1983 | 22326.4676 | 7917.6621 | 0 | 95514.0786 | 95514.0786 | 177071.7083 | 44969.4488 | 276.212 | 1.1375 | 24.3976 | 2.8976 | 31.0223 | 1 | 0 | 0.25209 | 0.44868 | 2.2693 | 2.6098 | 1.8067 | 211.237 | 224.146 | 218.4919 | 228.2219 | 219.0977 | 228.5624 | 0.77249 | 0.75602 | 0.36747 | 0 | 0 | 0 | 0.5 | 0 | 0.92082 | 0.77674 | 0.89971 | 0.68978 | W | 0 | 0 | 0 | 0 | 0 | 0 | 0 | 0 | 0 | 0 | 0 |  | 0.96794 | 0 | 0.83878 | 0.15994 | 0.40583 | 0 | 0 | 0 | 0 | 0 | 0 | 1 | 0 | 0.36747 | 0.75602 | 0.77249 | 0.68978 | 0.34162 | 228.2219 | 1794052.4222 | W | 59.1.8 | 29 | 21 | 23 | I | 44 | 0.36357 | 226.0929 | 402386.1147 | 39351.7509 | 23 | U | 59.1.6 | 0.36126 | 229.7947 | 3192295.0843 | 43039.8314 | '59.1.6' |  |  |  | zambia | 200 | 260 | 250 | 5.6 | 6.24 | 6
|  |  | 24 | 59_1.2.1 | 1666.425 | 6474045.0218 | 2940.75 | 6532692.8365 | 0 | 980.25 | 1078000.0006 | 980250000 | 59_1.2.1 | 80 | 59745.1104 | 77235.8761 | 6556.7502 | 0 | 23781.7678 | 23781.7677 | 142242.8655 | 32403.1677 | 275.2513 | 2.0526 | 6.6027 | 1.5659 | 21.9615 | 1 | 0.0061209 | 0.25131 | 0.44751 | 3.6582 | 4.1452 | 1.5052 | 211.8847 | 224.7272 | 221.0813 | 229.8907 | 221.9486 | 230.3777 | 0.58948 | 0.93397 | 0.81136 | 0 | 0.22151 | 0.22151 | 0.50306 | 0 | 0.93443 | 0.22764 | 0.40255 | 0.78039 | X | 0 | 0 | 0 | 0 | 0 | 0 | 0 | 0 | 0 | 0 | 0 |  | 0.82911 | 0 | 0.87093 | 0.1329 | 0.35465 | 0 | 0 | 0 | 0 | 0.22151 | 0.22151 | 1 | 0.0061209 | 0.81136 | 0.93397 | 0.58948 | 0.78039 | 0.359 | 229.8907 | 6532692.8365 | X | 59_1.2.1 | 26 | 24 | 24 | AE | 59_1.2.6 | 0.36308 | 227.9935 | 3139181.1945 | 42490.9321 | 24 | X | 59_1.2.1 | 0.359 | 229.8907 | 6532692.8365 | 49572.5243 | '59_1.2.1' |  |  |  | zimbabwe | 200 | 280 | 250 | 5.6 | 6.72 | 6
|  |  | 25 | 59_1.2.10 | 760.75 | 2923282.3973 | 1342.5 | 2954773.2495 | 0 | 447.5 | 352000.0006 | 447500000.35 | 59_1.2.10 | 34 | 57059.3786 | 77407.2035 | 13241.5381 | 0 | 159556.3933 | 159556.3933 | 275093.697 | 84805.2022 | 271.8626 | 1.2589 | 16.3117 | 1.3732 | 30.6916 | 1 | 0 | 0.24857 | 0.44338 | 3.6154 | 4.1867 | 3.0542 | 214.1629 | 226.7719 | 226.0583 | 233.4415 | 227.0773 | 234.0128 | 0.74823 | 0.83688 | 0.87561 | 0 | 0 | 0 | 0.5 | 0 | 0.86758 | 0.23963 | 0.4297 | 0.69308 | Y | 0 | 0 | 0 | 0 | 0 | 0 | 0 | 0 | 0 | 0 | 0 |  | 0.8334 | 0 | 0.70574 | 0.037761 | 0.24577 | 0 | 0 | 0 | 0 | 0 | 0 | 1 | 0 | 0.87561 | 0.83688 | 0.74823 | 0.69308 | 0.306 | 233.4415 | 2954773.2495 | Y | 59_1.2.10 | 32 | 31 | 25 | U | 59.1.6 | 0.36126 | 229.7947 | 3192295.0843 | 45683.2271 | 25 | R | 57 | 0.39106 | 230.3139 | 204986.7621 | 49777.511 | '57'
|  |  | 26 | 59_1.2.12 | 767.55 | 2966007.3656 | 1354.5 | 2995350.3976 | 0 | 451.5 | 341000.0002 | 451500000.4 | 59_1.2.12 | 34 | 52430.8881 | 67870.4246 | 1746.0198 | 0 | 60408.3088 | 60408.3088 | 194657.3875 | 67482.1901 | 273.5841 | 1.6496 | 18.794 | 1.6656 | 31.0055 | 1 | 0 | 0.24997 | 0.44549 | 3.4701 | 3.9014 | 0.40156 | 212.9904 | 225.7209 | 219.8907 | 229.5926 | 220.6592 | 230.0238 | 0.67009 | 0.81206 | 0.77815 | 0 | 0 | 0 | 0.5 | 0 | 0.98254 | 0.3213 | 0.47569 | 0.68994 | Z | 0 | 0 | 0 | 0 | 0 | 0 | 0 | 0 | 0 | 0 | 0 |  | 0.84792 | 0 | 0.98862 | 0.086664 | 0.3638 | 0 | 0 | 0 | 0 | 0 | 0 | 1 | 0 | 0.77815 | 0.81206 | 0.67009 | 0.68994 | 0.34303 | 229.5926 | 2995350.3976 | Z | 59_1.2.12 | 28 | 22 | 26 | X | 59_1.2.1 | 0.359 | 229.8907 | 6532692.8365 | 52215.92 | 26 | AC | 59_1.2.4 | 0.35263 | 230.4099 | 3732248.9793 | 53509.76 | '59_1.2.4' |  |  |  | Notes: | wind is including Ag land
|  |  | 27 | 59_1.2.2 | 1512.15 | 5928798.8826 | 2668.5 | 5974096.0629 | 0 | 889.5 | 315000 | 889500000 | 59_1.2.2 | 41 | 17719.9578 | 78952.3873 | 2967.971 | 0 | 92122.2576 | 92122.2575 | 225628.9755 | 70731.2402 | 278.1278 | 1.4931 | 16.2839 | 1.4978 | 28.4047 | 1 | 0 | 0.25363 | 0.451 | 2.4691 | 4.1598 | 0.67497 | 209.9764 | 223.0123 | 215.5677 | 226.1564 | 218.574 | 227.847 | 0.70137 | 0.83716 | 0.83408 | 0 | 0 | 0 | 0.5 | 0 | 0.97032 | 0.21048 | 0.8228 | 0.71595 | AA | 0 | 0 | 0 | 0 | 0 | 0 | 0 | 0 | 0 | 0 | 0 |  | 0.94796 | 0 | 0.95947 | 0.21269 | 0.46916 | 0 | 0 | 0 | 0 | 0 | 0 | 1 | 0 | 0.83408 | 0.83716 | 0.70137 | 0.71595 | 0.39209 | 226.1564 | 5974096.0629 | AA | 59_1.2.2 | 16 | 15 | 27 | AC | 59_1.2.4 | 0.35263 | 230.4099 | 3732248.9793 | 55948.169 | 27 | O | 56.1.3 | 0.38839 | 231.6462 | 1828105.8447 | 55337.8658 | '56.1.3'
|  |  | 28 | 59_1.2.3 | 1571.65 | 6164389.4803 | 2773.5 | 6211131.6584 | 0 | 924.5 | 536000.0004 | 924500000.35 | 59_1.2.3 | 51 | 51909.1681 | 96533.6867 | 6810.2826 | 0 | 152437.5758 | 152437.5758 | 251957.6538 | 95128.7874 | 278.2445 | 1.2955 | 22.2566 | 1.4419 | 30.4191 | 1 | 0 | 0.25372 | 0.45114 | 3.4118 | 4.6432 | 1.5461 | 209.897 | 222.9411 | 218.7127 | 227.8989 | 220.9022 | 229.1303 | 0.74091 | 0.77743 | 0.85271 | 0 | 0 | 0 | 0.5 | 0 | 0.9319 | 0.061938 | 0.48091 | 0.69581 | AB | 0 | 0 | 0 | 0 | 0 | 0 | 0 | 0 | 0 | 0 | 0 |  | 0.85375 | 0 | 0.86657 | 0.21601 | 0.41573 | 0 | 0 | 0 | 0 | 0 | 0 | 1 | 0 | 0.85271 | 0.77743 | 0.74091 | 0.69581 | 0.36964 | 227.8989 | 6211131.6584 | AB | 59_1.2.3 | 21 | 18 | 28 | Z | 59_1.2.12 | 0.34303 | 229.5926 | 2995350.3976 | 58943.5194 | 28 | P | 56_1.2.1 | 0.37767 | 232.256 | 4208528.8255 | 59546.3947 | '56_1.2.1' |  |  |  | ACEC LCOE ranges |  |  |  |  | Weights for criteria and data labels - used for chart |  | Drop down list menus
|  |  | 29 | 59_1.2.4 | 958.8 | 3693973.772 | 1692 | 3732248.9793 | 0 | 564 | 205000 | 564000000 | 59_1.2.4 | 31 | 25516.4932 | 75327.5628 | 6086.9916 | 0 | 89224.2845 | 89224.2845 | 248597.5363 | 51622.5339 | 272.6648 | 1.0349 | 7.6668 | 1.4192 | 23.3864 | 1 | 0 | 0.24922 | 0.44436 | 2.7239 | 4.1187 | 1.4036 | 213.6169 | 226.2824 | 220.9764 | 230.4099 | 223.4632 | 231.8047 | 0.79302 | 0.92333 | 0.86028 | 0 | 0 | 0 | 0.5 | 0 | 0.93913 | 0.24682 | 0.74484 | 0.76614 | AC | 0 | 0 | 0 | 0 | 0 | 0 | 0 | 0 | 0 | 0 | 0 |  | 0.9225 | 0 | 0.88177 | 0.060537 | 0.33873 | 0 | 0 | 0 | 0 | 0 | 0 | 1 | 0 | 0.86028 | 0.92333 | 0.79302 | 0.76614 | 0.35263 | 230.4099 | 3732248.9793 | AC | 59_1.2.4 | 27 | 26 | 29 | W | 59.1.8 | 0.34162 | 228.2219 | 1794052.4222 | 60737.5718 | 29 | AF | 59_1.2.7 | 0.32078 | 232.4089 | 4422073.6763 | 63968.4683 | '59_1.2.7' |  |  |  | Maximum | wind | CSP | PV |  | Data label |  | transmission line
|  |  | 30 | 59_1.2.5 | 1099.475 | 4342285.1379 | 1940.25 | 4370610.4505 | 0 | 646.75 | 270000 | 646750000 | 59_1.2.5 | 34 | 8999.6373 | 51009.2194 | 2719.7204 | 0 | 94881.3011 | 94881.301 | 202453.4623 | 66855.4645 | 280.4672 | 1.1898 | 29.639 | 1.7472 | 31.702 | 1 | 0 | 0.25548 | 0.45379 | 2.2156 | 3.3657 | 0.6119 | 208.4912 | 221.6718 | 213.5133 | 224.4993 | 215.5554 | 225.6494 | 0.76204 | 0.70361 | 0.75093 | 0 | 0 | 0 | 0.5 | 0 | 0.9728 | 0.48991 | 0.91 | 0.68298 | AD | 0 | 0 | 0 | 0 | 0 | 0 | 0 | 0 | 0 | 0 | 0 |  | 0.9733 | 0 | 0.96619 | 0.27507 | 0.51998 | 0 | 0 | 0 | 0 | 0 | 0 | 1 | 0 | 0.75093 | 0.70361 | 0.76204 | 0.68298 | 0.40297 | 224.4993 | 4370610.4505 | AD | 59_1.2.5 | 12 | 12 | 30 | AF | 59_1.2.7 | 0.32078 | 232.4089 | 4422073.6763 | 65159.6454 | 30 | N | 56.1.2 | 0.36729 | 233.1133 | 1191177.1095 | 65159.6454 | '56.1.2' |  |  |  | Total LCOE (using transmission line) | 157 | 283 | 174 |  | Total LCOE | 40% | substation
|  |  | 31 | 59_1.2.6 | 796.875 | 3113757.292 | 1406.25 | 3139181.1945 | 0 | 468.75 | 273000 | 468750000 | 59_1.2.6 | 27 | 19100.4361 | 73231.6307 | 8038.3103 | 0 | 123880.5823 | 123880.5823 | 221077.0755 | 76997.6126 | 277.0529 | 1.1292 | 21.5163 | 1.8747 | 30.8485 | 1 | 0 | 0.25277 | 0.4497 | 2.5151 | 4.0135 | 1.8321 | 210.6811 | 223.6463 | 218.4162 | 227.9935 | 221.0819 | 229.4918 | 0.77417 | 0.78484 | 0.70844 | 0 | 0 | 0 | 0.5 | 0 | 0.91962 | 0.26768 | 0.809 | 0.69151 | AE | 0 | 0 | 0 | 0 | 0 | 0 | 0 | 0 | 0 | 0 | 0 |  | 0.94337 | 0 | 0.83607 | 0.18319 | 0.41283 | 0 | 0 | 0 | 0 | 0 | 0 | 1 | 0 | 0.70844 | 0.78484 | 0.77417 | 0.69151 | 0.36308 | 227.9935 | 3139181.1945 | AE | 59_1.2.6 | 24 | 19 | 31 | Q | 56_1.2.2 | 0.31818 | 237.7146 | 3074945.7742 | 68234.5912 | 31 | Y | 59_1.2.10 | 0.306 | 233.4415 | 2954773.2495 | 68114.4187 | '59_1.2.10' |  |  |  | Total LCOE (using substation) | 145 | 244 | 171 |  | Generation LCOE | #N/A
|  |  | 32 | 59_1.2.7 | 1136.025 | 4376715.8047 | 2004.75 | 4422073.6763 | 0 | 668.25 | 382000 | 668250000 | 59_1.2.7 | 36 | 5736.0918 | 64489.7781 | 17160.7808 | 0 | 113613.8919 | 113613.8919 | 256392.9779 | 61991.4899 | 272.6579 | 1.6616 | 10.722 | 1.4385 | 21.8118 | 1 | 0 | 0.24922 | 0.44436 | 2.1702 | 3.816 | 3.9569 | 213.6156 | 226.2818 | 224.5413 | 232.4089 | 227.4757 | 234.0547 | 0.66767 | 0.89278 | 0.85385 | 0 | 0 | 0 | 0.5 | 0 | 0.82839 | 0.3551 | 0.94264 | 0.78188 | AF | 0 | 0 | 0 | 0 | 0 | 0 | 0 | 0 | 0 | 0 | 0 |  | 0.97784 | 0 | 0.60947 | 0.060566 | 0.27743 | 0 | 0 | 0 | 0 | 0 | 0 | 1 | 0 | 0.85385 | 0.89278 | 0.66767 | 0.78188 | 0.32078 | 232.4089 | 4422073.6763 | AF | 59_1.2.7 | 30 | 29 | 32 | Y | 59_1.2.10 | 0.306 | 233.4415 | 2954773.2495 | 71189.3645 | 32 | Q | 56_1.2.2 | 0.31818 | 237.7146 | 3074945.7742 | 71189.3645 | '56_1.2.2' |  |  |  | Generation LCOE | 127 | 235 | 155 |  | Transmission LCOE | #N/A | Scoring scale
|  |  | 33 | 60 | 325.975 | 1247204.503 | 575.25 | 1261488.1931 | 0 | 191.75 | 213000 | 191750000 | 60 | 13 | 352429.9863 | 351988.8407 | 8281.0347 | 0 | 535800.4342 | 367670.806 | 718669.4561 | 220282.2739 | 270.5514 | 0.73368 | 21.1186 | 2.9413 | 29.704 | 1 | 0.88266 | 0.2475 | 0.44177 | 11.9538 | 11.9414 | 1.9189 | 215.0697 | 227.5835 | 239.8314 | 241.4562 | 239.8092 | 241.4438 | 0.85326 | 0.78881 | 0.35289 | 0 | 0 | 0 | 0.94133 | 0 | 0.91719 | 0 | 0 | 0.70296 | AG | 0 | 0 | 0 | 0 | 0 | 0 | 0 | 0 | 0 | 0 | 0 |  | 0 | 0 | 0.82681 | 0 | 0 | 0 | 0 | 0 | 0 | 0 | 0 | 1 | 0.88266 | 0.35289 | 0.78881 | 0.85326 | 0.70296 | 0.22903 | 241.4562 | 1261488.1931 | AG | 60 | 34 | 34 | 33 | S | 58 | 0.29971 | 239.1346 | 767831.3242 | 71957.1958 | 33 | S | 58 | 0.29971 | 239.1346 | 767831.3242 | 71957.1958 | '58' |  |  |  | Transmission LCOE (using transmission line) | 28 | 17 | 39 |  | Road LCOE | #N/A | country-specific
|  |  | 34 | 9 | 153 | 642478.1333 | 270 | 640825.2849 | 0 | 90 | 210999.9994 | 89999999.95 | 9 | 9 | 4325.6512 | 45591.4404 | 5489.6601 | 0 | 70694.367 | 70694.367 | 107021.4288 | 76225.8888 | 301.6605 | 1.2593 | 24.5278 | 2.8667 | 34.65 | 1 | 0 | 0.27164 | 0.47813 | 1.9797 | 3.0552 | 1.1717 | 196.3355 | 210.5974 | 201.8814 | 213.7488 | 203.7748 | 214.8244 | 0.74813 | 0.75472 | 0.37778 | 0 | 0 | 0 | 0.5 | 0 | 0.9451 | 0.54409 | 0.95674 | 0.6535 | AH | 0 | 0 | 0 | 0 | 0 | 0 | 0 | 0 | 0 | 0 | 0 |  | 0.99688 | 0 | 0.90649 | 0.79035 | 0.84964 | 0 | 0 | 0 | 0 | 0 | 0 | 1 | 0 | 0.37778 | 0.75472 | 0.74813 | 0.6535 | 0.51656 | 213.7488 | 640825.2849 | AH | 9 | 6 | 6 | 34 | AG | 60 | 0.22903 | 241.4562 | 1261488.1931 | 73218.684 | 34 | AG | 60 | 0.22903 | 241.4562 | 1261488.1931 | 73218.684 | '60' |  |  |  | Transmission LCOE (using substation) | 16 | 12 | 26 |  | Capacity value ratio using | #N/A | ACEC-specific
|  |  | 0 | 0 | 0 | 0 | 0 | 0 | 0 | 0 | 0 | 0 | 0 | 0 | 0 | 0 | 0 | 0 | 0 | 0 | 0 | 0 | 0 | 0 | 0 | 0 | 0 | 0 | 0 | 0 | 0 | 0 | 0 | 0 | 0 | 0 | 0 | 0 | 0 | 0 | 0 | 0 | 0 | 0 | 0 | 0 | 0 | 0 | 0 | 0 | 0 | 0 | 0 | 0 | 0 | 0 | 0 | 0 | 0 | 0 | 0 | 0 | 0 | 0 |  | 1.1947 | 0 | 1.0314 | 10.5894 | 7.4042 | 0 | 0 | 0 | 0 | 0 | 0 | 0 | 0 | 0 | 0 | 0 | 0 | 0 | 0 | 0 | 0 | 0 |  |  | 35 | #N/A | #N/A | #N/A | #N/A | #N/A | #N/A | 35 | #N/A | #N/A | #N/A | #N/A | #N/A | #N/A | #N/A |  |  |  | Road LCOE | 37 | 28 | 24 |  | Distance to Load Centers | 15%
|  |  | 0 | 0 | 0 | 0 | 0 | 0 | 0 | 0 | 0 | 0 | 0 | 0 | 0 | 0 | 0 | 0 | 0 | 0 | 0 | 0 | 0 | 0 | 0 | 0 | 0 | 0 | 0 | 0 | 0 | 0 | 0 | 0 | 0 | 0 | 0 | 0 | 0 | 0 | 0 | 0 | 0 | 0 | 0 | 0 | 0 | 0 | 0 | 0 | 0 | 0 | 0 | 0 | 0 | 0 | 0 | 0 | 0 | 0 | 0 | 0 | 0 | 0 |  | 1.1947 | 0 | 1.0314 | 10.5894 | 7.4042 | 0 | 0 | 0 | 0 | 0 | 0 | 0 | 0 | 0 | 0 | 0 | 0 | 0 | 0 | 0 | 0 | 0 |  |  | 36 | #N/A | #N/A | #N/A | #N/A | #N/A | #N/A | 36 | #N/A | #N/A | #N/A | #N/A | #N/A | #N/A | #N/A |  |  |  | Minimum |  |  |  |  | Distance to Wind Plant | 10% | Scoring weights for LCOE
|  |  | 0 | 0 | 0 | 0 | 0 | 0 | 0 | 0 | 0 | 0 | 0 | 0 | 0 | 0 | 0 | 0 | 0 | 0 | 0 | 0 | 0 | 0 | 0 | 0 | 0 | 0 | 0 | 0 | 0 | 0 | 0 | 0 | 0 | 0 | 0 | 0 | 0 | 0 | 0 | 0 | 0 | 0 | 0 | 0 | 0 | 0 | 0 | 0 | 0 | 0 | 0 | 0 | 0 | 0 | 0 | 0 | 0 | 0 | 0 | 0 | 0 | 0 |  | 1.1947 | 0 | 1.0314 | 10.5894 | 7.4042 | 0 | 0 | 0 | 0 | 0 | 0 | 0 | 0 | 0 | 0 | 0 | 0 | 0 | 0 | 0 | 0 | 0 |  |  | 37 | #N/A | #N/A | #N/A | #N/A | #N/A | #N/A | 37 | #N/A | #N/A | #N/A | #N/A | #N/A | #N/A | #N/A |  |  |  | Total LCOE (using transmission line) | 40 | 171 | 117 |  | Distance to Geothermal Plant | 5% | LCOE total
|  |  | 0 | 0 | 0 | 0 | 0 | 0 | 0 | 0 | 0 | 0 | 0 | 0 | 0 | 0 | 0 | 0 | 0 | 0 | 0 | 0 | 0 | 0 | 0 | 0 | 0 | 0 | 0 | 0 | 0 | 0 | 0 | 0 | 0 | 0 | 0 | 0 | 0 | 0 | 0 | 0 | 0 | 0 | 0 | 0 | 0 | 0 | 0 | 0 | 0 | 0 | 0 | 0 | 0 | 0 | 0 | 0 | 0 | 0 | 0 | 0 | 0 | 0 |  | 1.1947 | 0 | 1.0314 | 10.5894 | 7.4042 | 0 | 0 | 0 | 0 | 0 | 0 | 0 | 0 | 0 | 0 | 0 | 0 | 0 | 0 | 0 | 0 | 0 |  |  | 38 | #N/A | #N/A | #N/A | #N/A | #N/A | #N/A | 38 | #N/A | #N/A | #N/A | #N/A | #N/A | #N/A | #N/A |  |  |  | Total LCOE (using substation) | 40 | 172 | 118 |  | Distance to Any RE Plant | #N/A | LCOE separate components
|  |  | 0 | 0 | 0 | 0 | 0 | 0 | 0 | 0 | 0 | 0 | 0 | 0 | 0 | 0 | 0 | 0 | 0 | 0 | 0 | 0 | 0 | 0 | 0 | 0 | 0 | 0 | 0 | 0 | 0 | 0 | 0 | 0 | 0 | 0 | 0 | 0 | 0 | 0 | 0 | 0 | 0 | 0 | 0 | 0 | 0 | 0 | 0 | 0 | 0 | 0 | 0 | 0 | 0 | 0 | 0 | 0 | 0 | 0 | 0 | 0 | 0 | 0 |  | 1.1947 | 0 | 1.0314 | 10.5894 | 7.4042 | 0 | 0 | 0 | 0 | 0 | 0 | 0 | 0 | 0 | 0 | 0 | 0 | 0 | 0 | 0 | 0 | 0 |  |  | 39 | #N/A | #N/A | #N/A | #N/A | #N/A | #N/A | 39 | #N/A | #N/A | #N/A | #N/A | #N/A | #N/A | #N/A |  |  |  | Generation LCOE | 36 | 167 | 112 |  | Colocation Potential with PV | 5%
|  |  | 0 | 0 | 0 | 0 | 0 | 0 | 0 | 0 | 0 | 0 | 0 | 0 | 0 | 0 | 0 | 0 | 0 | 0 | 0 | 0 | 0 | 0 | 0 | 0 | 0 | 0 | 0 | 0 | 0 | 0 | 0 | 0 | 0 | 0 | 0 | 0 | 0 | 0 | 0 | 0 | 0 | 0 | 0 | 0 | 0 | 0 | 0 | 0 | 0 | 0 | 0 | 0 | 0 | 0 | 0 | 0 | 0 | 0 | 0 | 0 | 0 | 0 |  | 1.1947 | 0 | 1.0314 | 10.5894 | 7.4042 | 0 | 0 | 0 | 0 | 0 | 0 | 0 | 0 | 0 | 0 | 0 | 0 | 0 | 0 | 0 | 0 | 0 |  |  | 40 | #N/A | #N/A | #N/A | #N/A | #N/A | #N/A | 40 | #N/A | #N/A | #N/A | #N/A | #N/A | #N/A | #N/A |  |  |  | Transmission LCOE (using transmission line) | 1 | 1 | 3 |  | Colocation Potential with CSP | 5% | Reference on supply curve
|  |  | 0 | 0 | 0 | 0 | 0 | 0 | 0 | 0 | 0 | 0 | 0 | 0 | 0 | 0 | 0 | 0 | 0 | 0 | 0 | 0 | 0 | 0 | 0 | 0 | 0 | 0 | 0 | 0 | 0 | 0 | 0 | 0 | 0 | 0 | 0 | 0 | 0 | 0 | 0 | 0 | 0 | 0 | 0 | 0 | 0 | 0 | 0 | 0 | 0 | 0 | 0 | 0 | 0 | 0 | 0 | 0 | 0 | 0 | 0 | 0 | 0 | 0 |  | 1.1947 | 0 | 1.0314 | 10.5894 | 7.4042 | 0 | 0 | 0 | 0 | 0 | 0 | 0 | 0 | 0 | 0 | 0 | 0 | 0 | 0 | 0 | 0 | 0 |  |  | 41 | #N/A | #N/A | #N/A | #N/A | #N/A | #N/A | 41 | #N/A | #N/A | #N/A | #N/A | #N/A | #N/A | #N/A |  |  |  | Transmission LCOE (using substation) | 1 | 1 | 3 |  | Land Use Land Cover | 5% | demand in 2030
|  |  | 0 | 0 | 0 | 0 | 0 | 0 | 0 | 0 | 0 | 0 | 0 | 0 | 0 | 0 | 0 | 0 | 0 | 0 | 0 | 0 | 0 | 0 | 0 | 0 | 0 | 0 | 0 | 0 | 0 | 0 | 0 | 0 | 0 | 0 | 0 | 0 | 0 | 0 | 0 | 0 | 0 | 0 | 0 | 0 | 0 | 0 | 0 | 0 | 0 | 0 | 0 | 0 | 0 | 0 | 0 | 0 | 0 | 0 | 0 | 0 | 0 | 0 |  | 1.1947 | 0 | 1.0314 | 10.5894 | 7.4042 | 0 | 0 | 0 | 0 | 0 | 0 | 0 | 0 | 0 | 0 | 0 | 0 | 0 | 0 | 0 | 0 | 0 |  |  | 42 | #N/A | #N/A | #N/A | #N/A | #N/A | #N/A | 42 | #N/A | #N/A | #N/A | #N/A | #N/A | #N/A | #N/A |  |  |  | Road LCOE | 0 | 0 | 0 |  | Population Density | 5% | CSP generation target
|  |  | 0 | 0 | 0 | 0 | 0 | 0 | 0 | 0 | 0 | 0 | 0 | 0 | 0 | 0 | 0 | 0 | 0 | 0 | 0 | 0 | 0 | 0 | 0 | 0 | 0 | 0 | 0 | 0 | 0 | 0 | 0 | 0 | 0 | 0 | 0 | 0 | 0 | 0 | 0 | 0 | 0 | 0 | 0 | 0 | 0 | 0 | 0 | 0 | 0 | 0 | 0 | 0 | 0 | 0 | 0 | 0 | 0 | 0 | 0 | 0 | 0 | 0 |  | 1.1947 | 0 | 1.0314 | 10.5894 | 7.4042 | 0 | 0 | 0 | 0 | 0 | 0 | 0 | 0 | 0 | 0 | 0 | 0 | 0 | 0 | 0 | 0 | 0 |  |  | 43 | #N/A | #N/A | #N/A | #N/A | #N/A | #N/A | 43 | #N/A | #N/A | #N/A | #N/A | #N/A | #N/A | #N/A | [8 empty] | Human footprint | 5%
|  |  | 0 | 0 | 0 | 0 | 0 | 0 | 0 | 0 | 0 | 0 | 0 | 0 | 0 | 0 | 0 | 0 | 0 | 0 | 0 | 0 | 0 | 0 | 0 | 0 | 0 | 0 | 0 | 0 | 0 | 0 | 0 | 0 | 0 | 0 | 0 | 0 | 0 | 0 | 0 | 0 | 0 | 0 | 0 | 0 | 0 | 0 | 0 | 0 | 0 | 0 | 0 | 0 | 0 | 0 | 0 | 0 | 0 | 0 | 0 | 0 | 0 | 0 |  | 1.1947 | 0 | 1.0314 | 10.5894 | 7.4042 | 0 | 0 | 0 | 0 | 0 | 0 | 0 | 0 | 0 | 0 | 0 | 0 | 0 | 0 | 0 | 0 | 0 |  |  | 44 | #N/A | #N/A | #N/A | #N/A | #N/A | #N/A | 44 | #N/A | #N/A | #N/A | #N/A | #N/A | #N/A | #N/A | [8 empty] | Slope | 5% | Turbine choice
|  |  | 0 | 0 | 0 | 0 | 0 | 0 | 0 | 0 | 0 | 0 | 0 | 0 | 0 | 0 | 0 | 0 | 0 | 0 | 0 | 0 | 0 | 0 | 0 | 0 | 0 | 0 | 0 | 0 | 0 | 0 | 0 | 0 | 0 | 0 | 0 | 0 | 0 | 0 | 0 | 0 | 0 | 0 | 0 | 0 | 0 | 0 | 0 | 0 | 0 | 0 | 0 | 0 | 0 | 0 | 0 | 0 | 0 | 0 | 0 | 0 | 0 | 0 |  | 1.1947 | 0 | 1.0314 | 10.5894 | 7.4042 | 0 | 0 | 0 | 0 | 0 | 0 | 0 | 0 | 0 | 0 | 0 | 0 | 0 | 0 | 0 | 0 | 0 |  |  | 45 | #N/A | #N/A | #N/A | #N/A | #N/A | #N/A | 45 | #N/A | #N/A | #N/A | #N/A | #N/A | #N/A | #N/A | [10 empty] | Optimally chosen
|  |  | 0 | 0 | 0 | 0 | 0 | 0 | 0 | 0 | 0 | 0 | 0 | 0 | 0 | 0 | 0 | 0 | 0 | 0 | 0 | 0 | 0 | 0 | 0 | 0 | 0 | 0 | 0 | 0 | 0 | 0 | 0 | 0 | 0 | 0 | 0 | 0 | 0 | 0 | 0 | 0 | 0 | 0 | 0 | 0 | 0 | 0 | 0 | 0 | 0 | 0 | 0 | 0 | 0 | 0 | 0 | 0 | 0 | 0 | 0 | 0 | 0 | 0 |  | 1.1947 | 0 | 1.0314 | 10.5894 | 7.4042 | 0 | 0 | 0 | 0 | 0 | 0 | 0 | 0 | 0 | 0 | 0 | 0 | 0 | 0 | 0 | 0 | 0 |  |  | 46 | #N/A | #N/A | #N/A | #N/A | #N/A | #N/A | 46 | #N/A | #N/A | #N/A | #N/A | #N/A | #N/A | #N/A | [10 empty] | Class II
|  |  | 0 | 0 | 0 | 0 | 0 | 0 | 0 | 0 | 0 | 0 | 0 | 0 | 0 | 0 | 0 | 0 | 0 | 0 | 0 | 0 | 0 | 0 | 0 | 0 | 0 | 0 | 0 | 0 | 0 | 0 | 0 | 0 | 0 | 0 | 0 | 0 | 0 | 0 | 0 | 0 | 0 | 0 | 0 | 0 | 0 | 0 | 0 | 0 | 0 | 0 | 0 | 0 | 0 | 0 | 0 | 0 | 0 | 0 | 0 | 0 | 0 | 0 |  | 1.1947 | 0 | 1.0314 | 10.5894 | 7.4042 | 0 | 0 | 0 | 0 | 0 | 0 | 0 | 0 | 0 | 0 | 0 | 0 | 0 | 0 | 0 | 0 | 0 |  |  | 47 | #N/A | #N/A | #N/A | #N/A | #N/A | #N/A | 47 | #N/A | #N/A | #N/A | #N/A | #N/A | #N/A | #N/A
|  |  | 0 | 0 | 0 | 0 | 0 | 0 | 0 | 0 | 0 | 0 | 0 | 0 | 0 | 0 | 0 | 0 | 0 | 0 | 0 | 0 | 0 | 0 | 0 | 0 | 0 | 0 | 0 | 0 | 0 | 0 | 0 | 0 | 0 | 0 | 0 | 0 | 0 | 0 | 0 | 0 | 0 | 0 | 0 | 0 | 0 | 0 | 0 | 0 | 0 | 0 | 0 | 0 | 0 | 0 | 0 | 0 | 0 | 0 | 0 | 0 | 0 | 0 |  | 1.1947 | 0 | 1.0314 | 10.5894 | 7.4042 | 0 | 0 | 0 | 0 | 0 | 0 | 0 | 0 | 0 | 0 | 0 | 0 | 0 | 0 | 0 | 0 | 0 |  |  | 48 | #N/A | #N/A | #N/A | #N/A | #N/A | #N/A | 48 | #N/A | #N/A | #N/A | #N/A | #N/A | #N/A | #N/A | [8 empty] | Number of projects within 10km of a water body | 0 | Capacity Value
|  |  | 0 | 0 | 0 | 0 | 0 | 0 | 0 | 0 | 0 | 0 | 0 | 0 | 0 | 0 | 0 | 0 | 0 | 0 | 0 | 0 | 0 | 0 | 0 | 0 | 0 | 0 | 0 | 0 | 0 | 0 | 0 | 0 | 0 | 0 | 0 | 0 | 0 | 0 | 0 | 0 | 0 | 0 | 0 | 0 | 0 | 0 | 0 | 0 | 0 | 0 | 0 | 0 | 0 | 0 | 0 | 0 | 0 | 0 | 0 | 0 | 0 | 0 |  | 1.1947 | 0 | 1.0314 | 10.5894 | 7.4042 | 0 | 0 | 0 | 0 | 0 | 0 | 0 | 0 | 0 | 0 | 0 | 0 | 0 | 0 | 0 | 0 | 0 |  |  | 49 | #N/A | #N/A | #N/A | #N/A | #N/A | #N/A | 49 | #N/A | #N/A | #N/A | #N/A | #N/A | #N/A | #N/A | [8 empty] | Distance to surface water body | #REF! | Top 10% peak hours
|  |  | 0 | 0 | 0 | 0 | 0 | 0 | 0 | 0 | 0 | 0 | 0 | 0 | 0 | 0 | 0 | 0 | 0 | 0 | 0 | 0 | 0 | 0 | 0 | 0 | 0 | 0 | 0 | 0 | 0 | 0 | 0 | 0 | 0 | 0 | 0 | 0 | 0 | 0 | 0 | 0 | 0 | 0 | 0 | 0 | 0 | 0 | 0 | 0 | 0 | 0 | 0 | 0 | 0 | 0 | 0 | 0 | 0 | 0 | 0 | 0 | 0 | 0 |  | 1.1947 | 0 | 1.0314 | 10.5894 | 7.4042 | 0 | 0 | 0 | 0 | 0 | 0 | 0 | 0 | 0 | 0 | 0 | 0 | 0 | 0 | 0 | 0 | 0 |  |  | 50 | #N/A | #N/A | #N/A | #N/A | #N/A | #N/A | 50 | #N/A | #N/A | #N/A | #N/A | #N/A | #N/A | #N/A | [10 empty] | Chosen 3 hours in a day - 1 year
|  |  | 0 | 0 | 0 | 0 | 0 | 0 | 0 | 0 | 0 | 0 | 0 | 0 | 0 | 0 | 0 | 0 | 0 | 0 | 0 | 0 | 0 | 0 | 0 | 0 | 0 | 0 | 0 | 0 | 0 | 0 | 0 | 0 | 0 | 0 | 0 | 0 | 0 | 0 | 0 | 0 | 0 | 0 | 0 | 0 | 0 | 0 | 0 | 0 | 0 | 0 | 0 | 0 | 0 | 0 | 0 | 0 | 0 | 0 | 0 | 0 | 0 | 0 |  | 1.1947 | 0 | 1.0314 | 10.5894 | 7.4042 | 0 | 0 | 0 | 0 | 0 | 0 | 0 | 0 | 0 | 0 | 0 | 0 | 0 | 0 | 0 | 0 | 0 |  |  | 51 | #N/A | #N/A | #N/A | #N/A | #N/A | #N/A | 51 | #N/A | #N/A | #N/A | #N/A | #N/A | #N/A | #N/A | [10 empty] | Chosen 3 hours in a day - 10 years
|  |  | 0 | 0 | 0 | 0 | 0 | 0 | 0 | 0 | 0 | 0 | 0 | 0 | 0 | 0 | 0 | 0 | 0 | 0 | 0 | 0 | 0 | 0 | 0 | 0 | 0 | 0 | 0 | 0 | 0 | 0 | 0 | 0 | 0 | 0 | 0 | 0 | 0 | 0 | 0 | 0 | 0 | 0 | 0 | 0 | 0 | 0 | 0 | 0 | 0 | 0 | 0 | 0 | 0 | 0 | 0 | 0 | 0 | 0 | 0 | 0 | 0 | 0 |  | 1.1947 | 0 | 1.0314 | 10.5894 | 7.4042 | 0 | 0 | 0 | 0 | 0 | 0 | 0 | 0 | 0 | 0 | 0 | 0 | 0 | 0 | 0 | 0 | 0 |  |  | 52 | #N/A | #N/A | #N/A | #N/A | #N/A | #N/A | 52 | #N/A | #N/A | #N/A | #N/A | #N/A | #N/A | #N/A
|  |  | 0 | 0 | 0 | 0 | 0 | 0 | 0 | 0 | 0 | 0 | 0 | 0 | 0 | 0 | 0 | 0 | 0 | 0 | 0 | 0 | 0 | 0 | 0 | 0 | 0 | 0 | 0 | 0 | 0 | 0 | 0 | 0 | 0 | 0 | 0 | 0 | 0 | 0 | 0 | 0 | 0 | 0 | 0 | 0 | 0 | 0 | 0 | 0 | 0 | 0 | 0 | 0 | 0 | 0 | 0 | 0 | 0 | 0 | 0 | 0 | 0 | 0 |  | 1.1947 | 0 | 1.0314 | 10.5894 | 7.4042 | 0 | 0 | 0 | 0 | 0 | 0 | 0 | 0 | 0 | 0 | 0 | 0 | 0 | 0 | 0 | 0 | 0 |  |  | 53 | #N/A | #N/A | #N/A | #N/A | #N/A | #N/A | 53 | #N/A | #N/A | #N/A | #N/A | #N/A | #N/A | #N/A | [10 empty] | CSP Thermal Storage
|  |  | 0 | 0 | 0 | 0 | 0 | 0 | 0 | 0 | 0 | 0 | 0 | 0 | 0 | 0 | 0 | 0 | 0 | 0 | 0 | 0 | 0 | 0 | 0 | 0 | 0 | 0 | 0 | 0 | 0 | 0 | 0 | 0 | 0 | 0 | 0 | 0 | 0 | 0 | 0 | 0 | 0 | 0 | 0 | 0 | 0 | 0 | 0 | 0 | 0 | 0 | 0 | 0 | 0 | 0 | 0 | 0 | 0 | 0 | 0 | 0 | 0 | 0 |  | 1.1947 | 0 | 1.0314 | 10.5894 | 7.4042 | 0 | 0 | 0 | 0 | 0 | 0 | 0 | 0 | 0 | 0 | 0 | 0 | 0 | 0 | 0 | 0 | 0 |  |  | 54 | #N/A | #N/A | #N/A | #N/A | #N/A | #N/A | 54 | #N/A | #N/A | #N/A | #N/A | #N/A | #N/A | #N/A | [10 empty] | 6h Storage
|  |  | 0 | 0 | 0 | 0 | 0 | 0 | 0 | 0 | 0 | 0 | 0 | 0 | 0 | 0 | 0 | 0 | 0 | 0 | 0 | 0 | 0 | 0 | 0 | 0 | 0 | 0 | 0 | 0 | 0 | 0 | 0 | 0 | 0 | 0 | 0 | 0 | 0 | 0 | 0 | 0 | 0 | 0 | 0 | 0 | 0 | 0 | 0 | 0 | 0 | 0 | 0 | 0 | 0 | 0 | 0 | 0 | 0 | 0 | 0 | 0 | 0 | 0 |  | 1.1947 | 0 | 1.0314 | 10.5894 | 7.4042 | 0 | 0 | 0 | 0 | 0 | 0 | 0 | 0 | 0 | 0 | 0 | 0 | 0 | 0 | 0 | 0 | 0 |  |  | 55 | #N/A | #N/A | #N/A | #N/A | #N/A | #N/A | 55 | #N/A | #N/A | #N/A | #N/A | #N/A | #N/A | #N/A | [10 empty] | 0h Storage
|  |  | 0 | 0 | 0 | 0 | 0 | 0 | 0 | 0 | 0 | 0 | 0 | 0 | 0 | 0 | 0 | 0 | 0 | 0 | 0 | 0 | 0 | 0 | 0 | 0 | 0 | 0 | 0 | 0 | 0 | 0 | 0 | 0 | 0 | 0 | 0 | 0 | 0 | 0 | 0 | 0 | 0 | 0 | 0 | 0 | 0 | 0 | 0 | 0 | 0 | 0 | 0 | 0 | 0 | 0 | 0 | 0 | 0 | 0 | 0 | 0 | 0 | 0 |  | 1.1947 | 0 | 1.0314 | 10.5894 | 7.4042 | 0 | 0 | 0 | 0 | 0 | 0 | 0 | 0 | 0 | 0 | 0 | 0 | 0 | 0 | 0 | 0 | 0 |  |  | 56 | #N/A | #N/A | #N/A | #N/A | #N/A | #N/A | 56 | #N/A | #N/A | #N/A | #N/A | #N/A | #N/A | #N/A
|  |  | 0 | 0 | 0 | 0 | 0 | 0 | 0 | 0 | 0 | 0 | 0 | 0 | 0 | 0 | 0 | 0 | 0 | 0 | 0 | 0 | 0 | 0 | 0 | 0 | 0 | 0 | 0 | 0 | 0 | 0 | 0 | 0 | 0 | 0 | 0 | 0 | 0 | 0 | 0 | 0 | 0 | 0 | 0 | 0 | 0 | 0 | 0 | 0 | 0 | 0 | 0 | 0 | 0 | 0 | 0 | 0 | 0 | 0 | 0 | 0 | 0 | 0 |  | 1.1947 | 0 | 1.0314 | 10.5894 | 7.4042 | 0 | 0 | 0 | 0 | 0 | 0 | 0 | 0 | 0 | 0 | 0 | 0 | 0 | 0 | 0 | 0 | 0 |  |  | 57 | #N/A | #N/A | #N/A | #N/A | #N/A | #N/A | 57 | #N/A | #N/A | #N/A | #N/A | #N/A | #N/A | #N/A
|  |  | 0 | 0 | 0 | 0 | 0 | 0 | 0 | 0 | 0 | 0 | 0 | 0 | 0 | 0 | 0 | 0 | 0 | 0 | 0 | 0 | 0 | 0 | 0 | 0 | 0 | 0 | 0 | 0 | 0 | 0 | 0 | 0 | 0 | 0 | 0 | 0 | 0 | 0 | 0 | 0 | 0 | 0 | 0 | 0 | 0 | 0 | 0 | 0 | 0 | 0 | 0 | 0 | 0 | 0 | 0 | 0 | 0 | 0 | 0 | 0 | 0 | 0 |  | 1.1947 | 0 | 1.0314 | 10.5894 | 7.4042 | 0 | 0 | 0 | 0 | 0 | 0 | 0 | 0 | 0 | 0 | 0 | 0 | 0 | 0 | 0 | 0 | 0 |  |  | 58 | #N/A | #N/A | #N/A | #N/A | #N/A | #N/A | 58 | #N/A | #N/A | #N/A | #N/A | #N/A | #N/A | #N/A
|  |  | 0 | 0 | 0 | 0 | 0 | 0 | 0 | 0 | 0 | 0 | 0 | 0 | 0 | 0 | 0 | 0 | 0 | 0 | 0 | 0 | 0 | 0 | 0 | 0 | 0 | 0 | 0 | 0 | 0 | 0 | 0 | 0 | 0 | 0 | 0 | 0 | 0 | 0 | 0 | 0 | 0 | 0 | 0 | 0 | 0 | 0 | 0 | 0 | 0 | 0 | 0 | 0 | 0 | 0 | 0 | 0 | 0 | 0 | 0 | 0 | 0 | 0 |  | 1.1947 | 0 | 1.0314 | 10.5894 | 7.4042 | 0 | 0 | 0 | 0 | 0 | 0 | 0 | 0 | 0 | 0 | 0 | 0 | 0 | 0 | 0 | 0 | 0 |  |  | 59 | #N/A | #N/A | #N/A | #N/A | #N/A | #N/A | 59 | #N/A | #N/A | #N/A | #N/A | #N/A | #N/A | #N/A
|  |  | 0 | 0 | 0 | 0 | 0 | 0 | 0 | 0 | 0 | 0 | 0 | 0 | 0 | 0 | 0 | 0 | 0 | 0 | 0 | 0 | 0 | 0 | 0 | 0 | 0 | 0 | 0 | 0 | 0 | 0 | 0 | 0 | 0 | 0 | 0 | 0 | 0 | 0 | 0 | 0 | 0 | 0 | 0 | 0 | 0 | 0 | 0 | 0 | 0 | 0 | 0 | 0 | 0 | 0 | 0 | 0 | 0 | 0 | 0 | 0 | 0 | 0 |  | 1.1947 | 0 | 1.0314 | 10.5894 | 7.4042 | 0 | 0 | 0 | 0 | 0 | 0 | 0 | 0 | 0 | 0 | 0 | 0 | 0 | 0 | 0 | 0 | 0 |  |  | 60 | #N/A | #N/A | #N/A | #N/A | #N/A | #N/A | 60 | #N/A | #N/A | #N/A | #N/A | #N/A | #N/A | #N/A
|  |  | 0 | 0 | 0 | 0 | 0 | 0 | 0 | 0 | 0 | 0 | 0 | 0 | 0 | 0 | 0 | 0 | 0 | 0 | 0 | 0 | 0 | 0 | 0 | 0 | 0 | 0 | 0 | 0 | 0 | 0 | 0 | 0 | 0 | 0 | 0 | 0 | 0 | 0 | 0 | 0 | 0 | 0 | 0 | 0 | 0 | 0 | 0 | 0 | 0 | 0 | 0 | 0 | 0 | 0 | 0 | 0 | 0 | 0 | 0 | 0 | 0 | 0 |  | 1.1947 | 0 | 1.0314 | 10.5894 | 7.4042 | 0 | 0 | 0 | 0 | 0 | 0 | 0 | 0 | 0 | 0 | 0 | 0 | 0 | 0 | 0 | 0 | 0 |  |  | 61 | #N/A | #N/A | #N/A | #N/A | #N/A | #N/A | 61 | #N/A | #N/A | #N/A | #N/A | #N/A | #N/A | #N/A
|  |  | 0 | 0 | 0 | 0 | 0 | 0 | 0 | 0 | 0 | 0 | 0 | 0 | 0 | 0 | 0 | 0 | 0 | 0 | 0 | 0 | 0 | 0 | 0 | 0 | 0 | 0 | 0 | 0 | 0 | 0 | 0 | 0 | 0 | 0 | 0 | 0 | 0 | 0 | 0 | 0 | 0 | 0 | 0 | 0 | 0 | 0 | 0 | 0 | 0 | 0 | 0 | 0 | 0 | 0 | 0 | 0 | 0 | 0 | 0 | 0 | 0 | 0 |  | 1.1947 | 0 | 1.0314 | 10.5894 | 7.4042 | 0 | 0 | 0 | 0 | 0 | 0 | 0 | 0 | 0 | 0 | 0 | 0 | 0 | 0 | 0 | 0 | 0 |  |  | 62 | #N/A | #N/A | #N/A | #N/A | #N/A | #N/A | 62 | #N/A | #N/A | #N/A | #N/A | #N/A | #N/A | #N/A
|  |  | 0 | 0 | 0 | 0 | 0 | 0 | 0 | 0 | 0 | 0 | 0 | 0 | 0 | 0 | 0 | 0 | 0 | 0 | 0 | 0 | 0 | 0 | 0 | 0 | 0 | 0 | 0 | 0 | 0 | 0 | 0 | 0 | 0 | 0 | 0 | 0 | 0 | 0 | 0 | 0 | 0 | 0 | 0 | 0 | 0 | 0 | 0 | 0 | 0 | 0 | 0 | 0 | 0 | 0 | 0 | 0 | 0 | 0 | 0 | 0 | 0 | 0 |  | 1.1947 | 0 | 1.0314 | 10.5894 | 7.4042 | 0 | 0 | 0 | 0 | 0 | 0 | 0 | 0 | 0 | 0 | 0 | 0 | 0 | 0 | 0 | 0 | 0 |  |  | 63 | #N/A | #N/A | #N/A | #N/A | #N/A | #N/A | 63 | #N/A | #N/A | #N/A | #N/A | #N/A | #N/A | #N/A
|  |  | 0 | 0 | 0 | 0 | 0 | 0 | 0 | 0 | 0 | 0 | 0 | 0 | 0 | 0 | 0 | 0 | 0 | 0 | 0 | 0 | 0 | 0 | 0 | 0 | 0 | 0 | 0 | 0 | 0 | 0 | 0 | 0 | 0 | 0 | 0 | 0 | 0 | 0 | 0 | 0 | 0 | 0 | 0 | 0 | 0 | 0 | 0 | 0 | 0 | 0 | 0 | 0 | 0 | 0 | 0 | 0 | 0 | 0 | 0 | 0 | 0 | 0 |  | 1.1947 | 0 | 1.0314 | 10.5894 | 7.4042 | 0 | 0 | 0 | 0 | 0 | 0 | 0 | 0 | 0 | 0 | 0 | 0 | 0 | 0 | 0 | 0 | 0 |  |  | 64 | #N/A | #N/A | #N/A | #N/A | #N/A | #N/A | 64 | #N/A | #N/A | #N/A | #N/A | #N/A | #N/A | #N/A
|  |  | 0 | 0 | 0 | 0 | 0 | 0 | 0 | 0 | 0 | 0 | 0 | 0 | 0 | 0 | 0 | 0 | 0 | 0 | 0 | 0 | 0 | 0 | 0 | 0 | 0 | 0 | 0 | 0 | 0 | 0 | 0 | 0 | 0 | 0 | 0 | 0 | 0 | 0 | 0 | 0 | 0 | 0 | 0 | 0 | 0 | 0 | 0 | 0 | 0 | 0 | 0 | 0 | 0 | 0 | 0 | 0 | 0 | 0 | 0 | 0 | 0 | 0 |  | 1.1947 | 0 | 1.0314 | 10.5894 | 7.4042 | 0 | 0 | 0 | 0 | 0 | 0 | 0 | 0 | 0 | 0 | 0 | 0 | 0 | 0 | 0 | 0 | 0 |  |  | 65 | #N/A | #N/A | #N/A | #N/A | #N/A | #N/A | 65 | #N/A | #N/A | #N/A | #N/A | #N/A | #N/A | #N/A
|  |  | 0 | 0 | 0 | 0 | 0 | 0 | 0 | 0 | 0 | 0 | 0 | 0 | 0 | 0 | 0 | 0 | 0 | 0 | 0 | 0 | 0 | 0 | 0 | 0 | 0 | 0 | 0 | 0 | 0 | 0 | 0 | 0 | 0 | 0 | 0 | 0 | 0 | 0 | 0 | 0 | 0 | 0 | 0 | 0 | 0 | 0 | 0 | 0 | 0 | 0 | 0 | 0 | 0 | 0 | 0 | 0 | 0 | 0 | 0 | 0 | 0 | 0 |  | 1.1947 | 0 | 1.0314 | 10.5894 | 7.4042 | 0 | 0 | 0 | 0 | 0 | 0 | 0 | 0 | 0 | 0 | 0 | 0 | 0 | 0 | 0 | 0 | 0 |  |  | 66 | #N/A | #N/A | #N/A | #N/A | #N/A | #N/A | 66 | #N/A | #N/A | #N/A | #N/A | #N/A | #N/A | #N/A
|  |  | 0 | 0 | 0 | 0 | 0 | 0 | 0 | 0 | 0 | 0 | 0 | 0 | 0 | 0 | 0 | 0 | 0 | 0 | 0 | 0 | 0 | 0 | 0 | 0 | 0 | 0 | 0 | 0 | 0 | 0 | 0 | 0 | 0 | 0 | 0 | 0 | 0 | 0 | 0 | 0 | 0 | 0 | 0 | 0 | 0 | 0 | 0 | 0 | 0 | 0 | 0 | 0 | 0 | 0 | 0 | 0 | 0 | 0 | 0 | 0 | 0 | 0 |  | 1.1947 | 0 | 1.0314 | 10.5894 | 7.4042 | 0 | 0 | 0 | 0 | 0 | 0 | 0 | 0 | 0 | 0 | 0 | 0 | 0 | 0 | 0 | 0 | 0 |  |  | 67 | #N/A | #N/A | #N/A | #N/A | #N/A | #N/A | 67 | #N/A | #N/A | #N/A | #N/A | #N/A | #N/A | #N/A
|  |  | 0 | 0 | 0 | 0 | 0 | 0 | 0 | 0 | 0 | 0 | 0 | 0 | 0 | 0 | 0 | 0 | 0 | 0 | 0 | 0 | 0 | 0 | 0 | 0 | 0 | 0 | 0 | 0 | 0 | 0 | 0 | 0 | 0 | 0 | 0 | 0 | 0 | 0 | 0 | 0 | 0 | 0 | 0 | 0 | 0 | 0 | 0 | 0 | 0 | 0 | 0 | 0 | 0 | 0 | 0 | 0 | 0 | 0 | 0 | 0 | 0 | 0 |  | 1.1947 | 0 | 1.0314 | 10.5894 | 7.4042 | 0 | 0 | 0 | 0 | 0 | 0 | 0 | 0 | 0 | 0 | 0 | 0 | 0 | 0 | 0 | 0 | 0 |  |  | 68 | #N/A | #N/A | #N/A | #N/A | #N/A | #N/A | 68 | #N/A | #N/A | #N/A | #N/A | #N/A | #N/A | #N/A
|  |  | 0 | 0 | 0 | 0 | 0 | 0 | 0 | 0 | 0 | 0 | 0 | 0 | 0 | 0 | 0 | 0 | 0 | 0 | 0 | 0 | 0 | 0 | 0 | 0 | 0 | 0 | 0 | 0 | 0 | 0 | 0 | 0 | 0 | 0 | 0 | 0 | 0 | 0 | 0 | 0 | 0 | 0 | 0 | 0 | 0 | 0 | 0 | 0 | 0 | 0 | 0 | 0 | 0 | 0 | 0 | 0 | 0 | 0 | 0 | 0 | 0 | 0 |  | 1.1947 | 0 | 1.0314 | 10.5894 | 7.4042 | 0 | 0 | 0 | 0 | 0 | 0 | 0 | 0 | 0 | 0 | 0 | 0 | 0 | 0 | 0 | 0 | 0 |  |  | 69 | #N/A | #N/A | #N/A | #N/A | #N/A | #N/A | 69 | #N/A | #N/A | #N/A | #N/A | #N/A | #N/A | #N/A
|  |  | 0 | 0 | 0 | 0 | 0 | 0 | 0 | 0 | 0 | 0 | 0 | 0 | 0 | 0 | 0 | 0 | 0 | 0 | 0 | 0 | 0 | 0 | 0 | 0 | 0 | 0 | 0 | 0 | 0 | 0 | 0 | 0 | 0 | 0 | 0 | 0 | 0 | 0 | 0 | 0 | 0 | 0 | 0 | 0 | 0 | 0 | 0 | 0 | 0 | 0 | 0 | 0 | 0 | 0 | 0 | 0 | 0 | 0 | 0 | 0 | 0 | 0 |  | 1.1947 | 0 | 1.0314 | 10.5894 | 7.4042 | 0 | 0 | 0 | 0 | 0 | 0 | 0 | 0 | 0 | 0 | 0 | 0 | 0 | 0 | 0 | 0 | 0 |  |  | 70 | #N/A | #N/A | #N/A | #N/A | #N/A | #N/A | 70 | #N/A | #N/A | #N/A | #N/A | #N/A | #N/A | #N/A
|  |  | 0 | 0 | 0 | 0 | 0 | 0 | 0 | 0 | 0 | 0 | 0 | 0 | 0 | 0 | 0 | 0 | 0 | 0 | 0 | 0 | 0 | 0 | 0 | 0 | 0 | 0 | 0 | 0 | 0 | 0 | 0 | 0 | 0 | 0 | 0 | 0 | 0 | 0 | 0 | 0 | 0 | 0 | 0 | 0 | 0 | 0 | 0 | 0 | 0 | 0 | 0 | 0 | 0 | 0 | 0 | 0 | 0 | 0 | 0 | 0 | 0 | 0 |  | 1.1947 | 0 | 1.0314 | 10.5894 | 7.4042 | 0 | 0 | 0 | 0 | 0 | 0 | 0 | 0 | 0 | 0 | 0 | 0 | 0 | 0 | 0 | 0 | 0 |  |  | 71 | #N/A | #N/A | #N/A | #N/A | #N/A | #N/A | 71 | #N/A | #N/A | #N/A | #N/A | #N/A | #N/A | #N/A
|  |  | 0 | 0 | 0 | 0 | 0 | 0 | 0 | 0 | 0 | 0 | 0 | 0 | 0 | 0 | 0 | 0 | 0 | 0 | 0 | 0 | 0 | 0 | 0 | 0 | 0 | 0 | 0 | 0 | 0 | 0 | 0 | 0 | 0 | 0 | 0 | 0 | 0 | 0 | 0 | 0 | 0 | 0 | 0 | 0 | 0 | 0 | 0 | 0 | 0 | 0 | 0 | 0 | 0 | 0 | 0 | 0 | 0 | 0 | 0 | 0 | 0 | 0 |  | 1.1947 | 0 | 1.0314 | 10.5894 | 7.4042 | 0 | 0 | 0 | 0 | 0 | 0 | 0 | 0 | 0 | 0 | 0 | 0 | 0 | 0 | 0 | 0 | 0 |  |  | 72 | #N/A | #N/A | #N/A | #N/A | #N/A | #N/A | 72 | #N/A | #N/A | #N/A | #N/A | #N/A | #N/A | #N/A
|  |  | 0 | 0 | 0 | 0 | 0 | 0 | 0 | 0 | 0 | 0 | 0 | 0 | 0 | 0 | 0 | 0 | 0 | 0 | 0 | 0 | 0 | 0 | 0 | 0 | 0 | 0 | 0 | 0 | 0 | 0 | 0 | 0 | 0 | 0 | 0 | 0 | 0 | 0 | 0 | 0 | 0 | 0 | 0 | 0 | 0 | 0 | 0 | 0 | 0 | 0 | 0 | 0 | 0 | 0 | 0 | 0 | 0 | 0 | 0 | 0 | 0 | 0 |  | 1.1947 | 0 | 1.0314 | 10.5894 | 7.4042 | 0 | 0 | 0 | 0 | 0 | 0 | 0 | 0 | 0 | 0 | 0 | 0 | 0 | 0 | 0 | 0 | 0 |  |  | 73 | #N/A | #N/A | #N/A | #N/A | #N/A | #N/A | 73 | #N/A | #N/A | #N/A | #N/A | #N/A | #N/A | #N/A
|  |  | 0 | 0 | 0 | 0 | 0 | 0 | 0 | 0 | 0 | 0 | 0 | 0 | 0 | 0 | 0 | 0 | 0 | 0 | 0 | 0 | 0 | 0 | 0 | 0 | 0 | 0 | 0 | 0 | 0 | 0 | 0 | 0 | 0 | 0 | 0 | 0 | 0 | 0 | 0 | 0 | 0 | 0 | 0 | 0 | 0 | 0 | 0 | 0 | 0 | 0 | 0 | 0 | 0 | 0 | 0 | 0 | 0 | 0 | 0 | 0 | 0 | 0 |  | 1.1947 | 0 | 1.0314 | 10.5894 | 7.4042 | 0 | 0 | 0 | 0 | 0 | 0 | 0 | 0 | 0 | 0 | 0 | 0 | 0 | 0 | 0 | 0 | 0 |  |  | 74 | #N/A | #N/A | #N/A | #N/A | #N/A | #N/A | 74 | #N/A | #N/A | #N/A | #N/A | #N/A | #N/A | #N/A
|  |  | 0 | 0 | 0 | 0 | 0 | 0 | 0 | 0 | 0 | 0 | 0 | 0 | 0 | 0 | 0 | 0 | 0 | 0 | 0 | 0 | 0 | 0 | 0 | 0 | 0 | 0 | 0 | 0 | 0 | 0 | 0 | 0 | 0 | 0 | 0 | 0 | 0 | 0 | 0 | 0 | 0 | 0 | 0 | 0 | 0 | 0 | 0 | 0 | 0 | 0 | 0 | 0 | 0 | 0 | 0 | 0 | 0 | 0 | 0 | 0 | 0 | 0 |  | 1.1947 | 0 | 1.0314 | 10.5894 | 7.4042 | 0 | 0 | 0 | 0 | 0 | 0 | 0 | 0 | 0 | 0 | 0 | 0 | 0 | 0 | 0 | 0 | 0 |  |  | 75 | #N/A | #N/A | #N/A | #N/A | #N/A | #N/A | 75 | #N/A | #N/A | #N/A | #N/A | #N/A | #N/A | #N/A
|  |  | 0 | 0 | 0 | 0 | 0 | 0 | 0 | 0 | 0 | 0 | 0 | 0 | 0 | 0 | 0 | 0 | 0 | 0 | 0 | 0 | 0 | 0 | 0 | 0 | 0 | 0 | 0 | 0 | 0 | 0 | 0 | 0 | 0 | 0 | 0 | 0 | 0 | 0 | 0 | 0 | 0 | 0 | 0 | 0 | 0 | 0 | 0 | 0 | 0 | 0 | 0 | 0 | 0 | 0 | 0 | 0 | 0 | 0 | 0 | 0 | 0 | 0 |  | 1.1947 | 0 | 1.0314 | 10.5894 | 7.4042 | 0 | 0 | 0 | 0 | 0 | 0 | 0 | 0 | 0 | 0 | 0 | 0 | 0 | 0 | 0 | 0 | 0 |  |  | 76 | #N/A | #N/A | #N/A | #N/A | #N/A | #N/A | 76 | #N/A | #N/A | #N/A | #N/A | #N/A | #N/A | #N/A
|  |  | 0 | 0 | 0 | 0 | 0 | 0 | 0 | 0 | 0 | 0 | 0 | 0 | 0 | 0 | 0 | 0 | 0 | 0 | 0 | 0 | 0 | 0 | 0 | 0 | 0 | 0 | 0 | 0 | 0 | 0 | 0 | 0 | 0 | 0 | 0 | 0 | 0 | 0 | 0 | 0 | 0 | 0 | 0 | 0 | 0 | 0 | 0 | 0 | 0 | 0 | 0 | 0 | 0 | 0 | 0 | 0 | 0 | 0 | 0 | 0 | 0 | 0 |  | 1.1947 | 0 | 1.0314 | 10.5894 | 7.4042 | 0 | 0 | 0 | 0 | 0 | 0 | 0 | 0 | 0 | 0 | 0 | 0 | 0 | 0 | 0 | 0 | 0 |  |  | 77 | #N/A | #N/A | #N/A | #N/A | #N/A | #N/A | 77 | #N/A | #N/A | #N/A | #N/A | #N/A | #N/A | #N/A
|  |  | 0 | 0 | 0 | 0 | 0 | 0 | 0 | 0 | 0 | 0 | 0 | 0 | 0 | 0 | 0 | 0 | 0 | 0 | 0 | 0 | 0 | 0 | 0 | 0 | 0 | 0 | 0 | 0 | 0 | 0 | 0 | 0 | 0 | 0 | 0 | 0 | 0 | 0 | 0 | 0 | 0 | 0 | 0 | 0 | 0 | 0 | 0 | 0 | 0 | 0 | 0 | 0 | 0 | 0 | 0 | 0 | 0 | 0 | 0 | 0 | 0 | 0 |  | 1.1947 | 0 | 1.0314 | 10.5894 | 7.4042 | 0 | 0 | 0 | 0 | 0 | 0 | 0 | 0 | 0 | 0 | 0 | 0 | 0 | 0 | 0 | 0 | 0 |  |  | 78 | #N/A | #N/A | #N/A | #N/A | #N/A | #N/A | 78 | #N/A | #N/A | #N/A | #N/A | #N/A | #N/A | #N/A
|  |  | 0 | 0 | 0 | 0 | 0 | 0 | 0 | 0 | 0 | 0 | 0 | 0 | 0 | 0 | 0 | 0 | 0 | 0 | 0 | 0 | 0 | 0 | 0 | 0 | 0 | 0 | 0 | 0 | 0 | 0 | 0 | 0 | 0 | 0 | 0 | 0 | 0 | 0 | 0 | 0 | 0 | 0 | 0 | 0 | 0 | 0 | 0 | 0 | 0 | 0 | 0 | 0 | 0 | 0 | 0 | 0 | 0 | 0 | 0 | 0 | 0 | 0 |  | 1.1947 | 0 | 1.0314 | 10.5894 | 7.4042 | 0 | 0 | 0 | 0 | 0 | 0 | 0 | 0 | 0 | 0 | 0 | 0 | 0 | 0 | 0 | 0 | 0 |  |  | 79 | #N/A | #N/A | #N/A | #N/A | #N/A | #N/A | 79 | #N/A | #N/A | #N/A | #N/A | #N/A | #N/A | #N/A
|  |  | 0 | 0 | 0 | 0 | 0 | 0 | 0 | 0 | 0 | 0 | 0 | 0 | 0 | 0 | 0 | 0 | 0 | 0 | 0 | 0 | 0 | 0 | 0 | 0 | 0 | 0 | 0 | 0 | 0 | 0 | 0 | 0 | 0 | 0 | 0 | 0 | 0 | 0 | 0 | 0 | 0 | 0 | 0 | 0 | 0 | 0 | 0 | 0 | 0 | 0 | 0 | 0 | 0 | 0 | 0 | 0 | 0 | 0 | 0 | 0 | 0 | 0 |  | 1.1947 | 0 | 1.0314 | 10.5894 | 7.4042 | 0 | 0 | 0 | 0 | 0 | 0 | 0 | 0 | 0 | 0 | 0 | 0 | 0 | 0 | 0 | 0 | 0 |  |  | 80 | #N/A | #N/A | #N/A | #N/A | #N/A | #N/A | 80 | #N/A | #N/A | #N/A | #N/A | #N/A | #N/A | #N/A
|  |  | 0 | 0 | 0 | 0 | 0 | 0 | 0 | 0 | 0 | 0 | 0 | 0 | 0 | 0 | 0 | 0 | 0 | 0 | 0 | 0 | 0 | 0 | 0 | 0 | 0 | 0 | 0 | 0 | 0 | 0 | 0 | 0 | 0 | 0 | 0 | 0 | 0 | 0 | 0 | 0 | 0 | 0 | 0 | 0 | 0 | 0 | 0 | 0 | 0 | 0 | 0 | 0 | 0 | 0 | 0 | 0 | 0 | 0 | 0 | 0 | 0 | 0 |  | 1.1947 | 0 | 1.0314 | 10.5894 | 7.4042 | 0 | 0 | 0 | 0 | 0 | 0 | 0 | 0 | 0 | 0 | 0 | 0 | 0 | 0 | 0 | 0 | 0 |  |  | 81 | #N/A | #N/A | #N/A | #N/A | #N/A | #N/A | 81 | #N/A | #N/A | #N/A | #N/A | #N/A | #N/A | #N/A
|  |  | 0 | 0 | 0 | 0 | 0 | 0 | 0 | 0 | 0 | 0 | 0 | 0 | 0 | 0 | 0 | 0 | 0 | 0 | 0 | 0 | 0 | 0 | 0 | 0 | 0 | 0 | 0 | 0 | 0 | 0 | 0 | 0 | 0 | 0 | 0 | 0 | 0 | 0 | 0 | 0 | 0 | 0 | 0 | 0 | 0 | 0 | 0 | 0 | 0 | 0 | 0 | 0 | 0 | 0 | 0 | 0 | 0 | 0 | 0 | 0 | 0 | 0 |  | 1.1947 | 0 | 1.0314 | 10.5894 | 7.4042 | 0 | 0 | 0 | 0 | 0 | 0 | 0 | 0 | 0 | 0 | 0 | 0 | 0 | 0 | 0 | 0 | 0 |  |  | 82 | #N/A | #N/A | #N/A | #N/A | #N/A | #N/A | 82 | #N/A | #N/A | #N/A | #N/A | #N/A | #N/A | #N/A
|  |  | 0 | 0 | 0 | 0 | 0 | 0 | 0 | 0 | 0 | 0 | 0 | 0 | 0 | 0 | 0 | 0 | 0 | 0 | 0 | 0 | 0 | 0 | 0 | 0 | 0 | 0 | 0 | 0 | 0 | 0 | 0 | 0 | 0 | 0 | 0 | 0 | 0 | 0 | 0 | 0 | 0 | 0 | 0 | 0 | 0 | 0 | 0 | 0 | 0 | 0 | 0 | 0 | 0 | 0 | 0 | 0 | 0 | 0 | 0 | 0 | 0 | 0 |  | 1.1947 | 0 | 1.0314 | 10.5894 | 7.4042 | 0 | 0 | 0 | 0 | 0 | 0 | 0 | 0 | 0 | 0 | 0 | 0 | 0 | 0 | 0 | 0 | 0 |  |  | 83 | #N/A | #N/A | #N/A | #N/A | #N/A | #N/A | 83 | #N/A | #N/A | #N/A | #N/A | #N/A | #N/A | #N/A
|  |  | 0 | 0 | 0 | 0 | 0 | 0 | 0 | 0 | 0 | 0 | 0 | 0 | 0 | 0 | 0 | 0 | 0 | 0 | 0 | 0 | 0 | 0 | 0 | 0 | 0 | 0 | 0 | 0 | 0 | 0 | 0 | 0 | 0 | 0 | 0 | 0 | 0 | 0 | 0 | 0 | 0 | 0 | 0 | 0 | 0 | 0 | 0 | 0 | 0 | 0 | 0 | 0 | 0 | 0 | 0 | 0 | 0 | 0 | 0 | 0 | 0 | 0 |  | 1.1947 | 0 | 1.0314 | 10.5894 | 7.4042 | 0 | 0 | 0 | 0 | 0 | 0 | 0 | 0 | 0 | 0 | 0 | 0 | 0 | 0 | 0 | 0 | 0 |  |  | 84 | #N/A | #N/A | #N/A | #N/A | #N/A | #N/A | 84 | #N/A | #N/A | #N/A | #N/A | #N/A | #N/A | #N/A
|  |  | 0 | 0 | 0 | 0 | 0 | 0 | 0 | 0 | 0 | 0 | 0 | 0 | 0 | 0 | 0 | 0 | 0 | 0 | 0 | 0 | 0 | 0 | 0 | 0 | 0 | 0 | 0 | 0 | 0 | 0 | 0 | 0 | 0 | 0 | 0 | 0 | 0 | 0 | 0 | 0 | 0 | 0 | 0 | 0 | 0 | 0 | 0 | 0 | 0 | 0 | 0 | 0 | 0 | 0 | 0 | 0 | 0 | 0 | 0 | 0 | 0 | 0 |  | 1.1947 | 0 | 1.0314 | 10.5894 | 7.4042 | 0 | 0 | 0 | 0 | 0 | 0 | 0 | 0 | 0 | 0 | 0 | 0 | 0 | 0 | 0 | 0 | 0 |  |  | 85 | #N/A | #N/A | #N/A | #N/A | #N/A | #N/A | 85 | #N/A | #N/A | #N/A | #N/A | #N/A | #N/A | #N/A
|  |  | 0 | 0 | 0 | 0 | 0 | 0 | 0 | 0 | 0 | 0 | 0 | 0 | 0 | 0 | 0 | 0 | 0 | 0 | 0 | 0 | 0 | 0 | 0 | 0 | 0 | 0 | 0 | 0 | 0 | 0 | 0 | 0 | 0 | 0 | 0 | 0 | 0 | 0 | 0 | 0 | 0 | 0 | 0 | 0 | 0 | 0 | 0 | 0 | 0 | 0 | 0 | 0 | 0 | 0 | 0 | 0 | 0 | 0 | 0 | 0 | 0 | 0 |  | 1.1947 | 0 | 1.0314 | 10.5894 | 7.4042 | 0 | 0 | 0 | 0 | 0 | 0 | 0 | 0 | 0 | 0 | 0 | 0 | 0 | 0 | 0 | 0 | 0 |  |  | 86 | #N/A | #N/A | #N/A | #N/A | #N/A | #N/A | 86 | #N/A | #N/A | #N/A | #N/A | #N/A | #N/A | #N/A
|  |  | 0 | 0 | 0 | 0 | 0 | 0 | 0 | 0 | 0 | 0 | 0 | 0 | 0 | 0 | 0 | 0 | 0 | 0 | 0 | 0 | 0 | 0 | 0 | 0 | 0 | 0 | 0 | 0 | 0 | 0 | 0 | 0 | 0 | 0 | 0 | 0 | 0 | 0 | 0 | 0 | 0 | 0 | 0 | 0 | 0 | 0 | 0 | 0 | 0 | 0 | 0 | 0 | 0 | 0 | 0 | 0 | 0 | 0 | 0 | 0 | 0 | 0 |  | 1.1947 | 0 | 1.0314 | 10.5894 | 7.4042 | 0 | 0 | 0 | 0 | 0 | 0 | 0 | 0 | 0 | 0 | 0 | 0 | 0 | 0 | 0 | 0 | 0 |  |  | 87 | #N/A | #N/A | #N/A | #N/A | #N/A | #N/A | 87 | #N/A | #N/A | #N/A | #N/A | #N/A | #N/A | #N/A
|  |  | 0 | 0 | 0 | 0 | 0 | 0 | 0 | 0 | 0 | 0 | 0 | 0 | 0 | 0 | 0 | 0 | 0 | 0 | 0 | 0 | 0 | 0 | 0 | 0 | 0 | 0 | 0 | 0 | 0 | 0 | 0 | 0 | 0 | 0 | 0 | 0 | 0 | 0 | 0 | 0 | 0 | 0 | 0 | 0 | 0 | 0 | 0 | 0 | 0 | 0 | 0 | 0 | 0 | 0 | 0 | 0 | 0 | 0 | 0 | 0 | 0 | 0 |  | 1.1947 | 0 | 1.0314 | 10.5894 | 7.4042 | 0 | 0 | 0 | 0 | 0 | 0 | 0 | 0 | 0 | 0 | 0 | 0 | 0 | 0 | 0 | 0 | 0 |  |  | 88 | #N/A | #N/A | #N/A | #N/A | #N/A | #N/A | 88 | #N/A | #N/A | #N/A | #N/A | #N/A | #N/A | #N/A
|  |  | 0 | 0 | 0 | 0 | 0 | 0 | 0 | 0 | 0 | 0 | 0 | 0 | 0 | 0 | 0 | 0 | 0 | 0 | 0 | 0 | 0 | 0 | 0 | 0 | 0 | 0 | 0 | 0 | 0 | 0 | 0 | 0 | 0 | 0 | 0 | 0 | 0 | 0 | 0 | 0 | 0 | 0 | 0 | 0 | 0 | 0 | 0 | 0 | 0 | 0 | 0 | 0 | 0 | 0 | 0 | 0 | 0 | 0 | 0 | 0 | 0 | 0 |  | 1.1947 | 0 | 1.0314 | 10.5894 | 7.4042 | 0 | 0 | 0 | 0 | 0 | 0 | 0 | 0 | 0 | 0 | 0 | 0 | 0 | 0 | 0 | 0 | 0 |  |  | 89 | #N/A | #N/A | #N/A | #N/A | #N/A | #N/A | 89 | #N/A | #N/A | #N/A | #N/A | #N/A | #N/A | #N/A
|  |  | 0 | 0 | 0 | 0 | 0 | 0 | 0 | 0 | 0 | 0 | 0 | 0 | 0 | 0 | 0 | 0 | 0 | 0 | 0 | 0 | 0 | 0 | 0 | 0 | 0 | 0 | 0 | 0 | 0 | 0 | 0 | 0 | 0 | 0 | 0 | 0 | 0 | 0 | 0 | 0 | 0 | 0 | 0 | 0 | 0 | 0 | 0 | 0 | 0 | 0 | 0 | 0 | 0 | 0 | 0 | 0 | 0 | 0 | 0 | 0 | 0 | 0 |  | 1.1947 | 0 | 1.0314 | 10.5894 | 7.4042 | 0 | 0 | 0 | 0 | 0 | 0 | 0 | 0 | 0 | 0 | 0 | 0 | 0 | 0 | 0 | 0 | 0 |  |  | 90 | #N/A | #N/A | #N/A | #N/A | #N/A | #N/A | 90 | #N/A | #N/A | #N/A | #N/A | #N/A | #N/A | #N/A
|  |  | 0 | 0 | 0 | 0 | 0 | 0 | 0 | 0 | 0 | 0 | 0 | 0 | 0 | 0 | 0 | 0 | 0 | 0 | 0 | 0 | 0 | 0 | 0 | 0 | 0 | 0 | 0 | 0 | 0 | 0 | 0 | 0 | 0 | 0 | 0 | 0 | 0 | 0 | 0 | 0 | 0 | 0 | 0 | 0 | 0 | 0 | 0 | 0 | 0 | 0 | 0 | 0 | 0 | 0 | 0 | 0 | 0 | 0 | 0 | 0 | 0 | 0 |  | 1.1947 | 0 | 1.0314 | 10.5894 | 7.4042 | 0 | 0 | 0 | 0 | 0 | 0 | 0 | 0 | 0 | 0 | 0 | 0 | 0 | 0 | 0 | 0 | 0 |  |  | 91 | #N/A | #N/A | #N/A | #N/A | #N/A | #N/A | 91 | #N/A | #N/A | #N/A | #N/A | #N/A | #N/A | #N/A
|  |  | 0 | 0 | 0 | 0 | 0 | 0 | 0 | 0 | 0 | 0 | 0 | 0 | 0 | 0 | 0 | 0 | 0 | 0 | 0 | 0 | 0 | 0 | 0 | 0 | 0 | 0 | 0 | 0 | 0 | 0 | 0 | 0 | 0 | 0 | 0 | 0 | 0 | 0 | 0 | 0 | 0 | 0 | 0 | 0 | 0 | 0 | 0 | 0 | 0 | 0 | 0 | 0 | 0 | 0 | 0 | 0 | 0 | 0 | 0 | 0 | 0 | 0 |  | 1.1947 | 0 | 1.0314 | 10.5894 | 7.4042 | 0 | 0 | 0 | 0 | 0 | 0 | 0 | 0 | 0 | 0 | 0 | 0 | 0 | 0 | 0 | 0 | 0 |  |  | 92 | #N/A | #N/A | #N/A | #N/A | #N/A | #N/A | 92 | #N/A | #N/A | #N/A | #N/A | #N/A | #N/A | #N/A
|  |  | 0 | 0 | 0 | 0 | 0 | 0 | 0 | 0 | 0 | 0 | 0 | 0 | 0 | 0 | 0 | 0 | 0 | 0 | 0 | 0 | 0 | 0 | 0 | 0 | 0 | 0 | 0 | 0 | 0 | 0 | 0 | 0 | 0 | 0 | 0 | 0 | 0 | 0 | 0 | 0 | 0 | 0 | 0 | 0 | 0 | 0 | 0 | 0 | 0 | 0 | 0 | 0 | 0 | 0 | 0 | 0 | 0 | 0 | 0 | 0 | 0 | 0 |  | 1.1947 | 0 | 1.0314 | 10.5894 | 7.4042 | 0 | 0 | 0 | 0 | 0 | 0 | 0 | 0 | 0 | 0 | 0 | 0 | 0 | 0 | 0 | 0 | 0 |  |  | 93 | #N/A | #N/A | #N/A | #N/A | #N/A | #N/A | 93 | #N/A | #N/A | #N/A | #N/A | #N/A | #N/A | #N/A
|  |  | 0 | 0 | 0 | 0 | 0 | 0 | 0 | 0 | 0 | 0 | 0 | 0 | 0 | 0 | 0 | 0 | 0 | 0 | 0 | 0 | 0 | 0 | 0 | 0 | 0 | 0 | 0 | 0 | 0 | 0 | 0 | 0 | 0 | 0 | 0 | 0 | 0 | 0 | 0 | 0 | 0 | 0 | 0 | 0 | 0 | 0 | 0 | 0 | 0 | 0 | 0 | 0 | 0 | 0 | 0 | 0 | 0 | 0 | 0 | 0 | 0 | 0 |  | 1.1947 | 0 | 1.0314 | 10.5894 | 7.4042 | 0 | 0 | 0 | 0 | 0 | 0 | 0 | 0 | 0 | 0 | 0 | 0 | 0 | 0 | 0 | 0 | 0 |  |  | 94 | #N/A | #N/A | #N/A | #N/A | #N/A | #N/A | 94 | #N/A | #N/A | #N/A | #N/A | #N/A | #N/A | #N/A
|  |  | 0 | 0 | 0 | 0 | 0 | 0 | 0 | 0 | 0 | 0 | 0 | 0 | 0 | 0 | 0 | 0 | 0 | 0 | 0 | 0 | 0 | 0 | 0 | 0 | 0 | 0 | 0 | 0 | 0 | 0 | 0 | 0 | 0 | 0 | 0 | 0 | 0 | 0 | 0 | 0 | 0 | 0 | 0 | 0 | 0 | 0 | 0 | 0 | 0 | 0 | 0 | 0 | 0 | 0 | 0 | 0 | 0 | 0 | 0 | 0 | 0 | 0 |  | 1.1947 | 0 | 1.0314 | 10.5894 | 7.4042 | 0 | 0 | 0 | 0 | 0 | 0 | 0 | 0 | 0 | 0 | 0 | 0 | 0 | 0 | 0 | 0 | 0 |  |  | 95 | #N/A | #N/A | #N/A | #N/A | #N/A | #N/A | 95 | #N/A | #N/A | #N/A | #N/A | #N/A | #N/A | #N/A
|  |  | 0 | 0 | 0 | 0 | 0 | 0 | 0 | 0 | 0 | 0 | 0 | 0 | 0 | 0 | 0 | 0 | 0 | 0 | 0 | 0 | 0 | 0 | 0 | 0 | 0 | 0 | 0 | 0 | 0 | 0 | 0 | 0 | 0 | 0 | 0 | 0 | 0 | 0 | 0 | 0 | 0 | 0 | 0 | 0 | 0 | 0 | 0 | 0 | 0 | 0 | 0 | 0 | 0 | 0 | 0 | 0 | 0 | 0 | 0 | 0 | 0 | 0 |  | 1.1947 | 0 | 1.0314 | 10.5894 | 7.4042 | 0 | 0 | 0 | 0 | 0 | 0 | 0 | 0 | 0 | 0 | 0 | 0 | 0 | 0 | 0 | 0 | 0 |  |  | 96 | #N/A | #N/A | #N/A | #N/A | #N/A | #N/A | 96 | #N/A | #N/A | #N/A | #N/A | #N/A | #N/A | #N/A
|  |  | 0 | 0 | 0 | 0 | 0 | 0 | 0 | 0 | 0 | 0 | 0 | 0 | 0 | 0 | 0 | 0 | 0 | 0 | 0 | 0 | 0 | 0 | 0 | 0 | 0 | 0 | 0 | 0 | 0 | 0 | 0 | 0 | 0 | 0 | 0 | 0 | 0 | 0 | 0 | 0 | 0 | 0 | 0 | 0 | 0 | 0 | 0 | 0 | 0 | 0 | 0 | 0 | 0 | 0 | 0 | 0 | 0 | 0 | 0 | 0 | 0 | 0 |  | 1.1947 | 0 | 1.0314 | 10.5894 | 7.4042 | 0 | 0 | 0 | 0 | 0 | 0 | 0 | 0 | 0 | 0 | 0 | 0 | 0 | 0 | 0 | 0 | 0 |  |  | 97 | #N/A | #N/A | #N/A | #N/A | #N/A | #N/A | 97 | #N/A | #N/A | #N/A | #N/A | #N/A | #N/A | #N/A
|  |  | 0 | 0 | 0 | 0 | 0 | 0 | 0 | 0 | 0 | 0 | 0 | 0 | 0 | 0 | 0 | 0 | 0 | 0 | 0 | 0 | 0 | 0 | 0 | 0 | 0 | 0 | 0 | 0 | 0 | 0 | 0 | 0 | 0 | 0 | 0 | 0 | 0 | 0 | 0 | 0 | 0 | 0 | 0 | 0 | 0 | 0 | 0 | 0 | 0 | 0 | 0 | 0 | 0 | 0 | 0 | 0 | 0 | 0 | 0 | 0 | 0 | 0 |  | 1.1947 | 0 | 1.0314 | 10.5894 | 7.4042 | 0 | 0 | 0 | 0 | 0 | 0 | 0 | 0 | 0 | 0 | 0 | 0 | 0 | 0 | 0 | 0 | 0 |  |  | 98 | #N/A | #N/A | #N/A | #N/A | #N/A | #N/A | 98 | #N/A | #N/A | #N/A | #N/A | #N/A | #N/A | #N/A
|  |  | 0 | 0 | 0 | 0 | 0 | 0 | 0 | 0 | 0 | 0 | 0 | 0 | 0 | 0 | 0 | 0 | 0 | 0 | 0 | 0 | 0 | 0 | 0 | 0 | 0 | 0 | 0 | 0 | 0 | 0 | 0 | 0 | 0 | 0 | 0 | 0 | 0 | 0 | 0 | 0 | 0 | 0 | 0 | 0 | 0 | 0 | 0 | 0 | 0 | 0 | 0 | 0 | 0 | 0 | 0 | 0 | 0 | 0 | 0 | 0 | 0 | 0 |  | 1.1947 | 0 | 1.0314 | 10.5894 | 7.4042 | 0 | 0 | 0 | 0 | 0 | 0 | 0 | 0 | 0 | 0 | 0 | 0 | 0 | 0 | 0 | 0 | 0 |  |  | 99 | #N/A | #N/A | #N/A | #N/A | #N/A | #N/A | 99 | #N/A | #N/A | #N/A | #N/A | #N/A | #N/A | #N/A
|  |  | 0 | 0 | 0 | 0 | 0 | 0 | 0 | 0 | 0 | 0 | 0 | 0 | 0 | 0 | 0 | 0 | 0 | 0 | 0 | 0 | 0 | 0 | 0 | 0 | 0 | 0 | 0 | 0 | 0 | 0 | 0 | 0 | 0 | 0 | 0 | 0 | 0 | 0 | 0 | 0 | 0 | 0 | 0 | 0 | 0 | 0 | 0 | 0 | 0 | 0 | 0 | 0 | 0 | 0 | 0 | 0 | 0 | 0 | 0 | 0 | 0 | 0 |  | 1.1947 | 0 | 1.0314 | 10.5894 | 7.4042 | 0 | 0 | 0 | 0 | 0 | 0 | 0 | 0 | 0 | 0 | 0 | 0 | 0 | 0 | 0 | 0 | 0 |  |  | 100 | #N/A | #N/A | #N/A | #N/A | #N/A | #N/A | 100 | #N/A | #N/A | #N/A | #N/A | #N/A | #N/A | #N/A
|  |  | 0 | 0 | 0 | 0 | 0 | 0 | 0 | 0 | 0 | 0 | 0 | 0 | 0 | 0 | 0 | 0 | 0 | 0 | 0 | 0 | 0 | 0 | 0 | 0 | 0 | 0 | 0 | 0 | 0 | 0 | 0 | 0 | 0 | 0 | 0 | 0 | 0 | 0 | 0 | 0 | 0 | 0 | 0 | 0 | 0 | 0 | 0 | 0 | 0 | 0 | 0 | 0 | 0 | 0 | 0 | 0 | 0 | 0 | 0 | 0 | 0 | 0 |  | 1.1947 | 0 | 1.0314 | 10.5894 | 7.4042 | 0 | 0 | 0 | 0 | 0 | 0 | 0 | 0 | 0 | 0 | 0 | 0 | 0 | 0 | 0 | 0 | 0 |  |  | 101 | #N/A | #N/A | #N/A | #N/A | #N/A | #N/A | 101 | #N/A | #N/A | #N/A | #N/A | #N/A | #N/A | #N/A
|  |  | 0 | 0 | 0 | 0 | 0 | 0 | 0 | 0 | 0 | 0 | 0 | 0 | 0 | 0 | 0 | 0 | 0 | 0 | 0 | 0 | 0 | 0 | 0 | 0 | 0 | 0 | 0 | 0 | 0 | 0 | 0 | 0 | 0 | 0 | 0 | 0 | 0 | 0 | 0 | 0 | 0 | 0 | 0 | 0 | 0 | 0 | 0 | 0 | 0 | 0 | 0 | 0 | 0 | 0 | 0 | 0 | 0 | 0 | 0 | 0 | 0 | 0 |  | 1.1947 | 0 | 1.0314 | 10.5894 | 7.4042 | 0 | 0 | 0 | 0 | 0 | 0 | 0 | 0 | 0 | 0 | 0 | 0 | 0 | 0 | 0 | 0 | 0 |  |  | 102 | #N/A | #N/A | #N/A | #N/A | #N/A | #N/A | 102 | #N/A | #N/A | #N/A | #N/A | #N/A | #N/A | #N/A
|  |  | 0 | 0 | 0 | 0 | 0 | 0 | 0 | 0 | 0 | 0 | 0 | 0 | 0 | 0 | 0 | 0 | 0 | 0 | 0 | 0 | 0 | 0 | 0 | 0 | 0 | 0 | 0 | 0 | 0 | 0 | 0 | 0 | 0 | 0 | 0 | 0 | 0 | 0 | 0 | 0 | 0 | 0 | 0 | 0 | 0 | 0 | 0 | 0 | 0 | 0 | 0 | 0 | 0 | 0 | 0 | 0 | 0 | 0 | 0 | 0 | 0 | 0 |  | 1.1947 | 0 | 1.0314 | 10.5894 | 7.4042 | 0 | 0 | 0 | 0 | 0 | 0 | 0 | 0 | 0 | 0 | 0 | 0 | 0 | 0 | 0 | 0 | 0 |  |  | 103 | #N/A | #N/A | #N/A | #N/A | #N/A | #N/A | 103 | #N/A | #N/A | #N/A | #N/A | #N/A | #N/A | #N/A
|  |  | 0 | 0 | 0 | 0 | 0 | 0 | 0 | 0 | 0 | 0 | 0 | 0 | 0 | 0 | 0 | 0 | 0 | 0 | 0 | 0 | 0 | 0 | 0 | 0 | 0 | 0 | 0 | 0 | 0 | 0 | 0 | 0 | 0 | 0 | 0 | 0 | 0 | 0 | 0 | 0 | 0 | 0 | 0 | 0 | 0 | 0 | 0 | 0 | 0 | 0 | 0 | 0 | 0 | 0 | 0 | 0 | 0 | 0 | 0 | 0 | 0 | 0 |  | 1.1947 | 0 | 1.0314 | 10.5894 | 7.4042 | 0 | 0 | 0 | 0 | 0 | 0 | 0 | 0 | 0 | 0 | 0 | 0 | 0 | 0 | 0 | 0 | 0 |  |  | 104 | #N/A | #N/A | #N/A | #N/A | #N/A | #N/A | 104 | #N/A | #N/A | #N/A | #N/A | #N/A | #N/A | #N/A
|  |  | 0 | 0 | 0 | 0 | 0 | 0 | 0 | 0 | 0 | 0 | 0 | 0 | 0 | 0 | 0 | 0 | 0 | 0 | 0 | 0 | 0 | 0 | 0 | 0 | 0 | 0 | 0 | 0 | 0 | 0 | 0 | 0 | 0 | 0 | 0 | 0 | 0 | 0 | 0 | 0 | 0 | 0 | 0 | 0 | 0 | 0 | 0 | 0 | 0 | 0 | 0 | 0 | 0 | 0 | 0 | 0 | 0 | 0 | 0 | 0 | 0 | 0 |  | 1.1947 | 0 | 1.0314 | 10.5894 | 7.4042 | 0 | 0 | 0 | 0 | 0 | 0 | 0 | 0 | 0 | 0 | 0 | 0 | 0 | 0 | 0 | 0 | 0 |  |  | 105 | #N/A | #N/A | #N/A | #N/A | #N/A | #N/A | 105 | #N/A | #N/A | #N/A | #N/A | #N/A | #N/A | #N/A
|  |  | 0 | 0 | 0 | 0 | 0 | 0 | 0 | 0 | 0 | 0 | 0 | 0 | 0 | 0 | 0 | 0 | 0 | 0 | 0 | 0 | 0 | 0 | 0 | 0 | 0 | 0 | 0 | 0 | 0 | 0 | 0 | 0 | 0 | 0 | 0 | 0 | 0 | 0 | 0 | 0 | 0 | 0 | 0 | 0 | 0 | 0 | 0 | 0 | 0 | 0 | 0 | 0 | 0 | 0 | 0 | 0 | 0 | 0 | 0 | 0 | 0 | 0 |  | 1.1947 | 0 | 1.0314 | 10.5894 | 7.4042 | 0 | 0 | 0 | 0 | 0 | 0 | 0 | 0 | 0 | 0 | 0 | 0 | 0 | 0 | 0 | 0 | 0 |  |  | 106 | #N/A | #N/A | #N/A | #N/A | #N/A | #N/A | 106 | #N/A | #N/A | #N/A | #N/A | #N/A | #N/A | #N/A
|  |  | 0 | 0 | 0 | 0 | 0 | 0 | 0 | 0 | 0 | 0 | 0 | 0 | 0 | 0 | 0 | 0 | 0 | 0 | 0 | 0 | 0 | 0 | 0 | 0 | 0 | 0 | 0 | 0 | 0 | 0 | 0 | 0 | 0 | 0 | 0 | 0 | 0 | 0 | 0 | 0 | 0 | 0 | 0 | 0 | 0 | 0 | 0 | 0 | 0 | 0 | 0 | 0 | 0 | 0 | 0 | 0 | 0 | 0 | 0 | 0 | 0 | 0 |  | 1.1947 | 0 | 1.0314 | 10.5894 | 7.4042 | 0 | 0 | 0 | 0 | 0 | 0 | 0 | 0 | 0 | 0 | 0 | 0 | 0 | 0 | 0 | 0 | 0 |  |  | 107 | #N/A | #N/A | #N/A | #N/A | #N/A | #N/A | 107 | #N/A | #N/A | #N/A | #N/A | #N/A | #N/A | #N/A
|  |  | 0 | 0 | 0 | 0 | 0 | 0 | 0 | 0 | 0 | 0 | 0 | 0 | 0 | 0 | 0 | 0 | 0 | 0 | 0 | 0 | 0 | 0 | 0 | 0 | 0 | 0 | 0 | 0 | 0 | 0 | 0 | 0 | 0 | 0 | 0 | 0 | 0 | 0 | 0 | 0 | 0 | 0 | 0 | 0 | 0 | 0 | 0 | 0 | 0 | 0 | 0 | 0 | 0 | 0 | 0 | 0 | 0 | 0 | 0 | 0 | 0 | 0 |  | 1.1947 | 0 | 1.0314 | 10.5894 | 7.4042 | 0 | 0 | 0 | 0 | 0 | 0 | 0 | 0 | 0 | 0 | 0 | 0 | 0 | 0 | 0 | 0 | 0 |  |  | 108 | #N/A | #N/A | #N/A | #N/A | #N/A | #N/A | 108 | #N/A | #N/A | #N/A | #N/A | #N/A | #N/A | #N/A
|  |  | 0 | 0 | 0 | 0 | 0 | 0 | 0 | 0 | 0 | 0 | 0 | 0 | 0 | 0 | 0 | 0 | 0 | 0 | 0 | 0 | 0 | 0 | 0 | 0 | 0 | 0 | 0 | 0 | 0 | 0 | 0 | 0 | 0 | 0 | 0 | 0 | 0 | 0 | 0 | 0 | 0 | 0 | 0 | 0 | 0 | 0 | 0 | 0 | 0 | 0 | 0 | 0 | 0 | 0 | 0 | 0 | 0 | 0 | 0 | 0 | 0 | 0 |  | 1.1947 | 0 | 1.0314 | 10.5894 | 7.4042 | 0 | 0 | 0 | 0 | 0 | 0 | 0 | 0 | 0 | 0 | 0 | 0 | 0 | 0 | 0 | 0 | 0 |  |  | 109 | #N/A | #N/A | #N/A | #N/A | #N/A | #N/A | 109 | #N/A | #N/A | #N/A | #N/A | #N/A | #N/A | #N/A
|  |  | 0 | 0 | 0 | 0 | 0 | 0 | 0 | 0 | 0 | 0 | 0 | 0 | 0 | 0 | 0 | 0 | 0 | 0 | 0 | 0 | 0 | 0 | 0 | 0 | 0 | 0 | 0 | 0 | 0 | 0 | 0 | 0 | 0 | 0 | 0 | 0 | 0 | 0 | 0 | 0 | 0 | 0 | 0 | 0 | 0 | 0 | 0 | 0 | 0 | 0 | 0 | 0 | 0 | 0 | 0 | 0 | 0 | 0 | 0 | 0 | 0 | 0 |  | 1.1947 | 0 | 1.0314 | 10.5894 | 7.4042 | 0 | 0 | 0 | 0 | 0 | 0 | 0 | 0 | 0 | 0 | 0 | 0 | 0 | 0 | 0 | 0 | 0 |  |  | 110 | #N/A | #N/A | #N/A | #N/A | #N/A | #N/A | 110 | #N/A | #N/A | #N/A | #N/A | #N/A | #N/A | #N/A
|  |  | 0 | 0 | 0 | 0 | 0 | 0 | 0 | 0 | 0 | 0 | 0 | 0 | 0 | 0 | 0 | 0 | 0 | 0 | 0 | 0 | 0 | 0 | 0 | 0 | 0 | 0 | 0 | 0 | 0 | 0 | 0 | 0 | 0 | 0 | 0 | 0 | 0 | 0 | 0 | 0 | 0 | 0 | 0 | 0 | 0 | 0 | 0 | 0 | 0 | 0 | 0 | 0 | 0 | 0 | 0 | 0 | 0 | 0 | 0 | 0 | 0 | 0 |  | 1.1947 | 0 | 1.0314 | 10.5894 | 7.4042 | 0 | 0 | 0 | 0 | 0 | 0 | 0 | 0 | 0 | 0 | 0 | 0 | 0 | 0 | 0 | 0 | 0 |  |  | 111 | #N/A | #N/A | #N/A | #N/A | #N/A | #N/A | 111 | #N/A | #N/A | #N/A | #N/A | #N/A | #N/A | #N/A
|  |  | 0 | 0 | 0 | 0 | 0 | 0 | 0 | 0 | 0 | 0 | 0 | 0 | 0 | 0 | 0 | 0 | 0 | 0 | 0 | 0 | 0 | 0 | 0 | 0 | 0 | 0 | 0 | 0 | 0 | 0 | 0 | 0 | 0 | 0 | 0 | 0 | 0 | 0 | 0 | 0 | 0 | 0 | 0 | 0 | 0 | 0 | 0 | 0 | 0 | 0 | 0 | 0 | 0 | 0 | 0 | 0 | 0 | 0 | 0 | 0 | 0 | 0 |  | 1.1947 | 0 | 1.0314 | 10.5894 | 7.4042 | 0 | 0 | 0 | 0 | 0 | 0 | 0 | 0 | 0 | 0 | 0 | 0 | 0 | 0 | 0 | 0 | 0 |  |  | 112 | #N/A | #N/A | #N/A | #N/A | #N/A | #N/A | 112 | #N/A | #N/A | #N/A | #N/A | #N/A | #N/A | #N/A
|  |  | 0 | 0 | 0 | 0 | 0 | 0 | 0 | 0 | 0 | 0 | 0 | 0 | 0 | 0 | 0 | 0 | 0 | 0 | 0 | 0 | 0 | 0 | 0 | 0 | 0 | 0 | 0 | 0 | 0 | 0 | 0 | 0 | 0 | 0 | 0 | 0 | 0 | 0 | 0 | 0 | 0 | 0 | 0 | 0 | 0 | 0 | 0 | 0 | 0 | 0 | 0 | 0 | 0 | 0 | 0 | 0 | 0 | 0 | 0 | 0 | 0 | 0 |  | 1.1947 | 0 | 1.0314 | 10.5894 | 7.4042 | 0 | 0 | 0 | 0 | 0 | 0 | 0 | 0 | 0 | 0 | 0 | 0 | 0 | 0 | 0 | 0 | 0 |  |  | 113 | #N/A | #N/A | #N/A | #N/A | #N/A | #N/A | 113 | #N/A | #N/A | #N/A | #N/A | #N/A | #N/A | #N/A
|  |  | 0 | 0 | 0 | 0 | 0 | 0 | 0 | 0 | 0 | 0 | 0 | 0 | 0 | 0 | 0 | 0 | 0 | 0 | 0 | 0 | 0 | 0 | 0 | 0 | 0 | 0 | 0 | 0 | 0 | 0 | 0 | 0 | 0 | 0 | 0 | 0 | 0 | 0 | 0 | 0 | 0 | 0 | 0 | 0 | 0 | 0 | 0 | 0 | 0 | 0 | 0 | 0 | 0 | 0 | 0 | 0 | 0 | 0 | 0 | 0 | 0 | 0 |  | 1.1947 | 0 | 1.0314 | 10.5894 | 7.4042 | 0 | 0 | 0 | 0 | 0 | 0 | 0 | 0 | 0 | 0 | 0 | 0 | 0 | 0 | 0 | 0 | 0 |  |  | 114 | #N/A | #N/A | #N/A | #N/A | #N/A | #N/A | 114 | #N/A | #N/A | #N/A | #N/A | #N/A | #N/A | #N/A
|  |  | 0 | 0 | 0 | 0 | 0 | 0 | 0 | 0 | 0 | 0 | 0 | 0 | 0 | 0 | 0 | 0 | 0 | 0 | 0 | 0 | 0 | 0 | 0 | 0 | 0 | 0 | 0 | 0 | 0 | 0 | 0 | 0 | 0 | 0 | 0 | 0 | 0 | 0 | 0 | 0 | 0 | 0 | 0 | 0 | 0 | 0 | 0 | 0 | 0 | 0 | 0 | 0 | 0 | 0 | 0 | 0 | 0 | 0 | 0 | 0 | 0 | 0 |  | 1.1947 | 0 | 1.0314 | 10.5894 | 7.4042 | 0 | 0 | 0 | 0 | 0 | 0 | 0 | 0 | 0 | 0 | 0 | 0 | 0 | 0 | 0 | 0 | 0 |  |  | 115 | #N/A | #N/A | #N/A | #N/A | #N/A | #N/A | 115 | #N/A | #N/A | #N/A | #N/A | #N/A | #N/A | #N/A
|  |  | 0 | 0 | 0 | 0 | 0 | 0 | 0 | 0 | 0 | 0 | 0 | 0 | 0 | 0 | 0 | 0 | 0 | 0 | 0 | 0 | 0 | 0 | 0 | 0 | 0 | 0 | 0 | 0 | 0 | 0 | 0 | 0 | 0 | 0 | 0 | 0 | 0 | 0 | 0 | 0 | 0 | 0 | 0 | 0 | 0 | 0 | 0 | 0 | 0 | 0 | 0 | 0 | 0 | 0 | 0 | 0 | 0 | 0 | 0 | 0 | 0 | 0 |  | 1.1947 | 0 | 1.0314 | 10.5894 | 7.4042 | 0 | 0 | 0 | 0 | 0 | 0 | 0 | 0 | 0 | 0 | 0 | 0 | 0 | 0 | 0 | 0 | 0 |  |  | 116 | #N/A | #N/A | #N/A | #N/A | #N/A | #N/A | 116 | #N/A | #N/A | #N/A | #N/A | #N/A | #N/A | #N/A
|  |  | 0 | 0 | 0 | 0 | 0 | 0 | 0 | 0 | 0 | 0 | 0 | 0 | 0 | 0 | 0 | 0 | 0 | 0 | 0 | 0 | 0 | 0 | 0 | 0 | 0 | 0 | 0 | 0 | 0 | 0 | 0 | 0 | 0 | 0 | 0 | 0 | 0 | 0 | 0 | 0 | 0 | 0 | 0 | 0 | 0 | 0 | 0 | 0 | 0 | 0 | 0 | 0 | 0 | 0 | 0 | 0 | 0 | 0 | 0 | 0 | 0 | 0 |  | 1.1947 | 0 | 1.0314 | 10.5894 | 7.4042 | 0 | 0 | 0 | 0 | 0 | 0 | 0 | 0 | 0 | 0 | 0 | 0 | 0 | 0 | 0 | 0 | 0 |  |  | 117 | #N/A | #N/A | #N/A | #N/A | #N/A | #N/A | 117 | #N/A | #N/A | #N/A | #N/A | #N/A | #N/A | #N/A
|  |  | 0 | 0 | 0 | 0 | 0 | 0 | 0 | 0 | 0 | 0 | 0 | 0 | 0 | 0 | 0 | 0 | 0 | 0 | 0 | 0 | 0 | 0 | 0 | 0 | 0 | 0 | 0 | 0 | 0 | 0 | 0 | 0 | 0 | 0 | 0 | 0 | 0 | 0 | 0 | 0 | 0 | 0 | 0 | 0 | 0 | 0 | 0 | 0 | 0 | 0 | 0 | 0 | 0 | 0 | 0 | 0 | 0 | 0 | 0 | 0 | 0 | 0 |  | 1.1947 | 0 | 1.0314 | 10.5894 | 7.4042 | 0 | 0 | 0 | 0 | 0 | 0 | 0 | 0 | 0 | 0 | 0 | 0 | 0 | 0 | 0 | 0 | 0 |  |  | 118 | #N/A | #N/A | #N/A | #N/A | #N/A | #N/A | 118 | #N/A | #N/A | #N/A | #N/A | #N/A | #N/A | #N/A
|  |  | 0 | 0 | 0 | 0 | 0 | 0 | 0 | 0 | 0 | 0 | 0 | 0 | 0 | 0 | 0 | 0 | 0 | 0 | 0 | 0 | 0 | 0 | 0 | 0 | 0 | 0 | 0 | 0 | 0 | 0 | 0 | 0 | 0 | 0 | 0 | 0 | 0 | 0 | 0 | 0 | 0 | 0 | 0 | 0 | 0 | 0 | 0 | 0 | 0 | 0 | 0 | 0 | 0 | 0 | 0 | 0 | 0 | 0 | 0 | 0 | 0 | 0 |  | 1.1947 | 0 | 1.0314 | 10.5894 | 7.4042 | 0 | 0 | 0 | 0 | 0 | 0 | 0 | 0 | 0 | 0 | 0 | 0 | 0 | 0 | 0 | 0 | 0 |  |  | 119 | #N/A | #N/A | #N/A | #N/A | #N/A | #N/A | 119 | #N/A | #N/A | #N/A | #N/A | #N/A | #N/A | #N/A
|  |  | 0 | 0 | 0 | 0 | 0 | 0 | 0 | 0 | 0 | 0 | 0 | 0 | 0 | 0 | 0 | 0 | 0 | 0 | 0 | 0 | 0 | 0 | 0 | 0 | 0 | 0 | 0 | 0 | 0 | 0 | 0 | 0 | 0 | 0 | 0 | 0 | 0 | 0 | 0 | 0 | 0 | 0 | 0 | 0 | 0 | 0 | 0 | 0 | 0 | 0 | 0 | 0 | 0 | 0 | 0 | 0 | 0 | 0 | 0 | 0 | 0 | 0 |  | 1.1947 | 0 | 1.0314 | 10.5894 | 7.4042 | 0 | 0 | 0 | 0 | 0 | 0 | 0 | 0 | 0 | 0 | 0 | 0 | 0 | 0 | 0 | 0 | 0 |  |  | 120 | #N/A | #N/A | #N/A | #N/A | #N/A | #N/A | 120 | #N/A | #N/A | #N/A | #N/A | #N/A | #N/A | #N/A
|  |  | 0 | 0 | 0 | 0 | 0 | 0 | 0 | 0 | 0 | 0 | 0 | 0 | 0 | 0 | 0 | 0 | 0 | 0 | 0 | 0 | 0 | 0 | 0 | 0 | 0 | 0 | 0 | 0 | 0 | 0 | 0 | 0 | 0 | 0 | 0 | 0 | 0 | 0 | 0 | 0 | 0 | 0 | 0 | 0 | 0 | 0 | 0 | 0 | 0 | 0 | 0 | 0 | 0 | 0 | 0 | 0 | 0 | 0 | 0 | 0 | 0 | 0 |  | 1.1947 | 0 | 1.0314 | 10.5894 | 7.4042 | 0 | 0 | 0 | 0 | 0 | 0 | 0 | 0 | 0 | 0 | 0 | 0 | 0 | 0 | 0 | 0 | 0 |  |  | 121 | #N/A | #N/A | #N/A | #N/A | #N/A | #N/A | 121 | #N/A | #N/A | #N/A | #N/A | #N/A | #N/A | #N/A
|  |  | 0 | 0 | 0 | 0 | 0 | 0 | 0 | 0 | 0 | 0 | 0 | 0 | 0 | 0 | 0 | 0 | 0 | 0 | 0 | 0 | 0 | 0 | 0 | 0 | 0 | 0 | 0 | 0 | 0 | 0 | 0 | 0 | 0 | 0 | 0 | 0 | 0 | 0 | 0 | 0 | 0 | 0 | 0 | 0 | 0 | 0 | 0 | 0 | 0 | 0 | 0 | 0 | 0 | 0 | 0 | 0 | 0 | 0 | 0 | 0 | 0 | 0 |  | 1.1947 | 0 | 1.0314 | 10.5894 | 7.4042 | 0 | 0 | 0 | 0 | 0 | 0 | 0 | 0 | 0 | 0 | 0 | 0 | 0 | 0 | 0 | 0 | 0 |  |  | 122 | #N/A | #N/A | #N/A | #N/A | #N/A | #N/A | 122 | #N/A | #N/A | #N/A | #N/A | #N/A | #N/A | #N/A
|  |  | 0 | 0 | 0 | 0 | 0 | 0 | 0 | 0 | 0 | 0 | 0 | 0 | 0 | 0 | 0 | 0 | 0 | 0 | 0 | 0 | 0 | 0 | 0 | 0 | 0 | 0 | 0 | 0 | 0 | 0 | 0 | 0 | 0 | 0 | 0 | 0 | 0 | 0 | 0 | 0 | 0 | 0 | 0 | 0 | 0 | 0 | 0 | 0 | 0 | 0 | 0 | 0 | 0 | 0 | 0 | 0 | 0 | 0 | 0 | 0 | 0 | 0 |  | 1.1947 | 0 | 1.0314 | 10.5894 | 7.4042 | 0 | 0 | 0 | 0 | 0 | 0 | 0 | 0 | 0 | 0 | 0 | 0 | 0 | 0 | 0 | 0 | 0 |  |  | 123 | #N/A | #N/A | #N/A | #N/A | #N/A | #N/A | 123 | #N/A | #N/A | #N/A | #N/A | #N/A | #N/A | #N/A
|  |  | 0 | 0 | 0 | 0 | 0 | 0 | 0 | 0 | 0 | 0 | 0 | 0 | 0 | 0 | 0 | 0 | 0 | 0 | 0 | 0 | 0 | 0 | 0 | 0 | 0 | 0 | 0 | 0 | 0 | 0 | 0 | 0 | 0 | 0 | 0 | 0 | 0 | 0 | 0 | 0 | 0 | 0 | 0 | 0 | 0 | 0 | 0 | 0 | 0 | 0 | 0 | 0 | 0 | 0 | 0 | 0 | 0 | 0 | 0 | 0 | 0 | 0 |  | 1.1947 | 0 | 1.0314 | 10.5894 | 7.4042 | 0 | 0 | 0 | 0 | 0 | 0 | 0 | 0 | 0 | 0 | 0 | 0 | 0 | 0 | 0 | 0 | 0 |  |  | 124 | #N/A | #N/A | #N/A | #N/A | #N/A | #N/A | 124 | #N/A | #N/A | #N/A | #N/A | #N/A | #N/A | #N/A
|  |  | 0 | 0 | 0 | 0 | 0 | 0 | 0 | 0 | 0 | 0 | 0 | 0 | 0 | 0 | 0 | 0 | 0 | 0 | 0 | 0 | 0 | 0 | 0 | 0 | 0 | 0 | 0 | 0 | 0 | 0 | 0 | 0 | 0 | 0 | 0 | 0 | 0 | 0 | 0 | 0 | 0 | 0 | 0 | 0 | 0 | 0 | 0 | 0 | 0 | 0 | 0 | 0 | 0 | 0 | 0 | 0 | 0 | 0 | 0 | 0 | 0 | 0 |  | 1.1947 | 0 | 1.0314 | 10.5894 | 7.4042 | 0 | 0 | 0 | 0 | 0 | 0 | 0 | 0 | 0 | 0 | 0 | 0 | 0 | 0 | 0 | 0 | 0 |  |  | 125 | #N/A | #N/A | #N/A | #N/A | #N/A | #N/A | 125 | #N/A | #N/A | #N/A | #N/A | #N/A | #N/A | #N/A
|  |  | 0 | 0 | 0 | 0 | 0 | 0 | 0 | 0 | 0 | 0 | 0 | 0 | 0 | 0 | 0 | 0 | 0 | 0 | 0 | 0 | 0 | 0 | 0 | 0 | 0 | 0 | 0 | 0 | 0 | 0 | 0 | 0 | 0 | 0 | 0 | 0 | 0 | 0 | 0 | 0 | 0 | 0 | 0 | 0 | 0 | 0 | 0 | 0 | 0 | 0 | 0 | 0 | 0 | 0 | 0 | 0 | 0 | 0 | 0 | 0 | 0 | 0 |  | 1.1947 | 0 | 1.0314 | 10.5894 | 7.4042 | 0 | 0 | 0 | 0 | 0 | 0 | 0 | 0 | 0 | 0 | 0 | 0 | 0 | 0 | 0 | 0 | 0 |  |  | 126 | #N/A | #N/A | #N/A | #N/A | #N/A | #N/A | 126 | #N/A | #N/A | #N/A | #N/A | #N/A | #N/A | #N/A
|  |  | 0 | 0 | 0 | 0 | 0 | 0 | 0 | 0 | 0 | 0 | 0 | 0 | 0 | 0 | 0 | 0 | 0 | 0 | 0 | 0 | 0 | 0 | 0 | 0 | 0 | 0 | 0 | 0 | 0 | 0 | 0 | 0 | 0 | 0 | 0 | 0 | 0 | 0 | 0 | 0 | 0 | 0 | 0 | 0 | 0 | 0 | 0 | 0 | 0 | 0 | 0 | 0 | 0 | 0 | 0 | 0 | 0 | 0 | 0 | 0 | 0 | 0 |  | 1.1947 | 0 | 1.0314 | 10.5894 | 7.4042 | 0 | 0 | 0 | 0 | 0 | 0 | 0 | 0 | 0 | 0 | 0 | 0 | 0 | 0 | 0 | 0 | 0 |  |  | 127 | #N/A | #N/A | #N/A | #N/A | #N/A | #N/A | 127 | #N/A | #N/A | #N/A | #N/A | #N/A | #N/A | #N/A
|  |  | 0 | 0 | 0 | 0 | 0 | 0 | 0 | 0 | 0 | 0 | 0 | 0 | 0 | 0 | 0 | 0 | 0 | 0 | 0 | 0 | 0 | 0 | 0 | 0 | 0 | 0 | 0 | 0 | 0 | 0 | 0 | 0 | 0 | 0 | 0 | 0 | 0 | 0 | 0 | 0 | 0 | 0 | 0 | 0 | 0 | 0 | 0 | 0 | 0 | 0 | 0 | 0 | 0 | 0 | 0 | 0 | 0 | 0 | 0 | 0 | 0 | 0 |  | 1.1947 | 0 | 1.0314 | 10.5894 | 7.4042 | 0 | 0 | 0 | 0 | 0 | 0 | 0 | 0 | 0 | 0 | 0 | 0 | 0 | 0 | 0 | 0 | 0 |  |  | 128 | #N/A | #N/A | #N/A | #N/A | #N/A | #N/A | 128 | #N/A | #N/A | #N/A | #N/A | #N/A | #N/A | #N/A
|  |  | 0 | 0 | 0 | 0 | 0 | 0 | 0 | 0 | 0 | 0 | 0 | 0 | 0 | 0 | 0 | 0 | 0 | 0 | 0 | 0 | 0 | 0 | 0 | 0 | 0 | 0 | 0 | 0 | 0 | 0 | 0 | 0 | 0 | 0 | 0 | 0 | 0 | 0 | 0 | 0 | 0 | 0 | 0 | 0 | 0 | 0 | 0 | 0 | 0 | 0 | 0 | 0 | 0 | 0 | 0 | 0 | 0 | 0 | 0 | 0 | 0 | 0 |  | 1.1947 | 0 | 1.0314 | 10.5894 | 7.4042 | 0 | 0 | 0 | 0 | 0 | 0 | 0 | 0 | 0 | 0 | 0 | 0 | 0 | 0 | 0 | 0 | 0 |  |  | 129 | #N/A | #N/A | #N/A | #N/A | #N/A | #N/A | 129 | #N/A | #N/A | #N/A | #N/A | #N/A | #N/A | #N/A
|  |  | 0 | 0 | 0 | 0 | 0 | 0 | 0 | 0 | 0 | 0 | 0 | 0 | 0 | 0 | 0 | 0 | 0 | 0 | 0 | 0 | 0 | 0 | 0 | 0 | 0 | 0 | 0 | 0 | 0 | 0 | 0 | 0 | 0 | 0 | 0 | 0 | 0 | 0 | 0 | 0 | 0 | 0 | 0 | 0 | 0 | 0 | 0 | 0 | 0 | 0 | 0 | 0 | 0 | 0 | 0 | 0 | 0 | 0 | 0 | 0 | 0 | 0 |  | 1.1947 | 0 | 1.0314 | 10.5894 | 7.4042 | 0 | 0 | 0 | 0 | 0 | 0 | 0 | 0 | 0 | 0 | 0 | 0 | 0 | 0 | 0 | 0 | 0 |  |  | 130 | #N/A | #N/A | #N/A | #N/A | #N/A | #N/A | 130 | #N/A | #N/A | #N/A | #N/A | #N/A | #N/A | #N/A
|  |  | 0 | 0 | 0 | 0 | 0 | 0 | 0 | 0 | 0 | 0 | 0 | 0 | 0 | 0 | 0 | 0 | 0 | 0 | 0 | 0 | 0 | 0 | 0 | 0 | 0 | 0 | 0 | 0 | 0 | 0 | 0 | 0 | 0 | 0 | 0 | 0 | 0 | 0 | 0 | 0 | 0 | 0 | 0 | 0 | 0 | 0 | 0 | 0 | 0 | 0 | 0 | 0 | 0 | 0 | 0 | 0 | 0 | 0 | 0 | 0 | 0 | 0 |  | 1.1947 | 0 | 1.0314 | 10.5894 | 7.4042 | 0 | 0 | 0 | 0 | 0 | 0 | 0 | 0 | 0 | 0 | 0 | 0 | 0 | 0 | 0 | 0 | 0 |  |  | 131 | #N/A | #N/A | #N/A | #N/A | #N/A | #N/A | 131 | #N/A | #N/A | #N/A | #N/A | #N/A | #N/A | #N/A
|  |  | 0 | 0 | 0 | 0 | 0 | 0 | 0 | 0 | 0 | 0 | 0 | 0 | 0 | 0 | 0 | 0 | 0 | 0 | 0 | 0 | 0 | 0 | 0 | 0 | 0 | 0 | 0 | 0 | 0 | 0 | 0 | 0 | 0 | 0 | 0 | 0 | 0 | 0 | 0 | 0 | 0 | 0 | 0 | 0 | 0 | 0 | 0 | 0 | 0 | 0 | 0 | 0 | 0 | 0 | 0 | 0 | 0 | 0 | 0 | 0 | 0 | 0 |  | 1.1947 | 0 | 1.0314 | 10.5894 | 7.4042 | 0 | 0 | 0 | 0 | 0 | 0 | 0 | 0 | 0 | 0 | 0 | 0 | 0 | 0 | 0 | 0 | 0 |  |  | 132 | #N/A | #N/A | #N/A | #N/A | #N/A | #N/A | 132 | #N/A | #N/A | #N/A | #N/A | #N/A | #N/A | #N/A
|  |  | 0 | 0 | 0 | 0 | 0 | 0 | 0 | 0 | 0 | 0 | 0 | 0 | 0 | 0 | 0 | 0 | 0 | 0 | 0 | 0 | 0 | 0 | 0 | 0 | 0 | 0 | 0 | 0 | 0 | 0 | 0 | 0 | 0 | 0 | 0 | 0 | 0 | 0 | 0 | 0 | 0 | 0 | 0 | 0 | 0 | 0 | 0 | 0 | 0 | 0 | 0 | 0 | 0 | 0 | 0 | 0 | 0 | 0 | 0 | 0 | 0 | 0 |  | 1.1947 | 0 | 1.0314 | 10.5894 | 7.4042 | 0 | 0 | 0 | 0 | 0 | 0 | 0 | 0 | 0 | 0 | 0 | 0 | 0 | 0 | 0 | 0 | 0 |  |  | 133 | #N/A | #N/A | #N/A | #N/A | #N/A | #N/A | 133 | #N/A | #N/A | #N/A | #N/A | #N/A | #N/A | #N/A
|  |  | 0 | 0 | 0 | 0 | 0 | 0 | 0 | 0 | 0 | 0 | 0 | 0 | 0 | 0 | 0 | 0 | 0 | 0 | 0 | 0 | 0 | 0 | 0 | 0 | 0 | 0 | 0 | 0 | 0 | 0 | 0 | 0 | 0 | 0 | 0 | 0 | 0 | 0 | 0 | 0 | 0 | 0 | 0 | 0 | 0 | 0 | 0 | 0 | 0 | 0 | 0 | 0 | 0 | 0 | 0 | 0 | 0 | 0 | 0 | 0 | 0 | 0 |  | 1.1947 | 0 | 1.0314 | 10.5894 | 7.4042 | 0 | 0 | 0 | 0 | 0 | 0 | 0 | 0 | 0 | 0 | 0 | 0 | 0 | 0 | 0 | 0 | 0 |  |  | 134 | #N/A | #N/A | #N/A | #N/A | #N/A | #N/A | 134 | #N/A | #N/A | #N/A | #N/A | #N/A | #N/A | #N/A
|  |  | 0 | 0 | 0 | 0 | 0 | 0 | 0 | 0 | 0 | 0 | 0 | 0 | 0 | 0 | 0 | 0 | 0 | 0 | 0 | 0 | 0 | 0 | 0 | 0 | 0 | 0 | 0 | 0 | 0 | 0 | 0 | 0 | 0 | 0 | 0 | 0 | 0 | 0 | 0 | 0 | 0 | 0 | 0 | 0 | 0 | 0 | 0 | 0 | 0 | 0 | 0 | 0 | 0 | 0 | 0 | 0 | 0 | 0 | 0 | 0 | 0 | 0 |  | 1.1947 | 0 | 1.0314 | 10.5894 | 7.4042 | 0 | 0 | 0 | 0 | 0 | 0 | 0 | 0 | 0 | 0 | 0 | 0 | 0 | 0 | 0 | 0 | 0 |  |  | 135 | #N/A | #N/A | #N/A | #N/A | #N/A | #N/A | 135 | #N/A | #N/A | #N/A | #N/A | #N/A | #N/A | #N/A
|  |  | 0 | 0 | 0 | 0 | 0 | 0 | 0 | 0 | 0 | 0 | 0 | 0 | 0 | 0 | 0 | 0 | 0 | 0 | 0 | 0 | 0 | 0 | 0 | 0 | 0 | 0 | 0 | 0 | 0 | 0 | 0 | 0 | 0 | 0 | 0 | 0 | 0 | 0 | 0 | 0 | 0 | 0 | 0 | 0 | 0 | 0 | 0 | 0 | 0 | 0 | 0 | 0 | 0 | 0 | 0 | 0 | 0 | 0 | 0 | 0 | 0 | 0 |  | 1.1947 | 0 | 1.0314 | 10.5894 | 7.4042 | 0 | 0 | 0 | 0 | 0 | 0 | 0 | 0 | 0 | 0 | 0 | 0 | 0 | 0 | 0 | 0 | 0 |  |  | 136 | #N/A | #N/A | #N/A | #N/A | #N/A | #N/A | 136 | #N/A | #N/A | #N/A | #N/A | #N/A | #N/A | #N/A
|  |  | 0 | 0 | 0 | 0 | 0 | 0 | 0 | 0 | 0 | 0 | 0 | 0 | 0 | 0 | 0 | 0 | 0 | 0 | 0 | 0 | 0 | 0 | 0 | 0 | 0 | 0 | 0 | 0 | 0 | 0 | 0 | 0 | 0 | 0 | 0 | 0 | 0 | 0 | 0 | 0 | 0 | 0 | 0 | 0 | 0 | 0 | 0 | 0 | 0 | 0 | 0 | 0 | 0 | 0 | 0 | 0 | 0 | 0 | 0 | 0 | 0 | 0 |  | 1.1947 | 0 | 1.0314 | 10.5894 | 7.4042 | 0 | 0 | 0 | 0 | 0 | 0 | 0 | 0 | 0 | 0 | 0 | 0 | 0 | 0 | 0 | 0 | 0 |  |  | 137 | #N/A | #N/A | #N/A | #N/A | #N/A | #N/A | 137 | #N/A | #N/A | #N/A | #N/A | #N/A | #N/A | #N/A
|  |  | 0 | 0 | 0 | 0 | 0 | 0 | 0 | 0 | 0 | 0 | 0 | 0 | 0 | 0 | 0 | 0 | 0 | 0 | 0 | 0 | 0 | 0 | 0 | 0 | 0 | 0 | 0 | 0 | 0 | 0 | 0 | 0 | 0 | 0 | 0 | 0 | 0 | 0 | 0 | 0 | 0 | 0 | 0 | 0 | 0 | 0 | 0 | 0 | 0 | 0 | 0 | 0 | 0 | 0 | 0 | 0 | 0 | 0 | 0 | 0 | 0 | 0 |  | 1.1947 | 0 | 1.0314 | 10.5894 | 7.4042 | 0 | 0 | 0 | 0 | 0 | 0 | 0 | 0 | 0 | 0 | 0 | 0 | 0 | 0 | 0 | 0 | 0 |  |  | 138 | #N/A | #N/A | #N/A | #N/A | #N/A | #N/A | 138 | #N/A | #N/A | #N/A | #N/A | #N/A | #N/A | #N/A
|  |  | 0 | 0 | 0 | 0 | 0 | 0 | 0 | 0 | 0 | 0 | 0 | 0 | 0 | 0 | 0 | 0 | 0 | 0 | 0 | 0 | 0 | 0 | 0 | 0 | 0 | 0 | 0 | 0 | 0 | 0 | 0 | 0 | 0 | 0 | 0 | 0 | 0 | 0 | 0 | 0 | 0 | 0 | 0 | 0 | 0 | 0 | 0 | 0 | 0 | 0 | 0 | 0 | 0 | 0 | 0 | 0 | 0 | 0 | 0 | 0 | 0 | 0 |  | 1.1947 | 0 | 1.0314 | 10.5894 | 7.4042 | 0 | 0 | 0 | 0 | 0 | 0 | 0 | 0 | 0 | 0 | 0 | 0 | 0 | 0 | 0 | 0 | 0 |  |  | 139 | #N/A | #N/A | #N/A | #N/A | #N/A | #N/A | 139 | #N/A | #N/A | #N/A | #N/A | #N/A | #N/A | #N/A
|  |  | 0 | 0 | 0 | 0 | 0 | 0 | 0 | 0 | 0 | 0 | 0 | 0 | 0 | 0 | 0 | 0 | 0 | 0 | 0 | 0 | 0 | 0 | 0 | 0 | 0 | 0 | 0 | 0 | 0 | 0 | 0 | 0 | 0 | 0 | 0 | 0 | 0 | 0 | 0 | 0 | 0 | 0 | 0 | 0 | 0 | 0 | 0 | 0 | 0 | 0 | 0 | 0 | 0 | 0 | 0 | 0 | 0 | 0 | 0 | 0 | 0 | 0 |  | 1.1947 | 0 | 1.0314 | 10.5894 | 7.4042 | 0 | 0 | 0 | 0 | 0 | 0 | 0 | 0 | 0 | 0 | 0 | 0 | 0 | 0 | 0 | 0 | 0 |  |  | 140 | #N/A | #N/A | #N/A | #N/A | #N/A | #N/A | 140 | #N/A | #N/A | #N/A | #N/A | #N/A | #N/A | #N/A
|  |  | 0 | 0 | 0 | 0 | 0 | 0 | 0 | 0 | 0 | 0 | 0 | 0 | 0 | 0 | 0 | 0 | 0 | 0 | 0 | 0 | 0 | 0 | 0 | 0 | 0 | 0 | 0 | 0 | 0 | 0 | 0 | 0 | 0 | 0 | 0 | 0 | 0 | 0 | 0 | 0 | 0 | 0 | 0 | 0 | 0 | 0 | 0 | 0 | 0 | 0 | 0 | 0 | 0 | 0 | 0 | 0 | 0 | 0 | 0 | 0 | 0 | 0 |  | 1.1947 | 0 | 1.0314 | 10.5894 | 7.4042 | 0 | 0 | 0 | 0 | 0 | 0 | 0 | 0 | 0 | 0 | 0 | 0 | 0 | 0 | 0 | 0 | 0 |  |  | 141 | #N/A | #N/A | #N/A | #N/A | #N/A | #N/A | 141 | #N/A | #N/A | #N/A | #N/A | #N/A | #N/A | #N/A
|  |  | 0 | 0 | 0 | 0 | 0 | 0 | 0 | 0 | 0 | 0 | 0 | 0 | 0 | 0 | 0 | 0 | 0 | 0 | 0 | 0 | 0 | 0 | 0 | 0 | 0 | 0 | 0 | 0 | 0 | 0 | 0 | 0 | 0 | 0 | 0 | 0 | 0 | 0 | 0 | 0 | 0 | 0 | 0 | 0 | 0 | 0 | 0 | 0 | 0 | 0 | 0 | 0 | 0 | 0 | 0 | 0 | 0 | 0 | 0 | 0 | 0 | 0 |  | 1.1947 | 0 | 1.0314 | 10.5894 | 7.4042 | 0 | 0 | 0 | 0 | 0 | 0 | 0 | 0 | 0 | 0 | 0 | 0 | 0 | 0 | 0 | 0 | 0 |  |  | 142 | #N/A | #N/A | #N/A | #N/A | #N/A | #N/A | 142 | #N/A | #N/A | #N/A | #N/A | #N/A | #N/A | #N/A
|  |  | 0 | 0 | 0 | 0 | 0 | 0 | 0 | 0 | 0 | 0 | 0 | 0 | 0 | 0 | 0 | 0 | 0 | 0 | 0 | 0 | 0 | 0 | 0 | 0 | 0 | 0 | 0 | 0 | 0 | 0 | 0 | 0 | 0 | 0 | 0 | 0 | 0 | 0 | 0 | 0 | 0 | 0 | 0 | 0 | 0 | 0 | 0 | 0 | 0 | 0 | 0 | 0 | 0 | 0 | 0 | 0 | 0 | 0 | 0 | 0 | 0 | 0 |  | 1.1947 | 0 | 1.0314 | 10.5894 | 7.4042 | 0 | 0 | 0 | 0 | 0 | 0 | 0 | 0 | 0 | 0 | 0 | 0 | 0 | 0 | 0 | 0 | 0 |  |  | 143 | #N/A | #N/A | #N/A | #N/A | #N/A | #N/A | 143 | #N/A | #N/A | #N/A | #N/A | #N/A | #N/A | #N/A
|  |  | 0 | 0 | 0 | 0 | 0 | 0 | 0 | 0 | 0 | 0 | 0 | 0 | 0 | 0 | 0 | 0 | 0 | 0 | 0 | 0 | 0 | 0 | 0 | 0 | 0 | 0 | 0 | 0 | 0 | 0 | 0 | 0 | 0 | 0 | 0 | 0 | 0 | 0 | 0 | 0 | 0 | 0 | 0 | 0 | 0 | 0 | 0 | 0 | 0 | 0 | 0 | 0 | 0 | 0 | 0 | 0 | 0 | 0 | 0 | 0 | 0 | 0 |  | 1.1947 | 0 | 1.0314 | 10.5894 | 7.4042 | 0 | 0 | 0 | 0 | 0 | 0 | 0 | 0 | 0 | 0 | 0 | 0 | 0 | 0 | 0 | 0 | 0 |  |  | 144 | #N/A | #N/A | #N/A | #N/A | #N/A | #N/A | 144 | #N/A | #N/A | #N/A | #N/A | #N/A | #N/A | #N/A
|  |  | 0 | 0 | 0 | 0 | 0 | 0 | 0 | 0 | 0 | 0 | 0 | 0 | 0 | 0 | 0 | 0 | 0 | 0 | 0 | 0 | 0 | 0 | 0 | 0 | 0 | 0 | 0 | 0 | 0 | 0 | 0 | 0 | 0 | 0 | 0 | 0 | 0 | 0 | 0 | 0 | 0 | 0 | 0 | 0 | 0 | 0 | 0 | 0 | 0 | 0 | 0 | 0 | 0 | 0 | 0 | 0 | 0 | 0 | 0 | 0 | 0 | 0 |  | 1.1947 | 0 | 1.0314 | 10.5894 | 7.4042 | 0 | 0 | 0 | 0 | 0 | 0 | 0 | 0 | 0 | 0 | 0 | 0 | 0 | 0 | 0 | 0 | 0 |  |  | 145 | #N/A | #N/A | #N/A | #N/A | #N/A | #N/A | 145 | #N/A | #N/A | #N/A | #N/A | #N/A | #N/A | #N/A
|  |  | 0 | 0 | 0 | 0 | 0 | 0 | 0 | 0 | 0 | 0 | 0 | 0 | 0 | 0 | 0 | 0 | 0 | 0 | 0 | 0 | 0 | 0 | 0 | 0 | 0 | 0 | 0 | 0 | 0 | 0 | 0 | 0 | 0 | 0 | 0 | 0 | 0 | 0 | 0 | 0 | 0 | 0 | 0 | 0 | 0 | 0 | 0 | 0 | 0 | 0 | 0 | 0 | 0 | 0 | 0 | 0 | 0 | 0 | 0 | 0 | 0 | 0 |  | 1.1947 | 0 | 1.0314 | 10.5894 | 7.4042 | 0 | 0 | 0 | 0 | 0 | 0 | 0 | 0 | 0 | 0 | 0 | 0 | 0 | 0 | 0 | 0 | 0 |  |  | 146 | #N/A | #N/A | #N/A | #N/A | #N/A | #N/A | 146 | #N/A | #N/A | #N/A | #N/A | #N/A | #N/A | #N/A
|  |  | 0 | 0 | 0 | 0 | 0 | 0 | 0 | 0 | 0 | 0 | 0 | 0 | 0 | 0 | 0 | 0 | 0 | 0 | 0 | 0 | 0 | 0 | 0 | 0 | 0 | 0 | 0 | 0 | 0 | 0 | 0 | 0 | 0 | 0 | 0 | 0 | 0 | 0 | 0 | 0 | 0 | 0 | 0 | 0 | 0 | 0 | 0 | 0 | 0 | 0 | 0 | 0 | 0 | 0 | 0 | 0 | 0 | 0 | 0 | 0 | 0 | 0 |  | 1.1947 | 0 | 1.0314 | 10.5894 | 7.4042 | 0 | 0 | 0 | 0 | 0 | 0 | 0 | 0 | 0 | 0 | 0 | 0 | 0 | 0 | 0 | 0 | 0 |  |  | 147 | #N/A | #N/A | #N/A | #N/A | #N/A | #N/A | 147 | #N/A | #N/A | #N/A | #N/A | #N/A | #N/A | #N/A
|  |  | 0 | 0 | 0 | 0 | 0 | 0 | 0 | 0 | 0 | 0 | 0 | 0 | 0 | 0 | 0 | 0 | 0 | 0 | 0 | 0 | 0 | 0 | 0 | 0 | 0 | 0 | 0 | 0 | 0 | 0 | 0 | 0 | 0 | 0 | 0 | 0 | 0 | 0 | 0 | 0 | 0 | 0 | 0 | 0 | 0 | 0 | 0 | 0 | 0 | 0 | 0 | 0 | 0 | 0 | 0 | 0 | 0 | 0 | 0 | 0 | 0 | 0 |  | 1.1947 | 0 | 1.0314 | 10.5894 | 7.4042 | 0 | 0 | 0 | 0 | 0 | 0 | 0 | 0 | 0 | 0 | 0 | 0 | 0 | 0 | 0 | 0 | 0 |  |  | 148 | #N/A | #N/A | #N/A | #N/A | #N/A | #N/A | 148 | #N/A | #N/A | #N/A | #N/A | #N/A | #N/A | #N/A
|  |  | 0 | 0 | 0 | 0 | 0 | 0 | 0 | 0 | 0 | 0 | 0 | 0 | 0 | 0 | 0 | 0 | 0 | 0 | 0 | 0 | 0 | 0 | 0 | 0 | 0 | 0 | 0 | 0 | 0 | 0 | 0 | 0 | 0 | 0 | 0 | 0 | 0 | 0 | 0 | 0 | 0 | 0 | 0 | 0 | 0 | 0 | 0 | 0 | 0 | 0 | 0 | 0 | 0 | 0 | 0 | 0 | 0 | 0 | 0 | 0 | 0 | 0 |  | 1.1947 | 0 | 1.0314 | 10.5894 | 7.4042 | 0 | 0 | 0 | 0 | 0 | 0 | 0 | 0 | 0 | 0 | 0 | 0 | 0 | 0 | 0 | 0 | 0 |  |  | 149 | #N/A | #N/A | #N/A | #N/A | #N/A | #N/A | 149 | #N/A | #N/A | #N/A | #N/A | #N/A | #N/A | #N/A
|  |  | 0 | 0 | 0 | 0 | 0 | 0 | 0 | 0 | 0 | 0 | 0 | 0 | 0 | 0 | 0 | 0 | 0 | 0 | 0 | 0 | 0 | 0 | 0 | 0 | 0 | 0 | 0 | 0 | 0 | 0 | 0 | 0 | 0 | 0 | 0 | 0 | 0 | 0 | 0 | 0 | 0 | 0 | 0 | 0 | 0 | 0 | 0 | 0 | 0 | 0 | 0 | 0 | 0 | 0 | 0 | 0 | 0 | 0 | 0 | 0 | 0 | 0 |  | 1.1947 | 0 | 1.0314 | 10.5894 | 7.4042 | 0 | 0 | 0 | 0 | 0 | 0 | 0 | 0 | 0 | 0 | 0 | 0 | 0 | 0 | 0 | 0 | 0 |  |  | 150 | #N/A | #N/A | #N/A | #N/A | #N/A | #N/A | 150 | #N/A | #N/A | #N/A | #N/A | #N/A | #N/A | #N/A
|  |  | 0 | 0 | 0 | 0 | 0 | 0 | 0 | 0 | 0 | 0 | 0 | 0 | 0 | 0 | 0 | 0 | 0 | 0 | 0 | 0 | 0 | 0 | 0 | 0 | 0 | 0 | 0 | 0 | 0 | 0 | 0 | 0 | 0 | 0 | 0 | 0 | 0 | 0 | 0 | 0 | 0 | 0 | 0 | 0 | 0 | 0 | 0 | 0 | 0 | 0 | 0 | 0 | 0 | 0 | 0 | 0 | 0 | 0 | 0 | 0 | 0 | 0 |  | 1.1947 | 0 | 1.0314 | 10.5894 | 7.4042 | 0 | 0 | 0 | 0 | 0 | 0 | 0 | 0 | 0 | 0 | 0 | 0 | 0 | 0 | 0 | 0 | 0 |  |  | 151 | #N/A | #N/A | #N/A | #N/A | #N/A | #N/A | 151 | #N/A | #N/A | #N/A | #N/A | #N/A | #N/A | #N/A
|  |  | 0 | 0 | 0 | 0 | 0 | 0 | 0 | 0 | 0 | 0 | 0 | 0 | 0 | 0 | 0 | 0 | 0 | 0 | 0 | 0 | 0 | 0 | 0 | 0 | 0 | 0 | 0 | 0 | 0 | 0 | 0 | 0 | 0 | 0 | 0 | 0 | 0 | 0 | 0 | 0 | 0 | 0 | 0 | 0 | 0 | 0 | 0 | 0 | 0 | 0 | 0 | 0 | 0 | 0 | 0 | 0 | 0 | 0 | 0 | 0 | 0 | 0 |  | 1.1947 | 0 | 1.0314 | 10.5894 | 7.4042 | 0 | 0 | 0 | 0 | 0 | 0 | 0 | 0 | 0 | 0 | 0 | 0 | 0 | 0 | 0 | 0 | 0 |  |  | 152 | #N/A | #N/A | #N/A | #N/A | #N/A | #N/A | 152 | #N/A | #N/A | #N/A | #N/A | #N/A | #N/A | #N/A
|  |  | 0 | 0 | 0 | 0 | 0 | 0 | 0 | 0 | 0 | 0 | 0 | 0 | 0 | 0 | 0 | 0 | 0 | 0 | 0 | 0 | 0 | 0 | 0 | 0 | 0 | 0 | 0 | 0 | 0 | 0 | 0 | 0 | 0 | 0 | 0 | 0 | 0 | 0 | 0 | 0 | 0 | 0 | 0 | 0 | 0 | 0 | 0 | 0 | 0 | 0 | 0 | 0 | 0 | 0 | 0 | 0 | 0 | 0 | 0 | 0 | 0 | 0 |  | 1.1947 | 0 | 1.0314 | 10.5894 | 7.4042 | 0 | 0 | 0 | 0 | 0 | 0 | 0 | 0 | 0 | 0 | 0 | 0 | 0 | 0 | 0 | 0 | 0 |  |  | 153 | #N/A | #N/A | #N/A | #N/A | #N/A | #N/A | 153 | #N/A | #N/A | #N/A | #N/A | #N/A | #N/A | #N/A
|  |  | 0 | 0 | 0 | 0 | 0 | 0 | 0 | 0 | 0 | 0 | 0 | 0 | 0 | 0 | 0 | 0 | 0 | 0 | 0 | 0 | 0 | 0 | 0 | 0 | 0 | 0 | 0 | 0 | 0 | 0 | 0 | 0 | 0 | 0 | 0 | 0 | 0 | 0 | 0 | 0 | 0 | 0 | 0 | 0 | 0 | 0 | 0 | 0 | 0 | 0 | 0 | 0 | 0 | 0 | 0 | 0 | 0 | 0 | 0 | 0 | 0 | 0 |  | 1.1947 | 0 | 1.0314 | 10.5894 | 7.4042 | 0 | 0 | 0 | 0 | 0 | 0 | 0 | 0 | 0 | 0 | 0 | 0 | 0 | 0 | 0 | 0 | 0 |  |  | 154 | #N/A | #N/A | #N/A | #N/A | #N/A | #N/A | 154 | #N/A | #N/A | #N/A | #N/A | #N/A | #N/A | #N/A
|  |  | 0 | 0 | 0 | 0 | 0 | 0 | 0 | 0 | 0 | 0 | 0 | 0 | 0 | 0 | 0 | 0 | 0 | 0 | 0 | 0 | 0 | 0 | 0 | 0 | 0 | 0 | 0 | 0 | 0 | 0 | 0 | 0 | 0 | 0 | 0 | 0 | 0 | 0 | 0 | 0 | 0 | 0 | 0 | 0 | 0 | 0 | 0 | 0 | 0 | 0 | 0 | 0 | 0 | 0 | 0 | 0 | 0 | 0 | 0 | 0 | 0 | 0 |  | 1.1947 | 0 | 1.0314 | 10.5894 | 7.4042 | 0 | 0 | 0 | 0 | 0 | 0 | 0 | 0 | 0 | 0 | 0 | 0 | 0 | 0 | 0 | 0 | 0 |  |  | 155 | #N/A | #N/A | #N/A | #N/A | #N/A | #N/A | 155 | #N/A | #N/A | #N/A | #N/A | #N/A | #N/A | #N/A
|  |  | 0 | 0 | 0 | 0 | 0 | 0 | 0 | 0 | 0 | 0 | 0 | 0 | 0 | 0 | 0 | 0 | 0 | 0 | 0 | 0 | 0 | 0 | 0 | 0 | 0 | 0 | 0 | 0 | 0 | 0 | 0 | 0 | 0 | 0 | 0 | 0 | 0 | 0 | 0 | 0 | 0 | 0 | 0 | 0 | 0 | 0 | 0 | 0 | 0 | 0 | 0 | 0 | 0 | 0 | 0 | 0 | 0 | 0 | 0 | 0 | 0 | 0 |  | 1.1947 | 0 | 1.0314 | 10.5894 | 7.4042 | 0 | 0 | 0 | 0 | 0 | 0 | 0 | 0 | 0 | 0 | 0 | 0 | 0 | 0 | 0 | 0 | 0 |  |  | 156 | #N/A | #N/A | #N/A | #N/A | #N/A | #N/A | 156 | #N/A | #N/A | #N/A | #N/A | #N/A | #N/A | #N/A
|  |  | 0 | 0 | 0 | 0 | 0 | 0 | 0 | 0 | 0 | 0 | 0 | 0 | 0 | 0 | 0 | 0 | 0 | 0 | 0 | 0 | 0 | 0 | 0 | 0 | 0 | 0 | 0 | 0 | 0 | 0 | 0 | 0 | 0 | 0 | 0 | 0 | 0 | 0 | 0 | 0 | 0 | 0 | 0 | 0 | 0 | 0 | 0 | 0 | 0 | 0 | 0 | 0 | 0 | 0 | 0 | 0 | 0 | 0 | 0 | 0 | 0 | 0 |  | 1.1947 | 0 | 1.0314 | 10.5894 | 7.4042 | 0 | 0 | 0 | 0 | 0 | 0 | 0 | 0 | 0 | 0 | 0 | 0 | 0 | 0 | 0 | 0 | 0 |  |  | 157 | #N/A | #N/A | #N/A | #N/A | #N/A | #N/A | 157 | #N/A | #N/A | #N/A | #N/A | #N/A | #N/A | #N/A
|  |  | 0 | 0 | 0 | 0 | 0 | 0 | 0 | 0 | 0 | 0 | 0 | 0 | 0 | 0 | 0 | 0 | 0 | 0 | 0 | 0 | 0 | 0 | 0 | 0 | 0 | 0 | 0 | 0 | 0 | 0 | 0 | 0 | 0 | 0 | 0 | 0 | 0 | 0 | 0 | 0 | 0 | 0 | 0 | 0 | 0 | 0 | 0 | 0 | 0 | 0 | 0 | 0 | 0 | 0 | 0 | 0 | 0 | 0 | 0 | 0 | 0 | 0 |  | 1.1947 | 0 | 1.0314 | 10.5894 | 7.4042 | 0 | 0 | 0 | 0 | 0 | 0 | 0 | 0 | 0 | 0 | 0 | 0 | 0 | 0 | 0 | 0 | 0 |  |  | 158 | #N/A | #N/A | #N/A | #N/A | #N/A | #N/A | 158 | #N/A | #N/A | #N/A | #N/A | #N/A | #N/A | #N/A
|  |  | 0 | 0 | 0 | 0 | 0 | 0 | 0 | 0 | 0 | 0 | 0 | 0 | 0 | 0 | 0 | 0 | 0 | 0 | 0 | 0 | 0 | 0 | 0 | 0 | 0 | 0 | 0 | 0 | 0 | 0 | 0 | 0 | 0 | 0 | 0 | 0 | 0 | 0 | 0 | 0 | 0 | 0 | 0 | 0 | 0 | 0 | 0 | 0 | 0 | 0 | 0 | 0 | 0 | 0 | 0 | 0 | 0 | 0 | 0 | 0 | 0 | 0 |  | 1.1947 | 0 | 1.0314 | 10.5894 | 7.4042 | 0 | 0 | 0 | 0 | 0 | 0 | 0 | 0 | 0 | 0 | 0 | 0 | 0 | 0 | 0 | 0 | 0 |  |  | 159 | #N/A | #N/A | #N/A | #N/A | #N/A | #N/A | 159 | #N/A | #N/A | #N/A | #N/A | #N/A | #N/A | #N/A
|  |  | 0 | 0 | 0 | 0 | 0 | 0 | 0 | 0 | 0 | 0 | 0 | 0 | 0 | 0 | 0 | 0 | 0 | 0 | 0 | 0 | 0 | 0 | 0 | 0 | 0 | 0 | 0 | 0 | 0 | 0 | 0 | 0 | 0 | 0 | 0 | 0 | 0 | 0 | 0 | 0 | 0 | 0 | 0 | 0 | 0 | 0 | 0 | 0 | 0 | 0 | 0 | 0 | 0 | 0 | 0 | 0 | 0 | 0 | 0 | 0 | 0 | 0 |  | 1.1947 | 0 | 1.0314 | 10.5894 | 7.4042 | 0 | 0 | 0 | 0 | 0 | 0 | 0 | 0 | 0 | 0 | 0 | 0 | 0 | 0 | 0 | 0 | 0 |  |  | 160 | #N/A | #N/A | #N/A | #N/A | #N/A | #N/A | 160 | #N/A | #N/A | #N/A | #N/A | #N/A | #N/A | #N/A
|  |  | 0 | 0 | 0 | 0 | 0 | 0 | 0 | 0 | 0 | 0 | 0 | 0 | 0 | 0 | 0 | 0 | 0 | 0 | 0 | 0 | 0 | 0 | 0 | 0 | 0 | 0 | 0 | 0 | 0 | 0 | 0 | 0 | 0 | 0 | 0 | 0 | 0 | 0 | 0 | 0 | 0 | 0 | 0 | 0 | 0 | 0 | 0 | 0 | 0 | 0 | 0 | 0 | 0 | 0 | 0 | 0 | 0 | 0 | 0 | 0 | 0 | 0 |  | 1.1947 | 0 | 1.0314 | 10.5894 | 7.4042 | 0 | 0 | 0 | 0 | 0 | 0 | 0 | 0 | 0 | 0 | 0 | 0 | 0 | 0 | 0 | 0 | 0 |  |  | 161 | #N/A | #N/A | #N/A | #N/A | #N/A | #N/A | 161 | #N/A | #N/A | #N/A | #N/A | #N/A | #N/A | #N/A
|  |  | 0 | 0 | 0 | 0 | 0 | 0 | 0 | 0 | 0 | 0 | 0 | 0 | 0 | 0 | 0 | 0 | 0 | 0 | 0 | 0 | 0 | 0 | 0 | 0 | 0 | 0 | 0 | 0 | 0 | 0 | 0 | 0 | 0 | 0 | 0 | 0 | 0 | 0 | 0 | 0 | 0 | 0 | 0 | 0 | 0 | 0 | 0 | 0 | 0 | 0 | 0 | 0 | 0 | 0 | 0 | 0 | 0 | 0 | 0 | 0 | 0 | 0 |  | 1.1947 | 0 | 1.0314 | 10.5894 | 7.4042 | 0 | 0 | 0 | 0 | 0 | 0 | 0 | 0 | 0 | 0 | 0 | 0 | 0 | 0 | 0 | 0 | 0 |  |  | 162 | #N/A | #N/A | #N/A | #N/A | #N/A | #N/A | 162 | #N/A | #N/A | #N/A | #N/A | #N/A | #N/A | #N/A
|  |  | 0 | 0 | 0 | 0 | 0 | 0 | 0 | 0 | 0 | 0 | 0 | 0 | 0 | 0 | 0 | 0 | 0 | 0 | 0 | 0 | 0 | 0 | 0 | 0 | 0 | 0 | 0 | 0 | 0 | 0 | 0 | 0 | 0 | 0 | 0 | 0 | 0 | 0 | 0 | 0 | 0 | 0 | 0 | 0 | 0 | 0 | 0 | 0 | 0 | 0 | 0 | 0 | 0 | 0 | 0 | 0 | 0 | 0 | 0 | 0 | 0 | 0 |  | 1.1947 | 0 | 1.0314 | 10.5894 | 7.4042 | 0 | 0 | 0 | 0 | 0 | 0 | 0 | 0 | 0 | 0 | 0 | 0 | 0 | 0 | 0 | 0 | 0 |  |  | 163 | #N/A | #N/A | #N/A | #N/A | #N/A | #N/A | 163 | #N/A | #N/A | #N/A | #N/A | #N/A | #N/A | #N/A
|  |  | 0 | 0 | 0 | 0 | 0 | 0 | 0 | 0 | 0 | 0 | 0 | 0 | 0 | 0 | 0 | 0 | 0 | 0 | 0 | 0 | 0 | 0 | 0 | 0 | 0 | 0 | 0 | 0 | 0 | 0 | 0 | 0 | 0 | 0 | 0 | 0 | 0 | 0 | 0 | 0 | 0 | 0 | 0 | 0 | 0 | 0 | 0 | 0 | 0 | 0 | 0 | 0 | 0 | 0 | 0 | 0 | 0 | 0 | 0 | 0 | 0 | 0 |  | 1.1947 | 0 | 1.0314 | 10.5894 | 7.4042 | 0 | 0 | 0 | 0 | 0 | 0 | 0 | 0 | 0 | 0 | 0 | 0 | 0 | 0 | 0 | 0 | 0 |  |  | 164 | #N/A | #N/A | #N/A | #N/A | #N/A | #N/A | 164 | #N/A | #N/A | #N/A | #N/A | #N/A | #N/A | #N/A
|  |  | 0 | 0 | 0 | 0 | 0 | 0 | 0 | 0 | 0 | 0 | 0 | 0 | 0 | 0 | 0 | 0 | 0 | 0 | 0 | 0 | 0 | 0 | 0 | 0 | 0 | 0 | 0 | 0 | 0 | 0 | 0 | 0 | 0 | 0 | 0 | 0 | 0 | 0 | 0 | 0 | 0 | 0 | 0 | 0 | 0 | 0 | 0 | 0 | 0 | 0 | 0 | 0 | 0 | 0 | 0 | 0 | 0 | 0 | 0 | 0 | 0 | 0 |  | 1.1947 | 0 | 1.0314 | 10.5894 | 7.4042 | 0 | 0 | 0 | 0 | 0 | 0 | 0 | 0 | 0 | 0 | 0 | 0 | 0 | 0 | 0 | 0 | 0 |  |  | 165 | #N/A | #N/A | #N/A | #N/A | #N/A | #N/A | 165 | #N/A | #N/A | #N/A | #N/A | #N/A | #N/A | #N/A
|  |  | 0 | 0 | 0 | 0 | 0 | 0 | 0 | 0 | 0 | 0 | 0 | 0 | 0 | 0 | 0 | 0 | 0 | 0 | 0 | 0 | 0 | 0 | 0 | 0 | 0 | 0 | 0 | 0 | 0 | 0 | 0 | 0 | 0 | 0 | 0 | 0 | 0 | 0 | 0 | 0 | 0 | 0 | 0 | 0 | 0 | 0 | 0 | 0 | 0 | 0 | 0 | 0 | 0 | 0 | 0 | 0 | 0 | 0 | 0 | 0 | 0 | 0 |  | 1.1947 | 0 | 1.0314 | 10.5894 | 7.4042 | 0 | 0 | 0 | 0 | 0 | 0 | 0 | 0 | 0 | 0 | 0 | 0 | 0 | 0 | 0 | 0 | 0 |  |  | 166 | #N/A | #N/A | #N/A | #N/A | #N/A | #N/A | 166 | #N/A | #N/A | #N/A | #N/A | #N/A | #N/A | #N/A
|  |  | 0 | 0 | 0 | 0 | 0 | 0 | 0 | 0 | 0 | 0 | 0 | 0 | 0 | 0 | 0 | 0 | 0 | 0 | 0 | 0 | 0 | 0 | 0 | 0 | 0 | 0 | 0 | 0 | 0 | 0 | 0 | 0 | 0 | 0 | 0 | 0 | 0 | 0 | 0 | 0 | 0 | 0 | 0 | 0 | 0 | 0 | 0 | 0 | 0 | 0 | 0 | 0 | 0 | 0 | 0 | 0 | 0 | 0 | 0 | 0 | 0 | 0 |  | 1.1947 | 0 | 1.0314 | 10.5894 | 7.4042 | 0 | 0 | 0 | 0 | 0 | 0 | 0 | 0 | 0 | 0 | 0 | 0 | 0 | 0 | 0 | 0 | 0 |  |  | 167 | #N/A | #N/A | #N/A | #N/A | #N/A | #N/A | 167 | #N/A | #N/A | #N/A | #N/A | #N/A | #N/A | #N/A
|  |  | 0 | 0 | 0 | 0 | 0 | 0 | 0 | 0 | 0 | 0 | 0 | 0 | 0 | 0 | 0 | 0 | 0 | 0 | 0 | 0 | 0 | 0 | 0 | 0 | 0 | 0 | 0 | 0 | 0 | 0 | 0 | 0 | 0 | 0 | 0 | 0 | 0 | 0 | 0 | 0 | 0 | 0 | 0 | 0 | 0 | 0 | 0 | 0 | 0 | 0 | 0 | 0 | 0 | 0 | 0 | 0 | 0 | 0 | 0 | 0 | 0 | 0 |  | 1.1947 | 0 | 1.0314 | 10.5894 | 7.4042 | 0 | 0 | 0 | 0 | 0 | 0 | 0 | 0 | 0 | 0 | 0 | 0 | 0 | 0 | 0 | 0 | 0 |  |  | 168 | #N/A | #N/A | #N/A | #N/A | #N/A | #N/A | 168 | #N/A | #N/A | #N/A | #N/A | #N/A | #N/A | #N/A
|  |  | 0 | 0 | 0 | 0 | 0 | 0 | 0 | 0 | 0 | 0 | 0 | 0 | 0 | 0 | 0 | 0 | 0 | 0 | 0 | 0 | 0 | 0 | 0 | 0 | 0 | 0 | 0 | 0 | 0 | 0 | 0 | 0 | 0 | 0 | 0 | 0 | 0 | 0 | 0 | 0 | 0 | 0 | 0 | 0 | 0 | 0 | 0 | 0 | 0 | 0 | 0 | 0 | 0 | 0 | 0 | 0 | 0 | 0 | 0 | 0 | 0 | 0 |  | 1.1947 | 0 | 1.0314 | 10.5894 | 7.4042 | 0 | 0 | 0 | 0 | 0 | 0 | 0 | 0 | 0 | 0 | 0 | 0 | 0 | 0 | 0 | 0 | 0 |  |  | 169 | #N/A | #N/A | #N/A | #N/A | #N/A | #N/A | 169 | #N/A | #N/A | #N/A | #N/A | #N/A | #N/A | #N/A
|  |  | 0 | 0 | 0 | 0 | 0 | 0 | 0 | 0 | 0 | 0 | 0 | 0 | 0 | 0 | 0 | 0 | 0 | 0 | 0 | 0 | 0 | 0 | 0 | 0 | 0 | 0 | 0 | 0 | 0 | 0 | 0 | 0 | 0 | 0 | 0 | 0 | 0 | 0 | 0 | 0 | 0 | 0 | 0 | 0 | 0 | 0 | 0 | 0 | 0 | 0 | 0 | 0 | 0 | 0 | 0 | 0 | 0 | 0 | 0 | 0 | 0 | 0 |  | 1.1947 | 0 | 1.0314 | 10.5894 | 7.4042 | 0 | 0 | 0 | 0 | 0 | 0 | 0 | 0 | 0 | 0 | 0 | 0 | 0 | 0 | 0 | 0 | 0 |  |  | 170 | #N/A | #N/A | #N/A | #N/A | #N/A | #N/A | 170 | #N/A | #N/A | #N/A | #N/A | #N/A | #N/A | #N/A
|  |  | 0 | 0 | 0 | 0 | 0 | 0 | 0 | 0 | 0 | 0 | 0 | 0 | 0 | 0 | 0 | 0 | 0 | 0 | 0 | 0 | 0 | 0 | 0 | 0 | 0 | 0 | 0 | 0 | 0 | 0 | 0 | 0 | 0 | 0 | 0 | 0 | 0 | 0 | 0 | 0 | 0 | 0 | 0 | 0 | 0 | 0 | 0 | 0 | 0 | 0 | 0 | 0 | 0 | 0 | 0 | 0 | 0 | 0 | 0 | 0 | 0 | 0 |  | 1.1947 | 0 | 1.0314 | 10.5894 | 7.4042 | 0 | 0 | 0 | 0 | 0 | 0 | 0 | 0 | 0 | 0 | 0 | 0 | 0 | 0 | 0 | 0 | 0 |  |  | 171 | #N/A | #N/A | #N/A | #N/A | #N/A | #N/A | 171 | #N/A | #N/A | #N/A | #N/A | #N/A | #N/A | #N/A
|  |  | 0 | 0 | 0 | 0 | 0 | 0 | 0 | 0 | 0 | 0 | 0 | 0 | 0 | 0 | 0 | 0 | 0 | 0 | 0 | 0 | 0 | 0 | 0 | 0 | 0 | 0 | 0 | 0 | 0 | 0 | 0 | 0 | 0 | 0 | 0 | 0 | 0 | 0 | 0 | 0 | 0 | 0 | 0 | 0 | 0 | 0 | 0 | 0 | 0 | 0 | 0 | 0 | 0 | 0 | 0 | 0 | 0 | 0 | 0 | 0 | 0 | 0 |  | 1.1947 | 0 | 1.0314 | 10.5894 | 7.4042 | 0 | 0 | 0 | 0 | 0 | 0 | 0 | 0 | 0 | 0 | 0 | 0 | 0 | 0 | 0 | 0 | 0 |  |  | 172 | #N/A | #N/A | #N/A | #N/A | #N/A | #N/A | 172 | #N/A | #N/A | #N/A | #N/A | #N/A | #N/A | #N/A
|  |  | 0 | 0 | 0 | 0 | 0 | 0 | 0 | 0 | 0 | 0 | 0 | 0 | 0 | 0 | 0 | 0 | 0 | 0 | 0 | 0 | 0 | 0 | 0 | 0 | 0 | 0 | 0 | 0 | 0 | 0 | 0 | 0 | 0 | 0 | 0 | 0 | 0 | 0 | 0 | 0 | 0 | 0 | 0 | 0 | 0 | 0 | 0 | 0 | 0 | 0 | 0 | 0 | 0 | 0 | 0 | 0 | 0 | 0 | 0 | 0 | 0 | 0 |  | 1.1947 | 0 | 1.0314 | 10.5894 | 7.4042 | 0 | 0 | 0 | 0 | 0 | 0 | 0 | 0 | 0 | 0 | 0 | 0 | 0 | 0 | 0 | 0 | 0 |  |  | 173 | #N/A | #N/A | #N/A | #N/A | #N/A | #N/A | 173 | #N/A | #N/A | #N/A | #N/A | #N/A | #N/A | #N/A
|  |  | 0 | 0 | 0 | 0 | 0 | 0 | 0 | 0 | 0 | 0 | 0 | 0 | 0 | 0 | 0 | 0 | 0 | 0 | 0 | 0 | 0 | 0 | 0 | 0 | 0 | 0 | 0 | 0 | 0 | 0 | 0 | 0 | 0 | 0 | 0 | 0 | 0 | 0 | 0 | 0 | 0 | 0 | 0 | 0 | 0 | 0 | 0 | 0 | 0 | 0 | 0 | 0 | 0 | 0 | 0 | 0 | 0 | 0 | 0 | 0 | 0 | 0 |  | 1.1947 | 0 | 1.0314 | 10.5894 | 7.4042 | 0 | 0 | 0 | 0 | 0 | 0 | 0 | 0 | 0 | 0 | 0 | 0 | 0 | 0 | 0 | 0 | 0 |  |  | 174 | #N/A | #N/A | #N/A | #N/A | #N/A | #N/A | 174 | #N/A | #N/A | #N/A | #N/A | #N/A | #N/A | #N/A
|  |  | 0 | 0 | 0 | 0 | 0 | 0 | 0 | 0 | 0 | 0 | 0 | 0 | 0 | 0 | 0 | 0 | 0 | 0 | 0 | 0 | 0 | 0 | 0 | 0 | 0 | 0 | 0 | 0 | 0 | 0 | 0 | 0 | 0 | 0 | 0 | 0 | 0 | 0 | 0 | 0 | 0 | 0 | 0 | 0 | 0 | 0 | 0 | 0 | 0 | 0 | 0 | 0 | 0 | 0 | 0 | 0 | 0 | 0 | 0 | 0 | 0 | 0 |  | 1.1947 | 0 | 1.0314 | 10.5894 | 7.4042 | 0 | 0 | 0 | 0 | 0 | 0 | 0 | 0 | 0 | 0 | 0 | 0 | 0 | 0 | 0 | 0 | 0 |  |  | 175 | #N/A | #N/A | #N/A | #N/A | #N/A | #N/A | 175 | #N/A | #N/A | #N/A | #N/A | #N/A | #N/A | #N/A
|  |  | 0 | 0 | 0 | 0 | 0 | 0 | 0 | 0 | 0 | 0 | 0 | 0 | 0 | 0 | 0 | 0 | 0 | 0 | 0 | 0 | 0 | 0 | 0 | 0 | 0 | 0 | 0 | 0 | 0 | 0 | 0 | 0 | 0 | 0 | 0 | 0 | 0 | 0 | 0 | 0 | 0 | 0 | 0 | 0 | 0 | 0 | 0 | 0 | 0 | 0 | 0 | 0 | 0 | 0 | 0 | 0 | 0 | 0 | 0 | 0 | 0 | 0 |  | 1.1947 | 0 | 1.0314 | 10.5894 | 7.4042 | 0 | 0 | 0 | 0 | 0 | 0 | 0 | 0 | 0 | 0 | 0 | 0 | 0 | 0 | 0 | 0 | 0 |  |  | 176 | #N/A | #N/A | #N/A | #N/A | #N/A | #N/A | 176 | #N/A | #N/A | #N/A | #N/A | #N/A | #N/A | #N/A
|  |  | 0 | 0 | 0 | 0 | 0 | 0 | 0 | 0 | 0 | 0 | 0 | 0 | 0 | 0 | 0 | 0 | 0 | 0 | 0 | 0 | 0 | 0 | 0 | 0 | 0 | 0 | 0 | 0 | 0 | 0 | 0 | 0 | 0 | 0 | 0 | 0 | 0 | 0 | 0 | 0 | 0 | 0 | 0 | 0 | 0 | 0 | 0 | 0 | 0 | 0 | 0 | 0 | 0 | 0 | 0 | 0 | 0 | 0 | 0 | 0 | 0 | 0 |  | 1.1947 | 0 | 1.0314 | 10.5894 | 7.4042 | 0 | 0 | 0 | 0 | 0 | 0 | 0 | 0 | 0 | 0 | 0 | 0 | 0 | 0 | 0 | 0 | 0 |  |  | 177 | #N/A | #N/A | #N/A | #N/A | #N/A | #N/A | 177 | #N/A | #N/A | #N/A | #N/A | #N/A | #N/A | #N/A
|  |  | 0 | 0 | 0 | 0 | 0 | 0 | 0 | 0 | 0 | 0 | 0 | 0 | 0 | 0 | 0 | 0 | 0 | 0 | 0 | 0 | 0 | 0 | 0 | 0 | 0 | 0 | 0 | 0 | 0 | 0 | 0 | 0 | 0 | 0 | 0 | 0 | 0 | 0 | 0 | 0 | 0 | 0 | 0 | 0 | 0 | 0 | 0 | 0 | 0 | 0 | 0 | 0 | 0 | 0 | 0 | 0 | 0 | 0 | 0 | 0 | 0 | 0 |  | 1.1947 | 0 | 1.0314 | 10.5894 | 7.4042 | 0 | 0 | 0 | 0 | 0 | 0 | 0 | 0 | 0 | 0 | 0 | 0 | 0 | 0 | 0 | 0 | 0 |  |  | 178 | #N/A | #N/A | #N/A | #N/A | #N/A | #N/A | 178 | #N/A | #N/A | #N/A | #N/A | #N/A | #N/A | #N/A
|  |  | 0 | 0 | 0 | 0 | 0 | 0 | 0 | 0 | 0 | 0 | 0 | 0 | 0 | 0 | 0 | 0 | 0 | 0 | 0 | 0 | 0 | 0 | 0 | 0 | 0 | 0 | 0 | 0 | 0 | 0 | 0 | 0 | 0 | 0 | 0 | 0 | 0 | 0 | 0 | 0 | 0 | 0 | 0 | 0 | 0 | 0 | 0 | 0 | 0 | 0 | 0 | 0 | 0 | 0 | 0 | 0 | 0 | 0 | 0 | 0 | 0 | 0 |  | 1.1947 | 0 | 1.0314 | 10.5894 | 7.4042 | 0 | 0 | 0 | 0 | 0 | 0 | 0 | 0 | 0 | 0 | 0 | 0 | 0 | 0 | 0 | 0 | 0 |  |  | 179 | #N/A | #N/A | #N/A | #N/A | #N/A | #N/A | 179 | #N/A | #N/A | #N/A | #N/A | #N/A | #N/A | #N/A
|  |  | 0 | 0 | 0 | 0 | 0 | 0 | 0 | 0 | 0 | 0 | 0 | 0 | 0 | 0 | 0 | 0 | 0 | 0 | 0 | 0 | 0 | 0 | 0 | 0 | 0 | 0 | 0 | 0 | 0 | 0 | 0 | 0 | 0 | 0 | 0 | 0 | 0 | 0 | 0 | 0 | 0 | 0 | 0 | 0 | 0 | 0 | 0 | 0 | 0 | 0 | 0 | 0 | 0 | 0 | 0 | 0 | 0 | 0 | 0 | 0 | 0 | 0 |  | 1.1947 | 0 | 1.0314 | 10.5894 | 7.4042 | 0 | 0 | 0 | 0 | 0 | 0 | 0 | 0 | 0 | 0 | 0 | 0 | 0 | 0 | 0 | 0 | 0 |  |  | 180 | #N/A | #N/A | #N/A | #N/A | #N/A | #N/A | 180 | #N/A | #N/A | #N/A | #N/A | #N/A | #N/A | #N/A
|  |  | 0 | 0 | 0 | 0 | 0 | 0 | 0 | 0 | 0 | 0 | 0 | 0 | 0 | 0 | 0 | 0 | 0 | 0 | 0 | 0 | 0 | 0 | 0 | 0 | 0 | 0 | 0 | 0 | 0 | 0 | 0 | 0 | 0 | 0 | 0 | 0 | 0 | 0 | 0 | 0 | 0 | 0 | 0 | 0 | 0 | 0 | 0 | 0 | 0 | 0 | 0 | 0 | 0 | 0 | 0 | 0 | 0 | 0 | 0 | 0 | 0 | 0 |  | 1.1947 | 0 | 1.0314 | 10.5894 | 7.4042 | 0 | 0 | 0 | 0 | 0 | 0 | 0 | 0 | 0 | 0 | 0 | 0 | 0 | 0 | 0 | 0 | 0 |  |  | 181 | #N/A | #N/A | #N/A | #N/A | #N/A | #N/A | 181 | #N/A | #N/A | #N/A | #N/A | #N/A | #N/A | #N/A
|  |  | 0 | 0 | 0 | 0 | 0 | 0 | 0 | 0 | 0 | 0 | 0 | 0 | 0 | 0 | 0 | 0 | 0 | 0 | 0 | 0 | 0 | 0 | 0 | 0 | 0 | 0 | 0 | 0 | 0 | 0 | 0 | 0 | 0 | 0 | 0 | 0 | 0 | 0 | 0 | 0 | 0 | 0 | 0 | 0 | 0 | 0 | 0 | 0 | 0 | 0 | 0 | 0 | 0 | 0 | 0 | 0 | 0 | 0 | 0 | 0 | 0 | 0 |  | 1.1947 | 0 | 1.0314 | 10.5894 | 7.4042 | 0 | 0 | 0 | 0 | 0 | 0 | 0 | 0 | 0 | 0 | 0 | 0 | 0 | 0 | 0 | 0 | 0 |  |  | 182 | #N/A | #N/A | #N/A | #N/A | #N/A | #N/A | 182 | #N/A | #N/A | #N/A | #N/A | #N/A | #N/A | #N/A
|  |  | 0 | 0 | 0 | 0 | 0 | 0 | 0 | 0 | 0 | 0 | 0 | 0 | 0 | 0 | 0 | 0 | 0 | 0 | 0 | 0 | 0 | 0 | 0 | 0 | 0 | 0 | 0 | 0 | 0 | 0 | 0 | 0 | 0 | 0 | 0 | 0 | 0 | 0 | 0 | 0 | 0 | 0 | 0 | 0 | 0 | 0 | 0 | 0 | 0 | 0 | 0 | 0 | 0 | 0 | 0 | 0 | 0 | 0 | 0 | 0 | 0 | 0 |  | 1.1947 | 0 | 1.0314 | 10.5894 | 7.4042 | 0 | 1 | 0 | 0 | 0 | 0 | 0 | 0 | 0 | 0 | 0 | 0 | 0 | 0 | 0 | 0 | 0 |  |  | 183 | #N/A | #N/A | #N/A | #N/A | #N/A | #N/A | 183 | #N/A | #N/A | #N/A | #N/A | #N/A | #N/A | #N/A
|  |  | 0 | 0 | 0 | 0 | 0 | 0 | 0 | 0 | 0 | 0 | 0 | 0 | 0 | 0 | 0 | 0 | 0 | 0 | 0 | 0 | 0 | 0 | 0 | 0 | 0 | 0 | 0 | 0 | 0 | 0 | 0 | 0 | 0 | 0 | 0 | 0 | 0 | 0 | 0 | 0 | 0 | 0 | 0 | 0 | 0 | 0 | 0 | 0 | 0 | 0 | 0 | 0 | 0 | 0 | 0 | 0 | 0 | 0 | 0 | 0 | 0 | 0 |  | 1.1947 | 0 | 1.0314 | 10.5894 | 7.4042 | 0 | 2 | 0 | 0 | 0 | 0 | 0 | 0 | 0 | 0 | 0 | 0 | 0 | 0 | 0 | 0 | 0 |  |  | 184 | #N/A | #N/A | #N/A | #N/A | #N/A | #N/A | 184 | #N/A | #N/A | #N/A | #N/A | #N/A | #N/A | #N/A
|  |  | 0 | 0 | 0 | 0 | 0 | 0 | 0 | 0 | 0 | 0 | 0 | 0 | 0 | 0 | 0 | 0 | 0 | 0 | 0 | 0 | 0 | 0 | 0 | 0 | 0 | 0 | 0 | 0 | 0 | 0 | 0 | 0 | 0 | 0 | 0 | 0 | 0 | 0 | 0 | 0 | 0 | 0 | 0 | 0 | 0 | 0 | 0 | 0 | 0 | 0 | 0 | 0 | 0 | 0 | 0 | 0 | 0 | 0 | 0 | 0 | 0 | 0 |  | 1.1947 | 0 | 1.0314 | 10.5894 | 7.4042 | 0 | 3 | 0 | 0 | 0 | 0 | 0 | 0 | 0 | 0 | 0 | 0 | 0 | 0 | 0 | 0 | 0 |  |  | 185 | #N/A | #N/A | #N/A | #N/A | #N/A | #N/A | 185 | #N/A | #N/A | #N/A | #N/A | #N/A | #N/A | #N/A
|  |  | 0 | 0 | 0 | 0 | 0 | 0 | 0 | 0 | 0 | 0 | 0 | 0 | 0 | 0 | 0 | 0 | 0 | 0 | 0 | 0 | 0 | 0 | 0 | 0 | 0 | 0 | 0 | 0 | 0 | 0 | 0 | 0 | 0 | 0 | 0 | 0 | 0 | 0 | 0 | 0 | 0 | 0 | 0 | 0 | 0 | 0 | 0 | 0 | 0 | 0 | 0 | 0 | 0 | 0 | 0 | 0 | 0 | 0 | 0 | 0 | 0 | 0 |  | 1.1947 | 0 | 1.0314 | 10.5894 | 7.4042 | 0 | 4 | 0 | 0 | 0 | 0 | 0 | 0 | 0 | 0 | 0 | 0 | 0 | 0 | 0 | 0 | 0 |  |  | 186 | #N/A | #N/A | #N/A | #N/A | #N/A | #N/A | 186 | #N/A | #N/A | #N/A | #N/A | #N/A | #N/A | #N/A
|  |  | 0 | 0 | 0 | 0 | 0 | 0 | 0 | 0 | 0 | 0 | 0 | 0 | 0 | 0 | 0 | 0 | 0 | 0 | 0 | 0 | 0 | 0 | 0 | 0 | 0 | 0 | 0 | 0 | 0 | 0 | 0 | 0 | 0 | 0 | 0 | 0 | 0 | 0 | 0 | 0 | 0 | 0 | 0 | 0 | 0 | 0 | 0 | 0 | 0 | 0 | 0 | 0 | 0 | 0 | 0 | 0 | 0 | 0 | 0 | 0 | 0 | 0 |  | 1.1947 | 0 | 1.0314 | 10.5894 | 7.4042 | 0 | 5 | 0 | 0 | 0 | 0 | 0 | 0 | 0 | 0 | 0 | 0 | 0 | 0 | 0 | 0 | 0 |  |  | 187 | #N/A | #N/A | #N/A | #N/A | #N/A | #N/A | 187 | #N/A | #N/A | #N/A | #N/A | #N/A | #N/A | #N/A
|  |  | 0 | 0 | 0 | 0 | 0 | 0 | 0 | 0 | 0 | 0 | 0 | 0 | 0 | 0 | 0 | 0 | 0 | 0 | 0 | 0 | 0 | 0 | 0 | 0 | 0 | 0 | 0 | 0 | 0 | 0 | 0 | 0 | 0 | 0 | 0 | 0 | 0 | 0 | 0 | 0 | 0 | 0 | 0 | 0 | 0 | 0 | 0 | 0 | 0 | 0 | 0 | 0 | 0 | 0 | 0 | 0 | 0 | 0 | 0 | 0 | 0 | 0 |  | 1.1947 | 0 | 1.0314 | 10.5894 | 7.4042 | 0 | 6 | 0 | 0 | 0 | 0 | 0 | 0 | 0 | 0 | 0 | 0 | 0 | 0 | 0 | 0 | 0 |  |  | 188 | #N/A | #N/A | #N/A | #N/A | #N/A | #N/A | 188 | #N/A | #N/A | #N/A | #N/A | #N/A | #N/A | #N/A
|  |  | 0 | 0 | 0 | 0 | 0 | 0 | 0 | 0 | 0 | 0 | 0 | 0 | 0 | 0 | 0 | 0 | 0 | 0 | 0 | 0 | 0 | 0 | 0 | 0 | 0 | 0 | 0 | 0 | 0 | 0 | 0 | 0 | 0 | 0 | 0 | 0 | 0 | 0 | 0 | 0 | 0 | 0 | 0 | 0 | 0 | 0 | 0 | 0 | 0 | 0 | 0 | 0 | 0 | 0 | 0 | 0 | 0 | 0 | 0 | 0 | 0 | 0 |  | 1.1947 | 0 | 1.0314 | 10.5894 | 7.4042 | 0 | 7 | 0 | 0 | 0 | 0 | 0 | 0 | 0 | 0 | 0 | 0 | 0 | 0 | 0 | 0 | 0 |  |  | 189 | #N/A | #N/A | #N/A | #N/A | #N/A | #N/A | 189 | #N/A | #N/A | #N/A | #N/A | #N/A | #N/A | #N/A
|  |  | 0 | 0 | 0 | 0 | 0 | 0 | 0 | 0 | 0 | 0 | 0 | 0 | 0 | 0 | 0 | 0 | 0 | 0 | 0 | 0 | 0 | 0 | 0 | 0 | 0 | 0 | 0 | 0 | 0 | 0 | 0 | 0 | 0 | 0 | 0 | 0 | 0 | 0 | 0 | 0 | 0 | 0 | 0 | 0 | 0 | 0 | 0 | 0 | 0 | 0 | 0 | 0 | 0 | 0 | 0 | 0 | 0 | 0 | 0 | 0 | 0 | 0 |  | 1.1947 | 0 | 1.0314 | 10.5894 | 7.4042 | 0 | 8 | 0 | 0 | 0 | 0 | 0 | 0 | 0 | 0 | 0 | 0 | 0 | 0 | 0 | 0 | 0 |  |  | 190 | #N/A | #N/A | #N/A | #N/A | #N/A | #N/A | 190 | #N/A | #N/A | #N/A | #N/A | #N/A | #N/A | #N/A
|  |  | 0 | 0 | 0 | 0 | 0 | 0 | 0 | 0 | 0 | 0 | 0 | 0 | 0 | 0 | 0 | 0 | 0 | 0 | 0 | 0 | 0 | 0 | 0 | 0 | 0 | 0 | 0 | 0 | 0 | 0 | 0 | 0 | 0 | 0 | 0 | 0 | 0 | 0 | 0 | 0 | 0 | 0 | 0 | 0 | 0 | 0 | 0 | 0 | 0 | 0 | 0 | 0 | 0 | 0 | 0 | 0 | 0 | 0 | 0 | 0 | 0 | 0 |  | 1.1947 | 0 | 1.0314 | 10.5894 | 7.4042 | 0 | 9 | 0 | 0 | 0 | 0 | 0 | 0 | 0 | 0 | 0 | 0 | 0 | 0 | 0 | 0 | 0 |  |  | 191 | #N/A | #N/A | #N/A | #N/A | #N/A | #N/A | 191 | #N/A | #N/A | #N/A | #N/A | #N/A | #N/A | #N/A
|  |  | 0 | 0 | 0 | 0 | 0 | 0 | 0 | 0 | 0 | 0 | 0 | 0 | 0 | 0 | 0 | 0 | 0 | 0 | 0 | 0 | 0 | 0 | 0 | 0 | 0 | 0 | 0 | 0 | 0 | 0 | 0 | 0 | 0 | 0 | 0 | 0 | 0 | 0 | 0 | 0 | 0 | 0 | 0 | 0 | 0 | 0 | 0 | 0 | 0 | 0 | 0 | 0 | 0 | 0 | 0 | 0 | 0 | 0 | 0 | 0 | 0 | 0 |  | 1.1947 | 0 | 1.0314 | 10.5894 | 7.4042 | 0 | 10 | 0 | 0 | 0 | 0 | 0 | 0 | 0 | 0 | 0 | 0 | 0 | 0 | 0 | 0 | 0 |  |  | 192 | #N/A | #N/A | #N/A | #N/A | #N/A | #N/A | 192 | #N/A | #N/A | #N/A | #N/A | #N/A | #N/A | #N/A
|  |  | 0 | 0 | 0 | 0 | 0 | 0 | 0 | 0 | 0 | 0 | 0 | 0 | 0 | 0 | 0 | 0 | 0 | 0 | 0 | 0 | 0 | 0 | 0 | 0 | 0 | 0 | 0 | 0 | 0 | 0 | 0 | 0 | 0 | 0 | 0 | 0 | 0 | 0 | 0 | 0 | 0 | 0 | 0 | 0 | 0 | 0 | 0 | 0 | 0 | 0 | 0 | 0 | 0 | 0 | 0 | 0 | 0 | 0 | 0 | 0 | 0 | 0 |  | 1.1947 | 0 | 1.0314 | 10.5894 | 7.4042 | 0 | 11 | 0 | 0 | 0 | 0 | 0 | 0 | 0 | 0 | 0 | 0 | 0 | 0 | 0 | 0 | 0 |  |  | 193 | #N/A | #N/A | #N/A | #N/A | #N/A | #N/A | 193 | #N/A | #N/A | #N/A | #N/A | #N/A | #N/A | #N/A
|  |  | 0 | 0 | 0 | 0 | 0 | 0 | 0 | 0 | 0 | 0 | 0 | 0 | 0 | 0 | 0 | 0 | 0 | 0 | 0 | 0 | 0 | 0 | 0 | 0 | 0 | 0 | 0 | 0 | 0 | 0 | 0 | 0 | 0 | 0 | 0 | 0 | 0 | 0 | 0 | 0 | 0 | 0 | 0 | 0 | 0 | 0 | 0 | 0 | 0 | 0 | 0 | 0 | 0 | 0 | 0 | 0 | 0 | 0 | 0 | 0 | 0 | 0 |  | 1.1947 | 0 | 1.0314 | 10.5894 | 7.4042 | 0 | 12 | 0 | 0 | 0 | 0 | 0 | 0 | 0 | 0 | 0 | 0 | 0 | 0 | 0 | 0 | 0 |  |  | 194 | #N/A | #N/A | #N/A | #N/A | #N/A | #N/A | 194 | #N/A | #N/A | #N/A | #N/A | #N/A | #N/A | #N/A
|  |  | 0 | 0 | 0 | 0 | 0 | 0 | 0 | 0 | 0 | 0 | 0 | 0 | 0 | 0 | 0 | 0 | 0 | 0 | 0 | 0 | 0 | 0 | 0 | 0 | 0 | 0 | 0 | 0 | 0 | 0 | 0 | 0 | 0 | 0 | 0 | 0 | 0 | 0 | 0 | 0 | 0 | 0 | 0 | 0 | 0 | 0 | 0 | 0 | 0 | 0 | 0 | 0 | 0 | 0 | 0 | 0 | 0 | 0 | 0 | 0 | 0 | 0 |  | 1.1947 | 0 | 1.0314 | 10.5894 | 7.4042 | 0 | 13 | 0 | 0 | 0 | 0 | 0 | 0 | 0 | 0 | 0 | 0 | 0 | 0 | 0 | 0 | 0 |  |  | 195 | #N/A | #N/A | #N/A | #N/A | #N/A | #N/A | 195 | #N/A | #N/A | #N/A | #N/A | #N/A | #N/A | #N/A
|  |  | 0 | 0 | 0 | 0 | 0 | 0 | 0 | 0 | 0 | 0 | 0 | 0 | 0 | 0 | 0 | 0 | 0 | 0 | 0 | 0 | 0 | 0 | 0 | 0 | 0 | 0 | 0 | 0 | 0 | 0 | 0 | 0 | 0 | 0 | 0 | 0 | 0 | 0 | 0 | 0 | 0 | 0 | 0 | 0 | 0 | 0 | 0 | 0 | 0 | 0 | 0 | 0 | 0 | 0 | 0 | 0 | 0 | 0 | 0 | 0 | 0 | 0 |  | 1.1947 | 0 | 1.0314 | 10.5894 | 7.4042 | 0 | 14 | 0 | 0 | 0 | 0 | 0 | 0 | 0 | 0 | 0 | 0 | 0 | 0 | 0 | 0 | 0 |  |  | 196 | #N/A | #N/A | #N/A | #N/A | #N/A | #N/A | 196 | #N/A | #N/A | #N/A | #N/A | #N/A | #N/A | #N/A
|  |  | 0 | 0 | 0 | 0 | 0 | 0 | 0 | 0 | 0 | 0 | 0 | 0 | 0 | 0 | 0 | 0 | 0 | 0 | 0 | 0 | 0 | 0 | 0 | 0 | 0 | 0 | 0 | 0 | 0 | 0 | 0 | 0 | 0 | 0 | 0 | 0 | 0 | 0 | 0 | 0 | 0 | 0 | 0 | 0 | 0 | 0 | 0 | 0 | 0 | 0 | 0 | 0 | 0 | 0 | 0 | 0 | 0 | 0 | 0 | 0 | 0 | 0 |  | 1.1947 | 0 | 1.0314 | 10.5894 | 7.4042 | 0 | 15 | 0 | 0 | 0 | 0 | 0 | 0 | 0 | 0 | 0 | 0 | 0 | 0 | 0 | 0 | 0 |  |  | 197 | #N/A | #N/A | #N/A | #N/A | #N/A | #N/A | 197 | #N/A | #N/A | #N/A | #N/A | #N/A | #N/A | #N/A
|  |  | 0 | 0 | 0 | 0 | 0 | 0 | 0 | 0 | 0 | 0 | 0 | 0 | 0 | 0 | 0 | 0 | 0 | 0 | 0 | 0 | 0 | 0 | 0 | 0 | 0 | 0 | 0 | 0 | 0 | 0 | 0 | 0 | 0 | 0 | 0 | 0 | 0 | 0 | 0 | 0 | 0 | 0 | 0 | 0 | 0 | 0 | 0 | 0 | 0 | 0 | 0 | 0 | 0 | 0 | 0 | 0 | 0 | 0 | 0 | 0 | 0 | 0 |  | 1.1947 | 0 | 1.0314 | 10.5894 | 7.4042 | 0 | 16 | 0 | 0 | 0 | 0 | 0 | 0 | 0 | 0 | 0 | 0 | 0 | 0 | 0 | 0 | 0 |  |  | 198 | #N/A | #N/A | #N/A | #N/A | #N/A | #N/A | 198 | #N/A | #N/A | #N/A | #N/A | #N/A | #N/A | #N/A
|  |  | 0 | 0 | 0 | 0 | 0 | 0 | 0 | 0 | 0 | 0 | 0 | 0 | 0 | 0 | 0 | 0 | 0 | 0 | 0 | 0 | 0 | 0 | 0 | 0 | 0 | 0 | 0 | 0 | 0 | 0 | 0 | 0 | 0 | 0 | 0 | 0 | 0 | 0 | 0 | 0 | 0 | 0 | 0 | 0 | 0 | 0 | 0 | 0 | 0 | 0 | 0 | 0 | 0 | 0 | 0 | 0 | 0 | 0 | 0 | 0 | 0 | 0 |  | 1.1947 | 0 | 1.0314 | 10.5894 | 7.4042 | 0 | 17 | 0 | 0 | 0 | 0 | 0 | 0 | 0 | 0 | 0 | 0 | 0 | 0 | 0 | 0 | 0 |  |  | 199 | #N/A | #N/A | #N/A | #N/A | #N/A | #N/A | 199 | #N/A | #N/A | #N/A | #N/A | #N/A | #N/A | #N/A
|  |  | 0 | 0 | 0 | 0 | 0 | 0 | 0 | 0 | 0 | 0 | 0 | 0 | 0 | 0 | 0 | 0 | 0 | 0 | 0 | 0 | 0 | 0 | 0 | 0 | 0 | 0 | 0 | 0 | 0 | 0 | 0 | 0 | 0 | 0 | 0 | 0 | 0 | 0 | 0 | 0 | 0 | 0 | 0 | 0 | 0 | 0 | 0 | 0 | 0 | 0 | 0 | 0 | 0 | 0 | 0 | 0 | 0 | 0 | 0 | 0 | 0 | 0 |  | 1.1947 | 0 | 1.0314 | 10.5894 | 7.4042 | 0 | 18 | 0 | 0 | 0 | 0 | 0 | 0 | 0 | 0 | 0 | 0 | 0 | 0 | 0 | 0 | 0 |  |  | 200 | #N/A | #N/A | #N/A | #N/A | #N/A | #N/A | 200 | #N/A | #N/A | #N/A | #N/A | #N/A | #N/A | #N/A
|  |  | 0 | 0 | 0 | 0 | 0 | 0 | 0 | 0 | 0 | 0 | 0 | 0 | 0 | 0 | 0 | 0 | 0 | 0 | 0 | 0 | 0 | 0 | 0 | 0 | 0 | 0 | 0 | 0 | 0 | 0 | 0 | 0 | 0 | 0 | 0 | 0 | 0 | 0 | 0 | 0 | 0 | 0 | 0 | 0 | 0 | 0 | 0 | 0 | 0 | 0 | 0 | 0 | 0 | 0 | 0 | 0 | 0 | 0 | 0 | 0 | 0 | 0 |  | 1.1947 | 0 | 1.0314 | 10.5894 | 7.4042 | 0 | 19 | 0 | 0 | 0 | 0 | 0 | 0 | 0 | 0 | 0 | 0 | 0 | 0 | 0 | 0 | 0 |  |  | 201 | #N/A | #N/A | #N/A | #N/A | #N/A | #N/A | 201 | #N/A | #N/A | #N/A | #N/A | #N/A | #N/A | #N/A
|  |  | 0 | 0 | 0 | 0 | 0 | 0 | 0 | 0 | 0 | 0 | 0 | 0 | 0 | 0 | 0 | 0 | 0 | 0 | 0 | 0 | 0 | 0 | 0 | 0 | 0 | 0 | 0 | 0 | 0 | 0 | 0 | 0 | 0 | 0 | 0 | 0 | 0 | 0 | 0 | 0 | 0 | 0 | 0 | 0 | 0 | 0 | 0 | 0 | 0 | 0 | 0 | 0 | 0 | 0 | 0 | 0 | 0 | 0 | 0 | 0 | 0 | 0 |  | 1.1947 | 0 | 1.0314 | 10.5894 | 7.4042 | 0 | 20 | 0 | 0 | 0 | 0 | 0 | 0 | 0 | 0 | 0 | 0 | 0 | 0 | 0 | 0 | 0 |  |  | 202 | #N/A | #N/A | #N/A | #N/A | #N/A | #N/A | 202 | #N/A | #N/A | #N/A | #N/A | #N/A | #N/A | #N/A
|  |  | 0 | 0 | 0 | 0 | 0 | 0 | 0 | 0 | 0 | 0 | 0 | 0 | 0 | 0 | 0 | 0 | 0 | 0 | 0 | 0 | 0 | 0 | 0 | 0 | 0 | 0 | 0 | 0 | 0 | 0 | 0 | 0 | 0 | 0 | 0 | 0 | 0 | 0 | 0 | 0 | 0 | 0 | 0 | 0 | 0 | 0 | 0 | 0 | 0 | 0 | 0 | 0 | 0 | 0 | 0 | 0 | 0 | 0 | 0 | 0 | 0 | 0 |  | 1.1947 | 0 | 1.0314 | 10.5894 | 7.4042 | 0 | 21 | 0 | 0 | 0 | 0 | 0 | 0 | 0 | 0 | 0 | 0 | 0 | 0 | 0 | 0 | 0 |  |  | 203 | #N/A | #N/A | #N/A | #N/A | #N/A | #N/A | 203 | #N/A | #N/A | #N/A | #N/A | #N/A | #N/A | #N/A
|  |  | 0 | 0 | 0 | 0 | 0 | 0 | 0 | 0 | 0 | 0 | 0 | 0 | 0 | 0 | 0 | 0 | 0 | 0 | 0 | 0 | 0 | 0 | 0 | 0 | 0 | 0 | 0 | 0 | 0 | 0 | 0 | 0 | 0 | 0 | 0 | 0 | 0 | 0 | 0 | 0 | 0 | 0 | 0 | 0 | 0 | 0 | 0 | 0 | 0 | 0 | 0 | 0 | 0 | 0 | 0 | 0 | 0 | 0 | 0 | 0 | 0 | 0 |  | 1.1947 | 0 | 1.0314 | 10.5894 | 7.4042 | 0 | 22 | 0 | 0 | 0 | 0 | 0 | 0 | 0 | 0 | 0 | 0 | 0 | 0 | 0 | 0 | 0 |  |  | 204 | #N/A | #N/A | #N/A | #N/A | #N/A | #N/A | 204 | #N/A | #N/A | #N/A | #N/A | #N/A | #N/A | #N/A
|  |  | 0 | 0 | 0 | 0 | 0 | 0 | 0 | 0 | 0 | 0 | 0 | 0 | 0 | 0 | 0 | 0 | 0 | 0 | 0 | 0 | 0 | 0 | 0 | 0 | 0 | 0 | 0 | 0 | 0 | 0 | 0 | 0 | 0 | 0 | 0 | 0 | 0 | 0 | 0 | 0 | 0 | 0 | 0 | 0 | 0 | 0 | 0 | 0 | 0 | 0 | 0 | 0 | 0 | 0 | 0 | 0 | 0 | 0 | 0 | 0 | 0 | 0 |  | 1.1947 | 0 | 1.0314 | 10.5894 | 7.4042 | 0 | 23 | 0 | 0 | 0 | 0 | 0 | 0 | 0 | 0 | 0 | 0 | 0 | 0 | 0 | 0 | 0 |  |  | 205 | #N/A | #N/A | #N/A | #N/A | #N/A | #N/A | 205 | #N/A | #N/A | #N/A | #N/A | #N/A | #N/A | #N/A
|  |  | 0 | 0 | 0 | 0 | 0 | 0 | 0 | 0 | 0 | 0 | 0 | 0 | 0 | 0 | 0 | 0 | 0 | 0 | 0 | 0 | 0 | 0 | 0 | 0 | 0 | 0 | 0 | 0 | 0 | 0 | 0 | 0 | 0 | 0 | 0 | 0 | 0 | 0 | 0 | 0 | 0 | 0 | 0 | 0 | 0 | 0 | 0 | 0 | 0 | 0 | 0 | 0 | 0 | 0 | 0 | 0 | 0 | 0 | 0 | 0 | 0 | 0 |  | 1.1947 | 0 | 1.0314 | 10.5894 | 7.4042 | 0 | 24 | 0 | 0 | 0 | 0 | 0 | 0 | 0 | 0 | 0 | 0 | 0 | 0 | 0 | 0 | 0 |  |  | 206 | #N/A | #N/A | #N/A | #N/A | #N/A | #N/A | 206 | #N/A | #N/A | #N/A | #N/A | #N/A | #N/A | #N/A
|  |  | 0 | 0 | 0 | 0 | 0 | 0 | 0 | 0 | 0 | 0 | 0 | 0 | 0 | 0 | 0 | 0 | 0 | 0 | 0 | 0 | 0 | 0 | 0 | 0 | 0 | 0 | 0 | 0 | 0 | 0 | 0 | 0 | 0 | 0 | 0 | 0 | 0 | 0 | 0 | 0 | 0 | 0 | 0 | 0 | 0 | 0 | 0 | 0 | 0 | 0 | 0 | 0 | 0 | 0 | 0 | 0 | 0 | 0 | 0 | 0 | 0 | 0 |  | 1.1947 | 0 | 1.0314 | 10.5894 | 7.4042 | 0 | 25 | 0 | 0 | 0 | 0 | 0 | 0 | 0 | 0 | 0 | 0 | 0 | 0 | 0 | 0 | 0 |  |  | 207 | #N/A | #N/A | #N/A | #N/A | #N/A | #N/A | 207 | #N/A | #N/A | #N/A | #N/A | #N/A | #N/A | #N/A
|  |  | 0 | 0 | 0 | 0 | 0 | 0 | 0 | 0 | 0 | 0 | 0 | 0 | 0 | 0 | 0 | 0 | 0 | 0 | 0 | 0 | 0 | 0 | 0 | 0 | 0 | 0 | 0 | 0 | 0 | 0 | 0 | 0 | 0 | 0 | 0 | 0 | 0 | 0 | 0 | 0 | 0 | 0 | 0 | 0 | 0 | 0 | 0 | 0 | 0 | 0 | 0 | 0 | 0 | 0 | 0 | 0 | 0 | 0 | 0 | 0 | 0 | 0 |  | 1.1947 | 0 | 1.0314 | 10.5894 | 7.4042 | 0 | 26 | 0 | 0 | 0 | 0 | 0 | 0 | 0 | 0 | 0 | 0 | 0 | 0 | 0 | 0 | 0 |  |  | 208 | #N/A | #N/A | #N/A | #N/A | #N/A | #N/A | 208 | #N/A | #N/A | #N/A | #N/A | #N/A | #N/A | #N/A
|  |  | 0 | 0 | 0 | 0 | 0 | 0 | 0 | 0 | 0 | 0 | 0 | 0 | 0 | 0 | 0 | 0 | 0 | 0 | 0 | 0 | 0 | 0 | 0 | 0 | 0 | 0 | 0 | 0 | 0 | 0 | 0 | 0 | 0 | 0 | 0 | 0 | 0 | 0 | 0 | 0 | 0 | 0 | 0 | 0 | 0 | 0 | 0 | 0 | 0 | 0 | 0 | 0 | 0 | 0 | 0 | 0 | 0 | 0 | 0 | 0 | 0 | 0 |  | 1.1947 | 0 | 1.0314 | 10.5894 | 7.4042 | 0 | 27 | 0 | 0 | 0 | 0 | 0 | 0 | 0 | 0 | 0 | 0 | 0 | 0 | 0 | 0 | 0 |  |  | 209 | #N/A | #N/A | #N/A | #N/A | #N/A | #N/A | 209 | #N/A | #N/A | #N/A | #N/A | #N/A | #N/A | #N/A
|  |  | 0 | 0 | 0 | 0 | 0 | 0 | 0 | 0 | 0 | 0 | 0 | 0 | 0 | 0 | 0 | 0 | 0 | 0 | 0 | 0 | 0 | 0 | 0 | 0 | 0 | 0 | 0 | 0 | 0 | 0 | 0 | 0 | 0 | 0 | 0 | 0 | 0 | 0 | 0 | 0 | 0 | 0 | 0 | 0 | 0 | 0 | 0 | 0 | 0 | 0 | 0 | 0 | 0 | 0 | 0 | 0 | 0 | 0 | 0 | 0 | 0 | 0 |  | 1.1947 | 0 | 1.0314 | 10.5894 | 7.4042 | 0 | 28 | 0 | 0 | 0 | 0 | 0 | 0 | 0 | 0 | 0 | 0 | 0 | 0 | 0 | 0 | 0 |  |  | 210 | #N/A | #N/A | #N/A | #N/A | #N/A | #N/A | 210 | #N/A | #N/A | #N/A | #N/A | #N/A | #N/A | #N/A
|  |  | 0 | 0 | 0 | 0 | 0 | 0 | 0 | 0 | 0 | 0 | 0 | 0 | 0 | 0 | 0 | 0 | 0 | 0 | 0 | 0 | 0 | 0 | 0 | 0 | 0 | 0 | 0 | 0 | 0 | 0 | 0 | 0 | 0 | 0 | 0 | 0 | 0 | 0 | 0 | 0 | 0 | 0 | 0 | 0 | 0 | 0 | 0 | 0 | 0 | 0 | 0 | 0 | 0 | 0 | 0 | 0 | 0 | 0 | 0 | 0 | 0 | 0 |  | 1.1947 | 0 | 1.0314 | 10.5894 | 7.4042 | 0 | 29 | 0 | 0 | 0 | 0 | 0 | 0 | 0 | 0 | 0 | 0 | 0 | 0 | 0 | 0 | 0 |  |  | 211 | #N/A | #N/A | #N/A | #N/A | #N/A | #N/A | 211 | #N/A | #N/A | #N/A | #N/A | #N/A | #N/A | #N/A
|  |  | 0 | 0 | 0 | 0 | 0 | 0 | 0 | 0 | 0 | 0 | 0 | 0 | 0 | 0 | 0 | 0 | 0 | 0 | 0 | 0 | 0 | 0 | 0 | 0 | 0 | 0 | 0 | 0 | 0 | 0 | 0 | 0 | 0 | 0 | 0 | 0 | 0 | 0 | 0 | 0 | 0 | 0 | 0 | 0 | 0 | 0 | 0 | 0 | 0 | 0 | 0 | 0 | 0 | 0 | 0 | 0 | 0 | 0 | 0 | 0 | 0 | 0 |  | 1.1947 | 0 | 1.0314 | 10.5894 | 7.4042 | 0 | 30 | 0 | 0 | 0 | 0 | 0 | 0 | 0 | 0 | 0 | 0 | 0 | 0 | 0 | 0 | 0 |  |  | 212 | #N/A | #N/A | #N/A | #N/A | #N/A | #N/A | 212 | #N/A | #N/A | #N/A | #N/A | #N/A | #N/A | #N/A
|  |  | 0 | 0 | 0 | 0 | 0 | 0 | 0 | 0 | 0 | 0 | 0 | 0 | 0 | 0 | 0 | 0 | 0 | 0 | 0 | 0 | 0 | 0 | 0 | 0 | 0 | 0 | 0 | 0 | 0 | 0 | 0 | 0 | 0 | 0 | 0 | 0 | 0 | 0 | 0 | 0 | 0 | 0 | 0 | 0 | 0 | 0 | 0 | 0 | 0 | 0 | 0 | 0 | 0 | 0 | 0 | 0 | 0 | 0 | 0 | 0 | 0 | 0 |  | 1.1947 | 0 | 1.0314 | 10.5894 | 7.4042 | 0 | 31 | 0 | 0 | 0 | 0 | 0 | 0 | 0 | 0 | 0 | 0 | 0 | 0 | 0 | 0 | 0 |  |  | 213 | #N/A | #N/A | #N/A | #N/A | #N/A | #N/A | 213 | #N/A | #N/A | #N/A | #N/A | #N/A | #N/A | #N/A
|  |  | 0 | 0 | 0 | 0 | 0 | 0 | 0 | 0 | 0 | 0 | 0 | 0 | 0 | 0 | 0 | 0 | 0 | 0 | 0 | 0 | 0 | 0 | 0 | 0 | 0 | 0 | 0 | 0 | 0 | 0 | 0 | 0 | 0 | 0 | 0 | 0 | 0 | 0 | 0 | 0 | 0 | 0 | 0 | 0 | 0 | 0 | 0 | 0 | 0 | 0 | 0 | 0 | 0 | 0 | 0 | 0 | 0 | 0 | 0 | 0 | 0 | 0 |  | 1.1947 | 0 | 1.0314 | 10.5894 | 7.4042 | 0 | 32 | 0 | 0 | 0 | 0 | 0 | 0 | 0 | 0 | 0 | 0 | 0 | 0 | 0 | 0 | 0 |  |  | 214 | #N/A | #N/A | #N/A | #N/A | #N/A | #N/A | 214 | #N/A | #N/A | #N/A | #N/A | #N/A | #N/A | #N/A
|  |  | 0 | 0 | 0 | 0 | 0 | 0 | 0 | 0 | 0 | 0 | 0 | 0 | 0 | 0 | 0 | 0 | 0 | 0 | 0 | 0 | 0 | 0 | 0 | 0 | 0 | 0 | 0 | 0 | 0 | 0 | 0 | 0 | 0 | 0 | 0 | 0 | 0 | 0 | 0 | 0 | 0 | 0 | 0 | 0 | 0 | 0 | 0 | 0 | 0 | 0 | 0 | 0 | 0 | 0 | 0 | 0 | 0 | 0 | 0 | 0 | 0 | 0 |  | 1.1947 | 0 | 1.0314 | 10.5894 | 7.4042 | 0 | 33 | 0 | 0 | 0 | 0 | 0 | 0 | 0 | 0 | 0 | 0 | 0 | 0 | 0 | 0 | 0 |  |  | 215 | #N/A | #N/A | #N/A | #N/A | #N/A | #N/A | 215 | #N/A | #N/A | #N/A | #N/A | #N/A | #N/A | #N/A
|  |  | 0 | 0 | 0 | 0 | 0 | 0 | 0 | 0 | 0 | 0 | 0 | 0 | 0 | 0 | 0 | 0 | 0 | 0 | 0 | 0 | 0 | 0 | 0 | 0 | 0 | 0 | 0 | 0 | 0 | 0 | 0 | 0 | 0 | 0 | 0 | 0 | 0 | 0 | 0 | 0 | 0 | 0 | 0 | 0 | 0 | 0 | 0 | 0 | 0 | 0 | 0 | 0 | 0 | 0 | 0 | 0 | 0 | 0 | 0 | 0 | 0 | 0 |  | 1.1947 | 0 | 1.0314 | 10.5894 | 7.4042 | 0 | 34 | 0 | 0 | 0 | 0 | 0 | 0 | 0 | 0 | 0 | 0 | 0 | 0 | 0 | 0 | 0 |  |  | 216 | #N/A | #N/A | #N/A | #N/A | #N/A | #N/A | 216 | #N/A | #N/A | #N/A | #N/A | #N/A | #N/A | #N/A
|  |  | 0 | 0 | 0 | 0 | 0 | 0 | 0 | 0 | 0 | 0 | 0 | 0 | 0 | 0 | 0 | 0 | 0 | 0 | 0 | 0 | 0 | 0 | 0 | 0 | 0 | 0 | 0 | 0 | 0 | 0 | 0 | 0 | 0 | 0 | 0 | 0 | 0 | 0 | 0 | 0 | 0 | 0 | 0 | 0 | 0 | 0 | 0 | 0 | 0 | 0 | 0 | 0 | 0 | 0 | 0 | 0 | 0 | 0 | 0 | 0 | 0 | 0 |  | 1.1947 | 0 | 1.0314 | 10.5894 | 7.4042 | 0 | 35 | 0 | 0 | 0 | 0 | 0 | 0 | 0 | 0 | 0 | 0 | 0 | 0 | 0 | 0 | 0 |  |  | 217 | #N/A | #N/A | #N/A | #N/A | #N/A | #N/A | 217 | #N/A | #N/A | #N/A | #N/A | #N/A | #N/A | #N/A
|  |  | 0 | 0 | 0 | 0 | 0 | 0 | 0 | 0 | 0 | 0 | 0 | 0 | 0 | 0 | 0 | 0 | 0 | 0 | 0 | 0 | 0 | 0 | 0 | 0 | 0 | 0 | 0 | 0 | 0 | 0 | 0 | 0 | 0 | 0 | 0 | 0 | 0 | 0 | 0 | 0 | 0 | 0 | 0 | 0 | 0 | 0 | 0 | 0 | 0 | 0 | 0 | 0 | 0 | 0 | 0 | 0 | 0 | 0 | 0 | 0 | 0 | 0 |  | 1.1947 | 0 | 1.0314 | 10.5894 | 7.4042 | 0 | 36 | 0 | 0 | 0 | 0 | 0 | 0 | 0 | 0 | 0 | 0 | 0 | 0 | 0 | 0 | 0 |  |  | 218 | #N/A | #N/A | #N/A | #N/A | #N/A | #N/A | 218 | #N/A | #N/A | #N/A | #N/A | #N/A | #N/A | #N/A
|  |  | 0 | 0 | 0 | 0 | 0 | 0 | 0 | 0 | 0 | 0 | 0 | 0 | 0 | 0 | 0 | 0 | 0 | 0 | 0 | 0 | 0 | 0 | 0 | 0 | 0 | 0 | 0 | 0 | 0 | 0 | 0 | 0 | 0 | 0 | 0 | 0 | 0 | 0 | 0 | 0 | 0 | 0 | 0 | 0 | 0 | 0 | 0 | 0 | 0 | 0 | 0 | 0 | 0 | 0 | 0 | 0 | 0 | 0 | 0 | 0 | 0 | 0 |  | 1.1947 | 0 | 1.0314 | 10.5894 | 7.4042 | 0 | 37 | 0 | 0 | 0 | 0 | 0 | 0 | 0 | 0 | 0 | 0 | 0 | 0 | 0 | 0 | 0 |  |  | 219 | #N/A | #N/A | #N/A | #N/A | #N/A | #N/A | 219 | #N/A | #N/A | #N/A | #N/A | #N/A | #N/A | #N/A
|  |  | 0 | 0 | 0 | 0 | 0 | 0 | 0 | 0 | 0 | 0 | 0 | 0 | 0 | 0 | 0 | 0 | 0 | 0 | 0 | 0 | 0 | 0 | 0 | 0 | 0 | 0 | 0 | 0 | 0 | 0 | 0 | 0 | 0 | 0 | 0 | 0 | 0 | 0 | 0 | 0 | 0 | 0 | 0 | 0 | 0 | 0 | 0 | 0 | 0 | 0 | 0 | 0 | 0 | 0 | 0 | 0 | 0 | 0 | 0 | 0 | 0 | 0 |  | 1.1947 | 0 | 1.0314 | 10.5894 | 7.4042 | 0 | 38 | 0 | 0 | 0 | 0 | 0 | 0 | 0 | 0 | 0 | 0 | 0 | 0 | 0 | 0 | 0 |  |  | 220 | #N/A | #N/A | #N/A | #N/A | #N/A | #N/A | 220 | #N/A | #N/A | #N/A | #N/A | #N/A | #N/A | #N/A
|  |  | 0 | 0 | 0 | 0 | 0 | 0 | 0 | 0 | 0 | 0 | 0 | 0 | 0 | 0 | 0 | 0 | 0 | 0 | 0 | 0 | 0 | 0 | 0 | 0 | 0 | 0 | 0 | 0 | 0 | 0 | 0 | 0 | 0 | 0 | 0 | 0 | 0 | 0 | 0 | 0 | 0 | 0 | 0 | 0 | 0 | 0 | 0 | 0 | 0 | 0 | 0 | 0 | 0 | 0 | 0 | 0 | 0 | 0 | 0 | 0 | 0 | 0 |  | 1.1947 | 0 | 1.0314 | 10.5894 | 7.4042 | 0 | 39 | 0 | 0 | 0 | 0 | 0 | 0 | 0 | 0 | 0 | 0 | 0 | 0 | 0 | 0 | 0 |  |  | 221 | #N/A | #N/A | #N/A | #N/A | #N/A | #N/A | 221 | #N/A | #N/A | #N/A | #N/A | #N/A | #N/A | #N/A
|  |  | 0 | 0 | 0 | 0 | 0 | 0 | 0 | 0 | 0 | 0 | 0 | 0 | 0 | 0 | 0 | 0 | 0 | 0 | 0 | 0 | 0 | 0 | 0 | 0 | 0 | 0 | 0 | 0 | 0 | 0 | 0 | 0 | 0 | 0 | 0 | 0 | 0 | 0 | 0 | 0 | 0 | 0 | 0 | 0 | 0 | 0 | 0 | 0 | 0 | 0 | 0 | 0 | 0 | 0 | 0 | 0 | 0 | 0 | 0 | 0 | 0 | 0 |  | 1.1947 | 0 | 1.0314 | 10.5894 | 7.4042 | 0 | 40 | 0 | 0 | 0 | 0 | 0 | 0 | 0 | 0 | 0 | 0 | 0 | 0 | 0 | 0 | 0 |  |  | 222 | #N/A | #N/A | #N/A | #N/A | #N/A | #N/A | 222 | #N/A | #N/A | #N/A | #N/A | #N/A | #N/A | #N/A
|  |  | 0 | 0 | 0 | 0 | 0 | 0 | 0 | 0 | 0 | 0 | 0 | 0 | 0 | 0 | 0 | 0 | 0 | 0 | 0 | 0 | 0 | 0 | 0 | 0 | 0 | 0 | 0 | 0 | 0 | 0 | 0 | 0 | 0 | 0 | 0 | 0 | 0 | 0 | 0 | 0 | 0 | 0 | 0 | 0 | 0 | 0 | 0 | 0 | 0 | 0 | 0 | 0 | 0 | 0 | 0 | 0 | 0 | 0 | 0 | 0 | 0 | 0 |  | 1.1947 | 0 | 1.0314 | 10.5894 | 7.4042 | 0 | 41 | 0 | 0 | 0 | 0 | 0 | 0 | 0 | 0 | 0 | 0 | 0 | 0 | 0 | 0 | 0 |  |  | 223 | #N/A | #N/A | #N/A | #N/A | #N/A | #N/A | 223 | #N/A | #N/A | #N/A | #N/A | #N/A | #N/A | #N/A
|  |  | 0 | 0 | 0 | 0 | 0 | 0 | 0 | 0 | 0 | 0 | 0 | 0 | 0 | 0 | 0 | 0 | 0 | 0 | 0 | 0 | 0 | 0 | 0 | 0 | 0 | 0 | 0 | 0 | 0 | 0 | 0 | 0 | 0 | 0 | 0 | 0 | 0 | 0 | 0 | 0 | 0 | 0 | 0 | 0 | 0 | 0 | 0 | 0 | 0 | 0 | 0 | 0 | 0 | 0 | 0 | 0 | 0 | 0 | 0 | 0 | 0 | 0 |  | 1.1947 | 0 | 1.0314 | 10.5894 | 7.4042 | 0 | 42 | 0 | 0 | 0 | 0 | 0 | 0 | 0 | 0 | 0 | 0 | 0 | 0 | 0 | 0 | 0 |  |  | 224 | #N/A | #N/A | #N/A | #N/A | #N/A | #N/A | 224 | #N/A | #N/A | #N/A | #N/A | #N/A | #N/A | #N/A
|  |  | 0 | 0 | 0 | 0 | 0 | 0 | 0 | 0 | 0 | 0 | 0 | 0 | 0 | 0 | 0 | 0 | 0 | 0 | 0 | 0 | 0 | 0 | 0 | 0 | 0 | 0 | 0 | 0 | 0 | 0 | 0 | 0 | 0 | 0 | 0 | 0 | 0 | 0 | 0 | 0 | 0 | 0 | 0 | 0 | 0 | 0 | 0 | 0 | 0 | 0 | 0 | 0 | 0 | 0 | 0 | 0 | 0 | 0 | 0 | 0 | 0 | 0 |  | 1.1947 | 0 | 1.0314 | 10.5894 | 7.4042 | 0 | 43 | 0 | 0 | 0 | 0 | 0 | 0 | 0 | 0 | 0 | 0 | 0 | 0 | 0 | 0 | 0 |  |  | 225 | #N/A | #N/A | #N/A | #N/A | #N/A | #N/A | 225 | #N/A | #N/A | #N/A | #N/A | #N/A | #N/A | #N/A
|  |  | 0 | 0 | 0 | 0 | 0 | 0 | 0 | 0 | 0 | 0 | 0 | 0 | 0 | 0 | 0 | 0 | 0 | 0 | 0 | 0 | 0 | 0 | 0 | 0 | 0 | 0 | 0 | 0 | 0 | 0 | 0 | 0 | 0 | 0 | 0 | 0 | 0 | 0 | 0 | 0 | 0 | 0 | 0 | 0 | 0 | 0 | 0 | 0 | 0 | 0 | 0 | 0 | 0 | 0 | 0 | 0 | 0 | 0 | 0 | 0 | 0 | 0 |  | 1.1947 | 0 | 1.0314 | 10.5894 | 7.4042 | 0 | 44 | 0 | 0 | 0 | 0 | 0 | 0 | 0 | 0 | 0 | 0 | 0 | 0 | 0 | 0 | 0 |  |  | 226 | #N/A | #N/A | #N/A | #N/A | #N/A | #N/A | 226 | #N/A | #N/A | #N/A | #N/A | #N/A | #N/A | #N/A
|  |  | 0 | 0 | 0 | 0 | 0 | 0 | 0 | 0 | 0 | 0 | 0 | 0 | 0 | 0 | 0 | 0 | 0 | 0 | 0 | 0 | 0 | 0 | 0 | 0 | 0 | 0 | 0 | 0 | 0 | 0 | 0 | 0 | 0 | 0 | 0 | 0 | 0 | 0 | 0 | 0 | 0 | 0 | 0 | 0 | 0 | 0 | 0 | 0 | 0 | 0 | 0 | 0 | 0 | 0 | 0 | 0 | 0 | 0 | 0 | 0 | 0 | 0 |  | 1.1947 | 0 | 1.0314 | 10.5894 | 7.4042 | 0 | 45 | 0 | 0 | 0 | 0 | 0 | 0 | 0 | 0 | 0 | 0 | 0 | 0 | 0 | 0 | 0 |  |  | 227 | #N/A | #N/A | #N/A | #N/A | #N/A | #N/A | 227 | #N/A | #N/A | #N/A | #N/A | #N/A | #N/A | #N/A
|  |  | 0 | 0 | 0 | 0 | 0 | 0 | 0 | 0 | 0 | 0 | 0 | 0 | 0 | 0 | 0 | 0 | 0 | 0 | 0 | 0 | 0 | 0 | 0 | 0 | 0 | 0 | 0 | 0 | 0 | 0 | 0 | 0 | 0 | 0 | 0 | 0 | 0 | 0 | 0 | 0 | 0 | 0 | 0 | 0 | 0 | 0 | 0 | 0 | 0 | 0 | 0 | 0 | 0 | 0 | 0 | 0 | 0 | 0 | 0 | 0 | 0 | 0 |  | 1.1947 | 0 | 1.0314 | 10.5894 | 7.4042 | 0 | 46 | 0 | 0 | 0 | 0 | 0 | 0 | 0 | 0 | 0 | 0 | 0 | 0 | 0 | 0 | 0 |  |  | 228 | #N/A | #N/A | #N/A | #N/A | #N/A | #N/A | 228 | #N/A | #N/A | #N/A | #N/A | #N/A | #N/A | #N/A
|  |  | 0 | 0 | 0 | 0 | 0 | 0 | 0 | 0 | 0 | 0 | 0 | 0 | 0 | 0 | 0 | 0 | 0 | 0 | 0 | 0 | 0 | 0 | 0 | 0 | 0 | 0 | 0 | 0 | 0 | 0 | 0 | 0 | 0 | 0 | 0 | 0 | 0 | 0 | 0 | 0 | 0 | 0 | 0 | 0 | 0 | 0 | 0 | 0 | 0 | 0 | 0 | 0 | 0 | 0 | 0 | 0 | 0 | 0 | 0 | 0 | 0 | 0 |  | 1.1947 | 0 | 1.0314 | 10.5894 | 7.4042 | 0 | 47 | 0 | 0 | 0 | 0 | 0 | 0 | 0 | 0 | 0 | 0 | 0 | 0 | 0 | 0 | 0 |  |  | 229 | #N/A | #N/A | #N/A | #N/A | #N/A | #N/A | 229 | #N/A | #N/A | #N/A | #N/A | #N/A | #N/A | #N/A
|  |  | 0 | 0 | 0 | 0 | 0 | 0 | 0 | 0 | 0 | 0 | 0 | 0 | 0 | 0 | 0 | 0 | 0 | 0 | 0 | 0 | 0 | 0 | 0 | 0 | 0 | 0 | 0 | 0 | 0 | 0 | 0 | 0 | 0 | 0 | 0 | 0 | 0 | 0 | 0 | 0 | 0 | 0 | 0 | 0 | 0 | 0 | 0 | 0 | 0 | 0 | 0 | 0 | 0 | 0 | 0 | 0 | 0 | 0 | 0 | 0 | 0 | 0 |  | 1.1947 | 0 | 1.0314 | 10.5894 | 7.4042 | 0 | 48 | 0 | 0 | 0 | 0 | 0 | 0 | 0 | 0 | 0 | 0 | 0 | 0 | 0 | 0 | 0 |  |  | 230 | #N/A | #N/A | #N/A | #N/A | #N/A | #N/A | 230 | #N/A | #N/A | #N/A | #N/A | #N/A | #N/A | #N/A
|  |  | 0 | 0 | 0 | 0 | 0 | 0 | 0 | 0 | 0 | 0 | 0 | 0 | 0 | 0 | 0 | 0 | 0 | 0 | 0 | 0 | 0 | 0 | 0 | 0 | 0 | 0 | 0 | 0 | 0 | 0 | 0 | 0 | 0 | 0 | 0 | 0 | 0 | 0 | 0 | 0 | 0 | 0 | 0 | 0 | 0 | 0 | 0 | 0 | 0 | 0 | 0 | 0 | 0 | 0 | 0 | 0 | 0 | 0 | 0 | 0 | 0 | 0 |  | 1.1947 | 0 | 1.0314 | 10.5894 | 7.4042 | 0 | 49 | 0 | 0 | 0 | 0 | 0 | 0 | 0 | 0 | 0 | 0 | 0 | 0 | 0 | 0 | 0 |  |  | 231 | #N/A | #N/A | #N/A | #N/A | #N/A | #N/A | 231 | #N/A | #N/A | #N/A | #N/A | #N/A | #N/A | #N/A
|  |  | 0 | 0 | 0 | 0 | 0 | 0 | 0 | 0 | 0 | 0 | 0 | 0 | 0 | 0 | 0 | 0 | 0 | 0 | 0 | 0 | 0 | 0 | 0 | 0 | 0 | 0 | 0 | 0 | 0 | 0 | 0 | 0 | 0 | 0 | 0 | 0 | 0 | 0 | 0 | 0 | 0 | 0 | 0 | 0 | 0 | 0 | 0 | 0 | 0 | 0 | 0 | 0 | 0 | 0 | 0 | 0 | 0 | 0 | 0 | 0 | 0 | 0 |  | 1.1947 | 0 | 1.0314 | 10.5894 | 7.4042 | 0 | 50 | 0 | 0 | 0 | 0 | 0 | 0 | 0 | 0 | 0 | 0 | 0 | 0 | 0 | 0 | 0 |  |  | 232 | #N/A | #N/A | #N/A | #N/A | #N/A | #N/A | 232 | #N/A | #N/A | #N/A | #N/A | #N/A | #N/A | #N/A
|  |  | 0 | 0 | 0 | 0 | 0 | 0 | 0 | 0 | 0 | 0 | 0 | 0 | 0 | 0 | 0 | 0 | 0 | 0 | 0 | 0 | 0 | 0 | 0 | 0 | 0 | 0 | 0 | 0 | 0 | 0 | 0 | 0 | 0 | 0 | 0 | 0 | 0 | 0 | 0 | 0 | 0 | 0 | 0 | 0 | 0 | 0 | 0 | 0 | 0 | 0 | 0 | 0 | 0 | 0 | 0 | 0 | 0 | 0 | 0 | 0 | 0 | 0 |  | 1.1947 | 0 | 1.0314 | 10.5894 | 7.4042 | 0 | 51 | 0 | 0 | 0 | 0 | 0 | 0 | 0 | 0 | 0 | 0 | 0 | 0 | 0 | 0 | 0 |  |  | 233 | #N/A | #N/A | #N/A | #N/A | #N/A | #N/A | 233 | #N/A | #N/A | #N/A | #N/A | #N/A | #N/A | #N/A
|  |  | 0 | 0 | 0 | 0 | 0 | 0 | 0 | 0 | 0 | 0 | 0 | 0 | 0 | 0 | 0 | 0 | 0 | 0 | 0 | 0 | 0 | 0 | 0 | 0 | 0 | 0 | 0 | 0 | 0 | 0 | 0 | 0 | 0 | 0 | 0 | 0 | 0 | 0 | 0 | 0 | 0 | 0 | 0 | 0 | 0 | 0 | 0 | 0 | 0 | 0 | 0 | 0 | 0 | 0 | 0 | 0 | 0 | 0 | 0 | 0 | 0 | 0 |  | 1.1947 | 0 | 1.0314 | 10.5894 | 7.4042 | 0 | 52 | 0 | 0 | 0 | 0 | 0 | 0 | 0 | 0 | 0 | 0 | 0 | 0 | 0 | 0 | 0 |  |  | 234 | #N/A | #N/A | #N/A | #N/A | #N/A | #N/A | 234 | #N/A | #N/A | #N/A | #N/A | #N/A | #N/A | #N/A
|  |  | 0 | 0 | 0 | 0 | 0 | 0 | 0 | 0 | 0 | 0 | 0 | 0 | 0 | 0 | 0 | 0 | 0 | 0 | 0 | 0 | 0 | 0 | 0 | 0 | 0 | 0 | 0 | 0 | 0 | 0 | 0 | 0 | 0 | 0 | 0 | 0 | 0 | 0 | 0 | 0 | 0 | 0 | 0 | 0 | 0 | 0 | 0 | 0 | 0 | 0 | 0 | 0 | 0 | 0 | 0 | 0 | 0 | 0 | 0 | 0 | 0 | 0 |  | 1.1947 | 0 | 1.0314 | 10.5894 | 7.4042 | 0 | 53 | 0 | 0 | 0 | 0 | 0 | 0 | 0 | 0 | 0 | 0 | 0 | 0 | 0 | 0 | 0 |  |  | 235 | #N/A | #N/A | #N/A | #N/A | #N/A | #N/A | 235 | #N/A | #N/A | #N/A | #N/A | #N/A | #N/A | #N/A
|  |  | 0 | 0 | 0 | 0 | 0 | 0 | 0 | 0 | 0 | 0 | 0 | 0 | 0 | 0 | 0 | 0 | 0 | 0 | 0 | 0 | 0 | 0 | 0 | 0 | 0 | 0 | 0 | 0 | 0 | 0 | 0 | 0 | 0 | 0 | 0 | 0 | 0 | 0 | 0 | 0 | 0 | 0 | 0 | 0 | 0 | 0 | 0 | 0 | 0 | 0 | 0 | 0 | 0 | 0 | 0 | 0 | 0 | 0 | 0 | 0 | 0 | 0 |  | 1.1947 | 0 | 1.0314 | 10.5894 | 7.4042 | 0 | 54 | 0 | 0 | 0 | 0 | 0 | 0 | 0 | 0 | 0 | 0 | 0 | 0 | 0 | 0 | 0 |  |  | 236 | #N/A | #N/A | #N/A | #N/A | #N/A | #N/A | 236 | #N/A | #N/A | #N/A | #N/A | #N/A | #N/A | #N/A
|  |  | 0 | 0 | 0 | 0 | 0 | 0 | 0 | 0 | 0 | 0 | 0 | 0 | 0 | 0 | 0 | 0 | 0 | 0 | 0 | 0 | 0 | 0 | 0 | 0 | 0 | 0 | 0 | 0 | 0 | 0 | 0 | 0 | 0 | 0 | 0 | 0 | 0 | 0 | 0 | 0 | 0 | 0 | 0 | 0 | 0 | 0 | 0 | 0 | 0 | 0 | 0 | 0 | 0 | 0 | 0 | 0 | 0 | 0 | 0 | 0 | 0 | 0 |  | 1.1947 | 0 | 1.0314 | 10.5894 | 7.4042 | 0 | 55 | 0 | 0 | 0 | 0 | 0 | 0 | 0 | 0 | 0 | 0 | 0 | 0 | 0 | 0 | 0 |  |  | 237 | #N/A | #N/A | #N/A | #N/A | #N/A | #N/A | 237 | #N/A | #N/A | #N/A | #N/A | #N/A | #N/A | #N/A
|  |  | 0 | 0 | 0 | 0 | 0 | 0 | 0 | 0 | 0 | 0 | 0 | 0 | 0 | 0 | 0 | 0 | 0 | 0 | 0 | 0 | 0 | 0 | 0 | 0 | 0 | 0 | 0 | 0 | 0 | 0 | 0 | 0 | 0 | 0 | 0 | 0 | 0 | 0 | 0 | 0 | 0 | 0 | 0 | 0 | 0 | 0 | 0 | 0 | 0 | 0 | 0 | 0 | 0 | 0 | 0 | 0 | 0 | 0 | 0 | 0 | 0 | 0 |  | 1.1947 | 0 | 1.0314 | 10.5894 | 7.4042 | 0 | 56 | 0 | 0 | 0 | 0 | 0 | 0 | 0 | 0 | 0 | 0 | 0 | 0 | 0 | 0 | 0 |  |  | 238 | #N/A | #N/A | #N/A | #N/A | #N/A | #N/A | 238 | #N/A | #N/A | #N/A | #N/A | #N/A | #N/A | #N/A
|  |  | 0 | 0 | 0 | 0 | 0 | 0 | 0 | 0 | 0 | 0 | 0 | 0 | 0 | 0 | 0 | 0 | 0 | 0 | 0 | 0 | 0 | 0 | 0 | 0 | 0 | 0 | 0 | 0 | 0 | 0 | 0 | 0 | 0 | 0 | 0 | 0 | 0 | 0 | 0 | 0 | 0 | 0 | 0 | 0 | 0 | 0 | 0 | 0 | 0 | 0 | 0 | 0 | 0 | 0 | 0 | 0 | 0 | 0 | 0 | 0 | 0 | 0 |  | 1.1947 | 0 | 1.0314 | 10.5894 | 7.4042 | 0 | 57 | 0 | 0 | 0 | 0 | 0 | 0 | 0 | 0 | 0 | 0 | 0 | 0 | 0 | 0 | 0 |  |  | 239 | #N/A | #N/A | #N/A | #N/A | #N/A | #N/A | 239 | #N/A | #N/A | #N/A | #N/A | #N/A | #N/A | #N/A
|  |  | 0 | 0 | 0 | 0 | 0 | 0 | 0 | 0 | 0 | 0 | 0 | 0 | 0 | 0 | 0 | 0 | 0 | 0 | 0 | 0 | 0 | 0 | 0 | 0 | 0 | 0 | 0 | 0 | 0 | 0 | 0 | 0 | 0 | 0 | 0 | 0 | 0 | 0 | 0 | 0 | 0 | 0 | 0 | 0 | 0 | 0 | 0 | 0 | 0 | 0 | 0 | 0 | 0 | 0 | 0 | 0 | 0 | 0 | 0 | 0 | 0 | 0 |  | 1.1947 | 0 | 1.0314 | 10.5894 | 7.4042 | 0 | 58 | 0 | 0 | 0 | 0 | 0 | 0 | 0 | 0 | 0 | 0 | 0 | 0 | 0 | 0 | 0 |  |  | 240 | #N/A | #N/A | #N/A | #N/A | #N/A | #N/A | 240 | #N/A | #N/A | #N/A | #N/A | #N/A | #N/A | #N/A
|  |  | 0 | 0 | 0 | 0 | 0 | 0 | 0 | 0 | 0 | 0 | 0 | 0 | 0 | 0 | 0 | 0 | 0 | 0 | 0 | 0 | 0 | 0 | 0 | 0 | 0 | 0 | 0 | 0 | 0 | 0 | 0 | 0 | 0 | 0 | 0 | 0 | 0 | 0 | 0 | 0 | 0 | 0 | 0 | 0 | 0 | 0 | 0 | 0 | 0 | 0 | 0 | 0 | 0 | 0 | 0 | 0 | 0 | 0 | 0 | 0 | 0 | 0 |  | 1.1947 | 0 | 1.0314 | 10.5894 | 7.4042 | 0 | 59 | 0 | 0 | 0 | 0 | 0 | 0 | 0 | 0 | 0 | 0 | 0 | 0 | 0 | 0 | 0 |  |  | 241 | #N/A | #N/A | #N/A | #N/A | #N/A | #N/A | 241 | #N/A | #N/A | #N/A | #N/A | #N/A | #N/A | #N/A
|  |  | 0 | 0 | 0 | 0 | 0 | 0 | 0 | 0 | 0 | 0 | 0 | 0 | 0 | 0 | 0 | 0 | 0 | 0 | 0 | 0 | 0 | 0 | 0 | 0 | 0 | 0 | 0 | 0 | 0 | 0 | 0 | 0 | 0 | 0 | 0 | 0 | 0 | 0 | 0 | 0 | 0 | 0 | 0 | 0 | 0 | 0 | 0 | 0 | 0 | 0 | 0 | 0 | 0 | 0 | 0 | 0 | 0 | 0 | 0 | 0 | 0 | 0 |  | 1.1947 | 0 | 1.0314 | 10.5894 | 7.4042 | 0 | 60 | 0 | 0 | 0 | 0 | 0 | 0 | 0 | 0 | 0 | 0 | 0 | 0 | 0 | 0 | 0 |  |  | 242 | #N/A | #N/A | #N/A | #N/A | #N/A | #N/A | 242 | #N/A | #N/A | #N/A | #N/A | #N/A | #N/A | #N/A
|  |  | 0 | 0 | 0 | 0 | 0 | 0 | 0 | 0 | 0 | 0 | 0 | 0 | 0 | 0 | 0 | 0 | 0 | 0 | 0 | 0 | 0 | 0 | 0 | 0 | 0 | 0 | 0 | 0 | 0 | 0 | 0 | 0 | 0 | 0 | 0 | 0 | 0 | 0 | 0 | 0 | 0 | 0 | 0 | 0 | 0 | 0 | 0 | 0 | 0 | 0 | 0 | 0 | 0 | 0 | 0 | 0 | 0 | 0 | 0 | 0 | 0 | 0 |  | 1.1947 | 0 | 1.0314 | 10.5894 | 7.4042 | 0 | 61 | 0 | 0 | 0 | 0 | 0 | 0 | 0 | 0 | 0 | 0 | 0 | 0 | 0 | 0 | 0 |  |  | 243 | #N/A | #N/A | #N/A | #N/A | #N/A | #N/A | 243 | #N/A | #N/A | #N/A | #N/A | #N/A | #N/A | #N/A
|  |  | 0 | 0 | 0 | 0 | 0 | 0 | 0 | 0 | 0 | 0 | 0 | 0 | 0 | 0 | 0 | 0 | 0 | 0 | 0 | 0 | 0 | 0 | 0 | 0 | 0 | 0 | 0 | 0 | 0 | 0 | 0 | 0 | 0 | 0 | 0 | 0 | 0 | 0 | 0 | 0 | 0 | 0 | 0 | 0 | 0 | 0 | 0 | 0 | 0 | 0 | 0 | 0 | 0 | 0 | 0 | 0 | 0 | 0 | 0 | 0 | 0 | 0 |  | 1.1947 | 0 | 1.0314 | 10.5894 | 7.4042 | 0 | 62 | 0 | 0 | 0 | 0 | 0 | 0 | 0 | 0 | 0 | 0 | 0 | 0 | 0 | 0 | 0 |  |  | 244 | #N/A | #N/A | #N/A | #N/A | #N/A | #N/A | 244 | #N/A | #N/A | #N/A | #N/A | #N/A | #N/A | #N/A
|  |  | 0 | 0 | 0 | 0 | 0 | 0 | 0 | 0 | 0 | 0 | 0 | 0 | 0 | 0 | 0 | 0 | 0 | 0 | 0 | 0 | 0 | 0 | 0 | 0 | 0 | 0 | 0 | 0 | 0 | 0 | 0 | 0 | 0 | 0 | 0 | 0 | 0 | 0 | 0 | 0 | 0 | 0 | 0 | 0 | 0 | 0 | 0 | 0 | 0 | 0 | 0 | 0 | 0 | 0 | 0 | 0 | 0 | 0 | 0 | 0 | 0 | 0 |  | 1.1947 | 0 | 1.0314 | 10.5894 | 7.4042 | 0 | 63 | 0 | 0 | 0 | 0 | 0 | 0 | 0 | 0 | 0 | 0 | 0 | 0 | 0 | 0 | 0 |  |  | 245 | #N/A | #N/A | #N/A | #N/A | #N/A | #N/A | 245 | #N/A | #N/A | #N/A | #N/A | #N/A | #N/A | #N/A
|  |  | 0 | 0 | 0 | 0 | 0 | 0 | 0 | 0 | 0 | 0 | 0 | 0 | 0 | 0 | 0 | 0 | 0 | 0 | 0 | 0 | 0 | 0 | 0 | 0 | 0 | 0 | 0 | 0 | 0 | 0 | 0 | 0 | 0 | 0 | 0 | 0 | 0 | 0 | 0 | 0 | 0 | 0 | 0 | 0 | 0 | 0 | 0 | 0 | 0 | 0 | 0 | 0 | 0 | 0 | 0 | 0 | 0 | 0 | 0 | 0 | 0 | 0 |  | 1.1947 | 0 | 1.0314 | 10.5894 | 7.4042 | 0 | 64 | 0 | 0 | 0 | 0 | 0 | 0 | 0 | 0 | 0 | 0 | 0 | 0 | 0 | 0 | 0 |  |  | 246 | #N/A | #N/A | #N/A | #N/A | #N/A | #N/A | 246 | #N/A | #N/A | #N/A | #N/A | #N/A | #N/A | #N/A
|  |  | 0 | 0 | 0 | 0 | 0 | 0 | 0 | 0 | 0 | 0 | 0 | 0 | 0 | 0 | 0 | 0 | 0 | 0 | 0 | 0 | 0 | 0 | 0 | 0 | 0 | 0 | 0 | 0 | 0 | 0 | 0 | 0 | 0 | 0 | 0 | 0 | 0 | 0 | 0 | 0 | 0 | 0 | 0 | 0 | 0 | 0 | 0 | 0 | 0 | 0 | 0 | 0 | 0 | 0 | 0 | 0 | 0 | 0 | 0 | 0 | 0 | 0 |  | 1.1947 | 0 | 1.0314 | 10.5894 | 7.4042 | 0 | 65 | 0 | 0 | 0 | 0 | 0 | 0 | 0 | 0 | 0 | 0 | 0 | 0 | 0 | 0 | 0 |  |  | 247 | #N/A | #N/A | #N/A | #N/A | #N/A | #N/A | 247 | #N/A | #N/A | #N/A | #N/A | #N/A | #N/A | #N/A
|  |  | 0 | 0 | 0 | 0 | 0 | 0 | 0 | 0 | 0 | 0 | 0 | 0 | 0 | 0 | 0 | 0 | 0 | 0 | 0 | 0 | 0 | 0 | 0 | 0 | 0 | 0 | 0 | 0 | 0 | 0 | 0 | 0 | 0 | 0 | 0 | 0 | 0 | 0 | 0 | 0 | 0 | 0 | 0 | 0 | 0 | 0 | 0 | 0 | 0 | 0 | 0 | 0 | 0 | 0 | 0 | 0 | 0 | 0 | 0 | 0 | 0 | 0 |  | 1.1947 | 0 | 1.0314 | 10.5894 | 7.4042 | 0 | 66 | 0 | 0 | 0 | 0 | 0 | 0 | 0 | 0 | 0 | 0 | 0 | 0 | 0 | 0 | 0 |  |  | 248 | #N/A | #N/A | #N/A | #N/A | #N/A | #N/A | 248 | #N/A | #N/A | #N/A | #N/A | #N/A | #N/A | #N/A
|  |  | 0 | 0 | 0 | 0 | 0 | 0 | 0 | 0 | 0 | 0 | 0 | 0 | 0 | 0 | 0 | 0 | 0 | 0 | 0 | 0 | 0 | 0 | 0 | 0 | 0 | 0 | 0 | 0 | 0 | 0 | 0 | 0 | 0 | 0 | 0 | 0 | 0 | 0 | 0 | 0 | 0 | 0 | 0 | 0 | 0 | 0 | 0 | 0 | 0 | 0 | 0 | 0 | 0 | 0 | 0 | 0 | 0 | 0 | 0 | 0 | 0 | 0 |  | 1.1947 | 0 | 1.0314 | 10.5894 | 7.4042 | 0 | 67 | 0 | 0 | 0 | 0 | 0 | 0 | 0 | 0 | 0 | 0 | 0 | 0 | 0 | 0 | 0 |  |  | 249 | #N/A | #N/A | #N/A | #N/A | #N/A | #N/A | 249 | #N/A | #N/A | #N/A | #N/A | #N/A | #N/A | #N/A
|  |  | 0 | 0 | 0 | 0 | 0 | 0 | 0 | 0 | 0 | 0 | 0 | 0 | 0 | 0 | 0 | 0 | 0 | 0 | 0 | 0 | 0 | 0 | 0 | 0 | 0 | 0 | 0 | 0 | 0 | 0 | 0 | 0 | 0 | 0 | 0 | 0 | 0 | 0 | 0 | 0 | 0 | 0 | 0 | 0 | 0 | 0 | 0 | 0 | 0 | 0 | 0 | 0 | 0 | 0 | 0 | 0 | 0 | 0 | 0 | 0 | 0 | 0 |  | 1.1947 | 0 | 1.0314 | 10.5894 | 7.4042 | 0 | 68 | 0 | 0 | 0 | 0 | 0 | 0 | 0 | 0 | 0 | 0 | 0 | 0 | 0 | 0 | 0 |  |  | 250 | #N/A | #N/A | #N/A | #N/A | #N/A | #N/A | 250 | #N/A | #N/A | #N/A | #N/A | #N/A | #N/A | #N/A
|  |  | 0 | 0 | 0 | 0 | 0 | 0 | 0 | 0 | 0 | 0 | 0 | 0 | 0 | 0 | 0 | 0 | 0 | 0 | 0 | 0 | 0 | 0 | 0 | 0 | 0 | 0 | 0 | 0 | 0 | 0 | 0 | 0 | 0 | 0 | 0 | 0 | 0 | 0 | 0 | 0 | 0 | 0 | 0 | 0 | 0 | 0 | 0 | 0 | 0 | 0 | 0 | 0 | 0 | 0 | 0 | 0 | 0 | 0 | 0 | 0 | 0 | 0 |  | 1.1947 | 0 | 1.0314 | 10.5894 | 7.4042 | 0 | 69 | 0 | 0 | 0 | 0 | 0 | 0 | 0 | 0 | 0 | 0 | 0 | 0 | 0 | 0 | 0 |  |  | 251 | #N/A | #N/A | #N/A | #N/A | #N/A | #N/A | 251 | #N/A | #N/A | #N/A | #N/A | #N/A | #N/A | #N/A
|  |  | 0 | 0 | 0 | 0 | 0 | 0 | 0 | 0 | 0 | 0 | 0 | 0 | 0 | 0 | 0 | 0 | 0 | 0 | 0 | 0 | 0 | 0 | 0 | 0 | 0 | 0 | 0 | 0 | 0 | 0 | 0 | 0 | 0 | 0 | 0 | 0 | 0 | 0 | 0 | 0 | 0 | 0 | 0 | 0 | 0 | 0 | 0 | 0 | 0 | 0 | 0 | 0 | 0 | 0 | 0 | 0 | 0 | 0 | 0 | 0 | 0 | 0 |  | 1.1947 | 0 | 1.0314 | 10.5894 | 7.4042 | 0 | 70 | 0 | 0 | 0 | 0 | 0 | 0 | 0 | 0 | 0 | 0 | 0 | 0 | 0 | 0 | 0 |  |  | 252 | #N/A | #N/A | #N/A | #N/A | #N/A | #N/A | 252 | #N/A | #N/A | #N/A | #N/A | #N/A | #N/A | #N/A
|  |  | 0 | 0 | 0 | 0 | 0 | 0 | 0 | 0 | 0 | 0 | 0 | 0 | 0 | 0 | 0 | 0 | 0 | 0 | 0 | 0 | 0 | 0 | 0 | 0 | 0 | 0 | 0 | 0 | 0 | 0 | 0 | 0 | 0 | 0 | 0 | 0 | 0 | 0 | 0 | 0 | 0 | 0 | 0 | 0 | 0 | 0 | 0 | 0 | 0 | 0 | 0 | 0 | 0 | 0 | 0 | 0 | 0 | 0 | 0 | 0 | 0 | 0 |  | 1.1947 | 0 | 1.0314 | 10.5894 | 7.4042 | 0 | 71 | 0 | 0 | 0 | 0 | 0 | 0 | 0 | 0 | 0 | 0 | 0 | 0 | 0 | 0 | 0 |  |  | 253 | #N/A | #N/A | #N/A | #N/A | #N/A | #N/A | 253 | #N/A | #N/A | #N/A | #N/A | #N/A | #N/A | #N/A
|  |  | 0 | 0 | 0 | 0 | 0 | 0 | 0 | 0 | 0 | 0 | 0 | 0 | 0 | 0 | 0 | 0 | 0 | 0 | 0 | 0 | 0 | 0 | 0 | 0 | 0 | 0 | 0 | 0 | 0 | 0 | 0 | 0 | 0 | 0 | 0 | 0 | 0 | 0 | 0 | 0 | 0 | 0 | 0 | 0 | 0 | 0 | 0 | 0 | 0 | 0 | 0 | 0 | 0 | 0 | 0 | 0 | 0 | 0 | 0 | 0 | 0 | 0 |  | 1.1947 | 0 | 1.0314 | 10.5894 | 7.4042 | 0 | 72 | 0 | 0 | 0 | 0 | 0 | 0 | 0 | 0 | 0 | 0 | 0 | 0 | 0 | 0 | 0 |  |  | 254 | #N/A | #N/A | #N/A | #N/A | #N/A | #N/A | 254 | #N/A | #N/A | #N/A | #N/A | #N/A | #N/A | #N/A
|  |  | 0 | 0 | 0 | 0 | 0 | 0 | 0 | 0 | 0 | 0 | 0 | 0 | 0 | 0 | 0 | 0 | 0 | 0 | 0 | 0 | 0 | 0 | 0 | 0 | 0 | 0 | 0 | 0 | 0 | 0 | 0 | 0 | 0 | 0 | 0 | 0 | 0 | 0 | 0 | 0 | 0 | 0 | 0 | 0 | 0 | 0 | 0 | 0 | 0 | 0 | 0 | 0 | 0 | 0 | 0 | 0 | 0 | 0 | 0 | 0 | 0 | 0 |  | 1.1947 | 0 | 1.0314 | 10.5894 | 7.4042 | 0 | 73 | 0 | 0 | 0 | 0 | 0 | 0 | 0 | 0 | 0 | 0 | 0 | 0 | 0 | 0 | 0 |  |  | 255 | #N/A | #N/A | #N/A | #N/A | #N/A | #N/A | 255 | #N/A | #N/A | #N/A | #N/A | #N/A | #N/A | #N/A
|  |  | 0 | 0 | 0 | 0 | 0 | 0 | 0 | 0 | 0 | 0 | 0 | 0 | 0 | 0 | 0 | 0 | 0 | 0 | 0 | 0 | 0 | 0 | 0 | 0 | 0 | 0 | 0 | 0 | 0 | 0 | 0 | 0 | 0 | 0 | 0 | 0 | 0 | 0 | 0 | 0 | 0 | 0 | 0 | 0 | 0 | 0 | 0 | 0 | 0 | 0 | 0 | 0 | 0 | 0 | 0 | 0 | 0 | 0 | 0 | 0 | 0 | 0 |  | 1.1947 | 0 | 1.0314 | 10.5894 | 7.4042 | 0 | 74 | 0 | 0 | 0 | 0 | 0 | 0 | 0 | 0 | 0 | 0 | 0 | 0 | 0 | 0 | 0 |  |  | 256 | #N/A | #N/A | #N/A | #N/A | #N/A | #N/A | 256 | #N/A | #N/A | #N/A | #N/A | #N/A | #N/A | #N/A
|  |  | 0 | 0 | 0 | 0 | 0 | 0 | 0 | 0 | 0 | 0 | 0 | 0 | 0 | 0 | 0 | 0 | 0 | 0 | 0 | 0 | 0 | 0 | 0 | 0 | 0 | 0 | 0 | 0 | 0 | 0 | 0 | 0 | 0 | 0 | 0 | 0 | 0 | 0 | 0 | 0 | 0 | 0 | 0 | 0 | 0 | 0 | 0 | 0 | 0 | 0 | 0 | 0 | 0 | 0 | 0 | 0 | 0 | 0 | 0 | 0 | 0 | 0 |  | 1.1947 | 0 | 1.0314 | 10.5894 | 7.4042 | 0 | 75 | 0 | 0 | 0 | 0 | 0 | 0 | 0 | 0 | 0 | 0 | 0 | 0 | 0 | 0 | 0 |  |  | 257 | #N/A | #N/A | #N/A | #N/A | #N/A | #N/A | 257 | #N/A | #N/A | #N/A | #N/A | #N/A | #N/A | #N/A
|  |  | 0 | 0 | 0 | 0 | 0 | 0 | 0 | 0 | 0 | 0 | 0 | 0 | 0 | 0 | 0 | 0 | 0 | 0 | 0 | 0 | 0 | 0 | 0 | 0 | 0 | 0 | 0 | 0 | 0 | 0 | 0 | 0 | 0 | 0 | 0 | 0 | 0 | 0 | 0 | 0 | 0 | 0 | 0 | 0 | 0 | 0 | 0 | 0 | 0 | 0 | 0 | 0 | 0 | 0 | 0 | 0 | 0 | 0 | 0 | 0 | 0 | 0 |  | 1.1947 | 0 | 1.0314 | 10.5894 | 7.4042 | 0 | 76 | 0 | 0 | 0 | 0 | 0 | 0 | 0 | 0 | 0 | 0 | 0 | 0 | 0 | 0 | 0 |  |  | 258 | #N/A | #N/A | #N/A | #N/A | #N/A | #N/A | 258 | #N/A | #N/A | #N/A | #N/A | #N/A | #N/A | #N/A
|  |  | 0 | 0 | 0 | 0 | 0 | 0 | 0 | 0 | 0 | 0 | 0 | 0 | 0 | 0 | 0 | 0 | 0 | 0 | 0 | 0 | 0 | 0 | 0 | 0 | 0 | 0 | 0 | 0 | 0 | 0 | 0 | 0 | 0 | 0 | 0 | 0 | 0 | 0 | 0 | 0 | 0 | 0 | 0 | 0 | 0 | 0 | 0 | 0 | 0 | 0 | 0 | 0 | 0 | 0 | 0 | 0 | 0 | 0 | 0 | 0 | 0 | 0 |  | 1.1947 | 0 | 1.0314 | 10.5894 | 7.4042 | 0 | 77 | 0 | 0 | 0 | 0 | 0 | 0 | 0 | 0 | 0 | 0 | 0 | 0 | 0 | 0 | 0 |  |  | 259 | #N/A | #N/A | #N/A | #N/A | #N/A | #N/A | 259 | #N/A | #N/A | #N/A | #N/A | #N/A | #N/A | #N/A
|  |  | 0 | 0 | 0 | 0 | 0 | 0 | 0 | 0 | 0 | 0 | 0 | 0 | 0 | 0 | 0 | 0 | 0 | 0 | 0 | 0 | 0 | 0 | 0 | 0 | 0 | 0 | 0 | 0 | 0 | 0 | 0 | 0 | 0 | 0 | 0 | 0 | 0 | 0 | 0 | 0 | 0 | 0 | 0 | 0 | 0 | 0 | 0 | 0 | 0 | 0 | 0 | 0 | 0 | 0 | 0 | 0 | 0 | 0 | 0 | 0 | 0 | 0 |  | 1.1947 | 0 | 1.0314 | 10.5894 | 7.4042 | 0 | 78 | 0 | 0 | 0 | 0 | 0 | 0 | 0 | 0 | 0 | 0 | 0 | 0 | 0 | 0 | 0 |  |  | 260 | #N/A | #N/A | #N/A | #N/A | #N/A | #N/A | 260 | #N/A | #N/A | #N/A | #N/A | #N/A | #N/A | #N/A
|  |  | 0 | 0 | 0 | 0 | 0 | 0 | 0 | 0 | 0 | 0 | 0 | 0 | 0 | 0 | 0 | 0 | 0 | 0 | 0 | 0 | 0 | 0 | 0 | 0 | 0 | 0 | 0 | 0 | 0 | 0 | 0 | 0 | 0 | 0 | 0 | 0 | 0 | 0 | 0 | 0 | 0 | 0 | 0 | 0 | 0 | 0 | 0 | 0 | 0 | 0 | 0 | 0 | 0 | 0 | 0 | 0 | 0 | 0 | 0 | 0 | 0 | 0 |  | 1.1947 | 0 | 1.0314 | 10.5894 | 7.4042 | 0 | 79 | 0 | 0 | 0 | 0 | 0 | 0 | 0 | 0 | 0 | 0 | 0 | 0 | 0 | 0 | 0 |  |  | 261 | #N/A | #N/A | #N/A | #N/A | #N/A | #N/A | 261 | #N/A | #N/A | #N/A | #N/A | #N/A | #N/A | #N/A
|  |  | 0 | 0 | 0 | 0 | 0 | 0 | 0 | 0 | 0 | 0 | 0 | 0 | 0 | 0 | 0 | 0 | 0 | 0 | 0 | 0 | 0 | 0 | 0 | 0 | 0 | 0 | 0 | 0 | 0 | 0 | 0 | 0 | 0 | 0 | 0 | 0 | 0 | 0 | 0 | 0 | 0 | 0 | 0 | 0 | 0 | 0 | 0 | 0 | 0 | 0 | 0 | 0 | 0 | 0 | 0 | 0 | 0 | 0 | 0 | 0 | 0 | 0 |  | 1.1947 | 0 | 1.0314 | 10.5894 | 7.4042 | 0 | 80 | 0 | 0 | 0 | 0 | 0 | 0 | 0 | 0 | 0 | 0 | 0 | 0 | 0 | 0 | 0 |  |  | 262 | #N/A | #N/A | #N/A | #N/A | #N/A | #N/A | 262 | #N/A | #N/A | #N/A | #N/A | #N/A | #N/A | #N/A
|  |  | 0 | 0 | 0 | 0 | 0 | 0 | 0 | 0 | 0 | 0 | 0 | 0 | 0 | 0 | 0 | 0 | 0 | 0 | 0 | 0 | 0 | 0 | 0 | 0 | 0 | 0 | 0 | 0 | 0 | 0 | 0 | 0 | 0 | 0 | 0 | 0 | 0 | 0 | 0 | 0 | 0 | 0 | 0 | 0 | 0 | 0 | 0 | 0 | 0 | 0 | 0 | 0 | 0 | 0 | 0 | 0 | 0 | 0 | 0 | 0 | 0 | 0 |  | 1.1947 | 0 | 1.0314 | 10.5894 | 7.4042 | 0 | 81 | 0 | 0 | 0 | 0 | 0 | 0 | 0 | 0 | 0 | 0 | 0 | 0 | 0 | 0 | 0 |  |  | 263 | #N/A | #N/A | #N/A | #N/A | #N/A | #N/A | 263 | #N/A | #N/A | #N/A | #N/A | #N/A | #N/A | #N/A
|  |  | 0 | 0 | 0 | 0 | 0 | 0 | 0 | 0 | 0 | 0 | 0 | 0 | 0 | 0 | 0 | 0 | 0 | 0 | 0 | 0 | 0 | 0 | 0 | 0 | 0 | 0 | 0 | 0 | 0 | 0 | 0 | 0 | 0 | 0 | 0 | 0 | 0 | 0 | 0 | 0 | 0 | 0 | 0 | 0 | 0 | 0 | 0 | 0 | 0 | 0 | 0 | 0 | 0 | 0 | 0 | 0 | 0 | 0 | 0 | 0 | 0 | 0 |  | 1.1947 | 0 | 1.0314 | 10.5894 | 7.4042 | 0 | 82 | 0 | 0 | 0 | 0 | 0 | 0 | 0 | 0 | 0 | 0 | 0 | 0 | 0 | 0 | 0 |  |  | 264 | #N/A | #N/A | #N/A | #N/A | #N/A | #N/A | 264 | #N/A | #N/A | #N/A | #N/A | #N/A | #N/A | #N/A
|  |  | 0 | 0 | 0 | 0 | 0 | 0 | 0 | 0 | 0 | 0 | 0 | 0 | 0 | 0 | 0 | 0 | 0 | 0 | 0 | 0 | 0 | 0 | 0 | 0 | 0 | 0 | 0 | 0 | 0 | 0 | 0 | 0 | 0 | 0 | 0 | 0 | 0 | 0 | 0 | 0 | 0 | 0 | 0 | 0 | 0 | 0 | 0 | 0 | 0 | 0 | 0 | 0 | 0 | 0 | 0 | 0 | 0 | 0 | 0 | 0 | 0 | 0 |  | 1.1947 | 0 | 1.0314 | 10.5894 | 7.4042 | 0 | 83 | 0 | 0 | 0 | 0 | 0 | 0 | 0 | 0 | 0 | 0 | 0 | 0 | 0 | 0 | 0 |  |  | 265 | #N/A | #N/A | #N/A | #N/A | #N/A | #N/A | 265 | #N/A | #N/A | #N/A | #N/A | #N/A | #N/A | #N/A
|  |  | 0 | 0 | 0 | 0 | 0 | 0 | 0 | 0 | 0 | 0 | 0 | 0 | 0 | 0 | 0 | 0 | 0 | 0 | 0 | 0 | 0 | 0 | 0 | 0 | 0 | 0 | 0 | 0 | 0 | 0 | 0 | 0 | 0 | 0 | 0 | 0 | 0 | 0 | 0 | 0 | 0 | 0 | 0 | 0 | 0 | 0 | 0 | 0 | 0 | 0 | 0 | 0 | 0 | 0 | 0 | 0 | 0 | 0 | 0 | 0 | 0 | 0 |  | 1.1947 | 0 | 1.0314 | 10.5894 | 7.4042 | 0 | 84 | 0 | 0 | 0 | 0 | 0 | 0 | 0 | 0 | 0 | 0 | 0 | 0 | 0 | 0 | 0 |  |  | 266 | #N/A | #N/A | #N/A | #N/A | #N/A | #N/A | 266 | #N/A | #N/A | #N/A | #N/A | #N/A | #N/A | #N/A
|  |  | 0 | 0 | 0 | 0 | 0 | 0 | 0 | 0 | 0 | 0 | 0 | 0 | 0 | 0 | 0 | 0 | 0 | 0 | 0 | 0 | 0 | 0 | 0 | 0 | 0 | 0 | 0 | 0 | 0 | 0 | 0 | 0 | 0 | 0 | 0 | 0 | 0 | 0 | 0 | 0 | 0 | 0 | 0 | 0 | 0 | 0 | 0 | 0 | 0 | 0 | 0 | 0 | 0 | 0 | 0 | 0 | 0 | 0 | 0 | 0 | 0 | 0 |  | 1.1947 | 0 | 1.0314 | 10.5894 | 7.4042 | 0 | 85 | 0 | 0 | 0 | 0 | 0 | 0 | 0 | 0 | 0 | 0 | 0 | 0 | 0 | 0 | 0 |  |  | 267 | #N/A | #N/A | #N/A | #N/A | #N/A | #N/A | 267 | #N/A | #N/A | #N/A | #N/A | #N/A | #N/A | #N/A
|  |  | 0 | 0 | 0 | 0 | 0 | 0 | 0 | 0 | 0 | 0 | 0 | 0 | 0 | 0 | 0 | 0 | 0 | 0 | 0 | 0 | 0 | 0 | 0 | 0 | 0 | 0 | 0 | 0 | 0 | 0 | 0 | 0 | 0 | 0 | 0 | 0 | 0 | 0 | 0 | 0 | 0 | 0 | 0 | 0 | 0 | 0 | 0 | 0 | 0 | 0 | 0 | 0 | 0 | 0 | 0 | 0 | 0 | 0 | 0 | 0 | 0 | 0 |  | 1.1947 | 0 | 1.0314 | 10.5894 | 7.4042 | 0 | 86 | 0 | 0 | 0 | 0 | 0 | 0 | 0 | 0 | 0 | 0 | 0 | 0 | 0 | 0 | 0 |  |  | 268 | #N/A | #N/A | #N/A | #N/A | #N/A | #N/A | 268 | #N/A | #N/A | #N/A | #N/A | #N/A | #N/A | #N/A
|  |  | 0 | 0 | 0 | 0 | 0 | 0 | 0 | 0 | 0 | 0 | 0 | 0 | 0 | 0 | 0 | 0 | 0 | 0 | 0 | 0 | 0 | 0 | 0 | 0 | 0 | 0 | 0 | 0 | 0 | 0 | 0 | 0 | 0 | 0 | 0 | 0 | 0 | 0 | 0 | 0 | 0 | 0 | 0 | 0 | 0 | 0 | 0 | 0 | 0 | 0 | 0 | 0 | 0 | 0 | 0 | 0 | 0 | 0 | 0 | 0 | 0 | 0 |  | 1.1947 | 0 | 1.0314 | 10.5894 | 7.4042 | 0 | 87 | 0 | 0 | 0 | 0 | 0 | 0 | 0 | 0 | 0 | 0 | 0 | 0 | 0 | 0 | 0 |  |  | 269 | #N/A | #N/A | #N/A | #N/A | #N/A | #N/A | 269 | #N/A | #N/A | #N/A | #N/A | #N/A | #N/A | #N/A
|  |  | 0 | 0 | 0 | 0 | 0 | 0 | 0 | 0 | 0 | 0 | 0 | 0 | 0 | 0 | 0 | 0 | 0 | 0 | 0 | 0 | 0 | 0 | 0 | 0 | 0 | 0 | 0 | 0 | 0 | 0 | 0 | 0 | 0 | 0 | 0 | 0 | 0 | 0 | 0 | 0 | 0 | 0 | 0 | 0 | 0 | 0 | 0 | 0 | 0 | 0 | 0 | 0 | 0 | 0 | 0 | 0 | 0 | 0 | 0 | 0 | 0 | 0 |  | 1.1947 | 0 | 1.0314 | 10.5894 | 7.4042 | 0 | 88 | 0 | 0 | 0 | 0 | 0 | 0 | 0 | 0 | 0 | 0 | 0 | 0 | 0 | 0 | 0 |  |  | 270 | #N/A | #N/A | #N/A | #N/A | #N/A | #N/A | 270 | #N/A | #N/A | #N/A | #N/A | #N/A | #N/A | #N/A
|  |  | 0 | 0 | 0 | 0 | 0 | 0 | 0 | 0 | 0 | 0 | 0 | 0 | 0 | 0 | 0 | 0 | 0 | 0 | 0 | 0 | 0 | 0 | 0 | 0 | 0 | 0 | 0 | 0 | 0 | 0 | 0 | 0 | 0 | 0 | 0 | 0 | 0 | 0 | 0 | 0 | 0 | 0 | 0 | 0 | 0 | 0 | 0 | 0 | 0 | 0 | 0 | 0 | 0 | 0 | 0 | 0 | 0 | 0 | 0 | 0 | 0 | 0 |  | 1.1947 | 0 | 1.0314 | 10.5894 | 7.4042 | 0 | 89 | 0 | 0 | 0 | 0 | 0 | 0 | 0 | 0 | 0 | 0 | 0 | 0 | 0 | 0 | 0 |  |  | 271 | #N/A | #N/A | #N/A | #N/A | #N/A | #N/A | 271 | #N/A | #N/A | #N/A | #N/A | #N/A | #N/A | #N/A
|  |  | 0 | 0 | 0 | 0 | 0 | 0 | 0 | 0 | 0 | 0 | 0 | 0 | 0 | 0 | 0 | 0 | 0 | 0 | 0 | 0 | 0 | 0 | 0 | 0 | 0 | 0 | 0 | 0 | 0 | 0 | 0 | 0 | 0 | 0 | 0 | 0 | 0 | 0 | 0 | 0 | 0 | 0 | 0 | 0 | 0 | 0 | 0 | 0 | 0 | 0 | 0 | 0 | 0 | 0 | 0 | 0 | 0 | 0 | 0 | 0 | 0 | 0 |  | 1.1947 | 0 | 1.0314 | 10.5894 | 7.4042 | 0 | 90 | 0 | 0 | 0 | 0 | 0 | 0 | 0 | 0 | 0 | 0 | 0 | 0 | 0 | 0 | 0 |  |  | 272 | #N/A | #N/A | #N/A | #N/A | #N/A | #N/A | 272 | #N/A | #N/A | #N/A | #N/A | #N/A | #N/A | #N/A
|  |  | 0 | 0 | 0 | 0 | 0 | 0 | 0 | 0 | 0 | 0 | 0 | 0 | 0 | 0 | 0 | 0 | 0 | 0 | 0 | 0 | 0 | 0 | 0 | 0 | 0 | 0 | 0 | 0 | 0 | 0 | 0 | 0 | 0 | 0 | 0 | 0 | 0 | 0 | 0 | 0 | 0 | 0 | 0 | 0 | 0 | 0 | 0 | 0 | 0 | 0 | 0 | 0 | 0 | 0 | 0 | 0 | 0 | 0 | 0 | 0 | 0 | 0 |  | 1.1947 | 0 | 1.0314 | 10.5894 | 7.4042 | 0 | 91 | 0 | 0 | 0 | 0 | 0 | 0 | 0 | 0 | 0 | 0 | 0 | 0 | 0 | 0 | 0 |  |  | 273 | #N/A | #N/A | #N/A | #N/A | #N/A | #N/A | 273 | #N/A | #N/A | #N/A | #N/A | #N/A | #N/A | #N/A
|  |  | 0 | 0 | 0 | 0 | 0 | 0 | 0 | 0 | 0 | 0 | 0 | 0 | 0 | 0 | 0 | 0 | 0 | 0 | 0 | 0 | 0 | 0 | 0 | 0 | 0 | 0 | 0 | 0 | 0 | 0 | 0 | 0 | 0 | 0 | 0 | 0 | 0 | 0 | 0 | 0 | 0 | 0 | 0 | 0 | 0 | 0 | 0 | 0 | 0 | 0 | 0 | 0 | 0 | 0 | 0 | 0 | 0 | 0 | 0 | 0 | 0 | 0 |  | 1.1947 | 0 | 1.0314 | 10.5894 | 7.4042 | 0 | 92 | 0 | 0 | 0 | 0 | 0 | 0 | 0 | 0 | 0 | 0 | 0 | 0 | 0 | 0 | 0 |  |  | 274 | #N/A | #N/A | #N/A | #N/A | #N/A | #N/A | 274 | #N/A | #N/A | #N/A | #N/A | #N/A | #N/A | #N/A
|  |  | 0 | 0 | 0 | 0 | 0 | 0 | 0 | 0 | 0 | 0 | 0 | 0 | 0 | 0 | 0 | 0 | 0 | 0 | 0 | 0 | 0 | 0 | 0 | 0 | 0 | 0 | 0 | 0 | 0 | 0 | 0 | 0 | 0 | 0 | 0 | 0 | 0 | 0 | 0 | 0 | 0 | 0 | 0 | 0 | 0 | 0 | 0 | 0 | 0 | 0 | 0 | 0 | 0 | 0 | 0 | 0 | 0 | 0 | 0 | 0 | 0 | 0 |  | 1.1947 | 0 | 1.0314 | 10.5894 | 7.4042 | 0 | 93 | 0 | 0 | 0 | 0 | 0 | 0 | 0 | 0 | 0 | 0 | 0 | 0 | 0 | 0 | 0 |  |  | 275 | #N/A | #N/A | #N/A | #N/A | #N/A | #N/A | 275 | #N/A | #N/A | #N/A | #N/A | #N/A | #N/A | #N/A
|  |  | 0 | 0 | 0 | 0 | 0 | 0 | 0 | 0 | 0 | 0 | 0 | 0 | 0 | 0 | 0 | 0 | 0 | 0 | 0 | 0 | 0 | 0 | 0 | 0 | 0 | 0 | 0 | 0 | 0 | 0 | 0 | 0 | 0 | 0 | 0 | 0 | 0 | 0 | 0 | 0 | 0 | 0 | 0 | 0 | 0 | 0 | 0 | 0 | 0 | 0 | 0 | 0 | 0 | 0 | 0 | 0 | 0 | 0 | 0 | 0 | 0 | 0 |  | 1.1947 | 0 | 1.0314 | 10.5894 | 7.4042 | 0 | 94 | 0 | 0 | 0 | 0 | 0 | 0 | 0 | 0 | 0 | 0 | 0 | 0 | 0 | 0 | 0 |  |  | 276 | #N/A | #N/A | #N/A | #N/A | #N/A | #N/A | 276 | #N/A | #N/A | #N/A | #N/A | #N/A | #N/A | #N/A
|  |  | 0 | 0 | 0 | 0 | 0 | 0 | 0 | 0 | 0 | 0 | 0 | 0 | 0 | 0 | 0 | 0 | 0 | 0 | 0 | 0 | 0 | 0 | 0 | 0 | 0 | 0 | 0 | 0 | 0 | 0 | 0 | 0 | 0 | 0 | 0 | 0 | 0 | 0 | 0 | 0 | 0 | 0 | 0 | 0 | 0 | 0 | 0 | 0 | 0 | 0 | 0 | 0 | 0 | 0 | 0 | 0 | 0 | 0 | 0 | 0 | 0 | 0 |  | 1.1947 | 0 | 1.0314 | 10.5894 | 7.4042 | 0 | 95 | 0 | 0 | 0 | 0 | 0 | 0 | 0 | 0 | 0 | 0 | 0 | 0 | 0 | 0 | 0 |  |  | 277 | #N/A | #N/A | #N/A | #N/A | #N/A | #N/A | 277 | #N/A | #N/A | #N/A | #N/A | #N/A | #N/A | #N/A
|  |  | 0 | 0 | 0 | 0 | 0 | 0 | 0 | 0 | 0 | 0 | 0 | 0 | 0 | 0 | 0 | 0 | 0 | 0 | 0 | 0 | 0 | 0 | 0 | 0 | 0 | 0 | 0 | 0 | 0 | 0 | 0 | 0 | 0 | 0 | 0 | 0 | 0 | 0 | 0 | 0 | 0 | 0 | 0 | 0 | 0 | 0 | 0 | 0 | 0 | 0 | 0 | 0 | 0 | 0 | 0 | 0 | 0 | 0 | 0 | 0 | 0 | 0 |  | 1.1947 | 0 | 1.0314 | 10.5894 | 7.4042 | 0 | 96 | 0 | 0 | 0 | 0 | 0 | 0 | 0 | 0 | 0 | 0 | 0 | 0 | 0 | 0 | 0 |  |  | 278 | #N/A | #N/A | #N/A | #N/A | #N/A | #N/A | 278 | #N/A | #N/A | #N/A | #N/A | #N/A | #N/A | #N/A
|  |  | 0 | 0 | 0 | 0 | 0 | 0 | 0 | 0 | 0 | 0 | 0 | 0 | 0 | 0 | 0 | 0 | 0 | 0 | 0 | 0 | 0 | 0 | 0 | 0 | 0 | 0 | 0 | 0 | 0 | 0 | 0 | 0 | 0 | 0 | 0 | 0 | 0 | 0 | 0 | 0 | 0 | 0 | 0 | 0 | 0 | 0 | 0 | 0 | 0 | 0 | 0 | 0 | 0 | 0 | 0 | 0 | 0 | 0 | 0 | 0 | 0 | 0 |  | 1.1947 | 0 | 1.0314 | 10.5894 | 7.4042 | 0 | 97 | 0 | 0 | 0 | 0 | 0 | 0 | 0 | 0 | 0 | 0 | 0 | 0 | 0 | 0 | 0 |  |  | 279 | #N/A | #N/A | #N/A | #N/A | #N/A | #N/A | 279 | #N/A | #N/A | #N/A | #N/A | #N/A | #N/A | #N/A
|  |  | 0 | 0 | 0 | 0 | 0 | 0 | 0 | 0 | 0 | 0 | 0 | 0 | 0 | 0 | 0 | 0 | 0 | 0 | 0 | 0 | 0 | 0 | 0 | 0 | 0 | 0 | 0 | 0 | 0 | 0 | 0 | 0 | 0 | 0 | 0 | 0 | 0 | 0 | 0 | 0 | 0 | 0 | 0 | 0 | 0 | 0 | 0 | 0 | 0 | 0 | 0 | 0 | 0 | 0 | 0 | 0 | 0 | 0 | 0 | 0 | 0 | 0 |  | 1.1947 | 0 | 1.0314 | 10.5894 | 7.4042 | 0 | 98 | 0 | 0 | 0 | 0 | 0 | 0 | 0 | 0 | 0 | 0 | 0 | 0 | 0 | 0 | 0 |  |  | 280 | #N/A | #N/A | #N/A | #N/A | #N/A | #N/A | 280 | #N/A | #N/A | #N/A | #N/A | #N/A | #N/A | #N/A
|  |  | 0 | 0 | 0 | 0 | 0 | 0 | 0 | 0 | 0 | 0 | 0 | 0 | 0 | 0 | 0 | 0 | 0 | 0 | 0 | 0 | 0 | 0 | 0 | 0 | 0 | 0 | 0 | 0 | 0 | 0 | 0 | 0 | 0 | 0 | 0 | 0 | 0 | 0 | 0 | 0 | 0 | 0 | 0 | 0 | 0 | 0 | 0 | 0 | 0 | 0 | 0 | 0 | 0 | 0 | 0 | 0 | 0 | 0 | 0 | 0 | 0 | 0 |  | 1.1947 | 0 | 1.0314 | 10.5894 | 7.4042 | 0 | 99 | 0 | 0 | 0 | 0 | 0 | 0 | 0 | 0 | 0 | 0 | 0 | 0 | 0 | 0 | 0 |  |  | 281 | #N/A | #N/A | #N/A | #N/A | #N/A | #N/A | 281 | #N/A | #N/A | #N/A | #N/A | #N/A | #N/A | #N/A
|  |  | 0 | 0 | 0 | 0 | 0 | 0 | 0 | 0 | 0 | 0 | 0 | 0 | 0 | 0 | 0 | 0 | 0 | 0 | 0 | 0 | 0 | 0 | 0 | 0 | 0 | 0 | 0 | 0 | 0 | 0 | 0 | 0 | 0 | 0 | 0 | 0 | 0 | 0 | 0 | 0 | 0 | 0 | 0 | 0 | 0 | 0 | 0 | 0 | 0 | 0 | 0 | 0 | 0 | 0 | 0 | 0 | 0 | 0 | 0 | 0 | 0 | 0 |  | 1.1947 | 0 | 1.0314 | 10.5894 | 7.4042 | 0 | 100 | 0 | 0 | 0 | 0 | 0 | 0 | 0 | 0 | 0 | 0 | 0 | 0 | 0 | 0 | 0 |  |  | 282 | #N/A | #N/A | #N/A | #N/A | #N/A | #N/A | 282 | #N/A | #N/A | #N/A | #N/A | #N/A | #N/A | #N/A
|  |  | 0 | 0 | 0 | 0 | 0 | 0 | 0 | 0 | 0 | 0 | 0 | 0 | 0 | 0 | 0 | 0 | 0 | 0 | 0 | 0 | 0 | 0 | 0 | 0 | 0 | 0 | 0 | 0 | 0 | 0 | 0 | 0 | 0 | 0 | 0 | 0 | 0 | 0 | 0 | 0 | 0 | 0 | 0 | 0 | 0 | 0 | 0 | 0 | 0 | 0 | 0 | 0 | 0 | 0 | 0 | 0 | 0 | 0 | 0 | 0 | 0 | 0 |  | 1.1947 | 0 | 1.0314 | 10.5894 | 7.4042 | 0 | 101 | 0 | 0 | 0 | 0 | 0 | 0 | 0 | 0 | 0 | 0 | 0 | 0 | 0 | 0 | 0 |  |  | 283 | #N/A | #N/A | #N/A | #N/A | #N/A | #N/A | 283 | #N/A | #N/A | #N/A | #N/A | #N/A | #N/A | #N/A
|  |  | 0 | 0 | 0 | 0 | 0 | 0 | 0 | 0 | 0 | 0 | 0 | 0 | 0 | 0 | 0 | 0 | 0 | 0 | 0 | 0 | 0 | 0 | 0 | 0 | 0 | 0 | 0 | 0 | 0 | 0 | 0 | 0 | 0 | 0 | 0 | 0 | 0 | 0 | 0 | 0 | 0 | 0 | 0 | 0 | 0 | 0 | 0 | 0 | 0 | 0 | 0 | 0 | 0 | 0 | 0 | 0 | 0 | 0 | 0 | 0 | 0 | 0 |  | 1.1947 | 0 | 1.0314 | 10.5894 | 7.4042 | 0 | 102 | 0 | 0 | 0 | 0 | 0 | 0 | 0 | 0 | 0 | 0 | 0 | 0 | 0 | 0 | 0 |  |  | 284 | #N/A | #N/A | #N/A | #N/A | #N/A | #N/A | 284 | #N/A | #N/A | #N/A | #N/A | #N/A | #N/A | #N/A
|  |  | 0 | 0 | 0 | 0 | 0 | 0 | 0 | 0 | 0 | 0 | 0 | 0 | 0 | 0 | 0 | 0 | 0 | 0 | 0 | 0 | 0 | 0 | 0 | 0 | 0 | 0 | 0 | 0 | 0 | 0 | 0 | 0 | 0 | 0 | 0 | 0 | 0 | 0 | 0 | 0 | 0 | 0 | 0 | 0 | 0 | 0 | 0 | 0 | 0 | 0 | 0 | 0 | 0 | 0 | 0 | 0 | 0 | 0 | 0 | 0 | 0 | 0 |  | 1.1947 | 0 | 1.0314 | 10.5894 | 7.4042 | 0 | 103 | 0 | 0 | 0 | 0 | 0 | 0 | 0 | 0 | 0 | 0 | 0 | 0 | 0 | 0 | 0 |  |  | 285 | #N/A | #N/A | #N/A | #N/A | #N/A | #N/A | 285 | #N/A | #N/A | #N/A | #N/A | #N/A | #N/A | #N/A
|  |  | 0 | 0 | 0 | 0 | 0 | 0 | 0 | 0 | 0 | 0 | 0 | 0 | 0 | 0 | 0 | 0 | 0 | 0 | 0 | 0 | 0 | 0 | 0 | 0 | 0 | 0 | 0 | 0 | 0 | 0 | 0 | 0 | 0 | 0 | 0 | 0 | 0 | 0 | 0 | 0 | 0 | 0 | 0 | 0 | 0 | 0 | 0 | 0 | 0 | 0 | 0 | 0 | 0 | 0 | 0 | 0 | 0 | 0 | 0 | 0 | 0 | 0 |  | 1.1947 | 0 | 1.0314 | 10.5894 | 7.4042 | 0 | 104 | 0 | 0 | 0 | 0 | 0 | 0 | 0 | 0 | 0 | 0 | 0 | 0 | 0 | 0 | 0 |  |  | 286 | #N/A | #N/A | #N/A | #N/A | #N/A | #N/A | 286 | #N/A | #N/A | #N/A | #N/A | #N/A | #N/A | #N/A
|  |  | 0 | 0 | 0 | 0 | 0 | 0 | 0 | 0 | 0 | 0 | 0 | 0 | 0 | 0 | 0 | 0 | 0 | 0 | 0 | 0 | 0 | 0 | 0 | 0 | 0 | 0 | 0 | 0 | 0 | 0 | 0 | 0 | 0 | 0 | 0 | 0 | 0 | 0 | 0 | 0 | 0 | 0 | 0 | 0 | 0 | 0 | 0 | 0 | 0 | 0 | 0 | 0 | 0 | 0 | 0 | 0 | 0 | 0 | 0 | 0 | 0 | 0 |  | 1.1947 | 0 | 1.0314 | 10.5894 | 7.4042 | 0 | 105 | 0 | 0 | 0 | 0 | 0 | 0 | 0 | 0 | 0 | 0 | 0 | 0 | 0 | 0 | 0 |  |  | 287 | #N/A | #N/A | #N/A | #N/A | #N/A | #N/A | 287 | #N/A | #N/A | #N/A | #N/A | #N/A | #N/A | #N/A
|  |  | 0 | 0 | 0 | 0 | 0 | 0 | 0 | 0 | 0 | 0 | 0 | 0 | 0 | 0 | 0 | 0 | 0 | 0 | 0 | 0 | 0 | 0 | 0 | 0 | 0 | 0 | 0 | 0 | 0 | 0 | 0 | 0 | 0 | 0 | 0 | 0 | 0 | 0 | 0 | 0 | 0 | 0 | 0 | 0 | 0 | 0 | 0 | 0 | 0 | 0 | 0 | 0 | 0 | 0 | 0 | 0 | 0 | 0 | 0 | 0 | 0 | 0 |  | 1.1947 | 0 | 1.0314 | 10.5894 | 7.4042 | 0 | 106 | 0 | 0 | 0 | 0 | 0 | 0 | 0 | 0 | 0 | 0 | 0 | 0 | 0 | 0 | 0 |  |  | 288 | #N/A | #N/A | #N/A | #N/A | #N/A | #N/A | 288 | #N/A | #N/A | #N/A | #N/A | #N/A | #N/A | #N/A
|  |  | 0 | 0 | 0 | 0 | 0 | 0 | 0 | 0 | 0 | 0 | 0 | 0 | 0 | 0 | 0 | 0 | 0 | 0 | 0 | 0 | 0 | 0 | 0 | 0 | 0 | 0 | 0 | 0 | 0 | 0 | 0 | 0 | 0 | 0 | 0 | 0 | 0 | 0 | 0 | 0 | 0 | 0 | 0 | 0 | 0 | 0 | 0 | 0 | 0 | 0 | 0 | 0 | 0 | 0 | 0 | 0 | 0 | 0 | 0 | 0 | 0 | 0 |  | 1.1947 | 0 | 1.0314 | 10.5894 | 7.4042 | 0 | 107 | 0 | 0 | 0 | 0 | 0 | 0 | 0 | 0 | 0 | 0 | 0 | 0 | 0 | 0 | 0 |  |  | 289 | #N/A | #N/A | #N/A | #N/A | #N/A | #N/A | 289 | #N/A | #N/A | #N/A | #N/A | #N/A | #N/A | #N/A
|  |  | 0 | 0 | 0 | 0 | 0 | 0 | 0 | 0 | 0 | 0 | 0 | 0 | 0 | 0 | 0 | 0 | 0 | 0 | 0 | 0 | 0 | 0 | 0 | 0 | 0 | 0 | 0 | 0 | 0 | 0 | 0 | 0 | 0 | 0 | 0 | 0 | 0 | 0 | 0 | 0 | 0 | 0 | 0 | 0 | 0 | 0 | 0 | 0 | 0 | 0 | 0 | 0 | 0 | 0 | 0 | 0 | 0 | 0 | 0 | 0 | 0 | 0 |  | 1.1947 | 0 | 1.0314 | 10.5894 | 7.4042 | 0 | 108 | 0 | 0 | 0 | 0 | 0 | 0 | 0 | 0 | 0 | 0 | 0 | 0 | 0 | 0 | 0 |  |  | 290 | #N/A | #N/A | #N/A | #N/A | #N/A | #N/A | 290 | #N/A | #N/A | #N/A | #N/A | #N/A | #N/A | #N/A
|  |  | 0 | 0 | 0 | 0 | 0 | 0 | 0 | 0 | 0 | 0 | 0 | 0 | 0 | 0 | 0 | 0 | 0 | 0 | 0 | 0 | 0 | 0 | 0 | 0 | 0 | 0 | 0 | 0 | 0 | 0 | 0 | 0 | 0 | 0 | 0 | 0 | 0 | 0 | 0 | 0 | 0 | 0 | 0 | 0 | 0 | 0 | 0 | 0 | 0 | 0 | 0 | 0 | 0 | 0 | 0 | 0 | 0 | 0 | 0 | 0 | 0 | 0 |  | 1.1947 | 0 | 1.0314 | 10.5894 | 7.4042 | 0 | 109 | 0 | 0 | 0 | 0 | 0 | 0 | 0 | 0 | 0 | 0 | 0 | 0 | 0 | 0 | 0 |  |  | 291 | #N/A | #N/A | #N/A | #N/A | #N/A | #N/A | 291 | #N/A | #N/A | #N/A | #N/A | #N/A | #N/A | #N/A
|  |  | 0 | 0 | 0 | 0 | 0 | 0 | 0 | 0 | 0 | 0 | 0 | 0 | 0 | 0 | 0 | 0 | 0 | 0 | 0 | 0 | 0 | 0 | 0 | 0 | 0 | 0 | 0 | 0 | 0 | 0 | 0 | 0 | 0 | 0 | 0 | 0 | 0 | 0 | 0 | 0 | 0 | 0 | 0 | 0 | 0 | 0 | 0 | 0 | 0 | 0 | 0 | 0 | 0 | 0 | 0 | 0 | 0 | 0 | 0 | 0 | 0 | 0 |  | 1.1947 | 0 | 1.0314 | 10.5894 | 7.4042 | 0 | 110 | 0 | 0 | 0 | 0 | 0 | 0 | 0 | 0 | 0 | 0 | 0 | 0 | 0 | 0 | 0 |  |  | 292 | #N/A | #N/A | #N/A | #N/A | #N/A | #N/A | 292 | #N/A | #N/A | #N/A | #N/A | #N/A | #N/A | #N/A
|  |  | 0 | 0 | 0 | 0 | 0 | 0 | 0 | 0 | 0 | 0 | 0 | 0 | 0 | 0 | 0 | 0 | 0 | 0 | 0 | 0 | 0 | 0 | 0 | 0 | 0 | 0 | 0 | 0 | 0 | 0 | 0 | 0 | 0 | 0 | 0 | 0 | 0 | 0 | 0 | 0 | 0 | 0 | 0 | 0 | 0 | 0 | 0 | 0 | 0 | 0 | 0 | 0 | 0 | 0 | 0 | 0 | 0 | 0 | 0 | 0 | 0 | 0 |  | 1.1947 | 0 | 1.0314 | 10.5894 | 7.4042 | 0 | 111 | 0 | 0 | 0 | 0 | 0 | 0 | 0 | 0 | 0 | 0 | 0 | 0 | 0 | 0 | 0 |  |  | 293 | #N/A | #N/A | #N/A | #N/A | #N/A | #N/A | 293 | #N/A | #N/A | #N/A | #N/A | #N/A | #N/A | #N/A
|  |  | 0 | 0 | 0 | 0 | 0 | 0 | 0 | 0 | 0 | 0 | 0 | 0 | 0 | 0 | 0 | 0 | 0 | 0 | 0 | 0 | 0 | 0 | 0 | 0 | 0 | 0 | 0 | 0 | 0 | 0 | 0 | 0 | 0 | 0 | 0 | 0 | 0 | 0 | 0 | 0 | 0 | 0 | 0 | 0 | 0 | 0 | 0 | 0 | 0 | 0 | 0 | 0 | 0 | 0 | 0 | 0 | 0 | 0 | 0 | 0 | 0 | 0 |  | 1.1947 | 0 | 1.0314 | 10.5894 | 7.4042 | 0 | 112 | 0 | 0 | 0 | 0 | 0 | 0 | 0 | 0 | 0 | 0 | 0 | 0 | 0 | 0 | 0 |  |  | 294 | #N/A | #N/A | #N/A | #N/A | #N/A | #N/A | 294 | #N/A | #N/A | #N/A | #N/A | #N/A | #N/A | #N/A
|  |  | 0 | 0 | 0 | 0 | 0 | 0 | 0 | 0 | 0 | 0 | 0 | 0 | 0 | 0 | 0 | 0 | 0 | 0 | 0 | 0 | 0 | 0 | 0 | 0 | 0 | 0 | 0 | 0 | 0 | 0 | 0 | 0 | 0 | 0 | 0 | 0 | 0 | 0 | 0 | 0 | 0 | 0 | 0 | 0 | 0 | 0 | 0 | 0 | 0 | 0 | 0 | 0 | 0 | 0 | 0 | 0 | 0 | 0 | 0 | 0 | 0 | 0 |  | 1.1947 | 0 | 1.0314 | 10.5894 | 7.4042 | 0 | 113 | 0 | 0 | 0 | 0 | 0 | 0 | 0 | 0 | 0 | 0 | 0 | 0 | 0 | 0 | 0 |  |  | 295 | #N/A | #N/A | #N/A | #N/A | #N/A | #N/A | 295 | #N/A | #N/A | #N/A | #N/A | #N/A | #N/A | #N/A
|  |  | 0 | 0 | 0 | 0 | 0 | 0 | 0 | 0 | 0 | 0 | 0 | 0 | 0 | 0 | 0 | 0 | 0 | 0 | 0 | 0 | 0 | 0 | 0 | 0 | 0 | 0 | 0 | 0 | 0 | 0 | 0 | 0 | 0 | 0 | 0 | 0 | 0 | 0 | 0 | 0 | 0 | 0 | 0 | 0 | 0 | 0 | 0 | 0 | 0 | 0 | 0 | 0 | 0 | 0 | 0 | 0 | 0 | 0 | 0 | 0 | 0 | 0 |  | 1.1947 | 0 | 1.0314 | 10.5894 | 7.4042 | 0 | 114 | 0 | 0 | 0 | 0 | 0 | 0 | 0 | 0 | 0 | 0 | 0 | 0 | 0 | 0 | 0 |  |  | 296 | #N/A | #N/A | #N/A | #N/A | #N/A | #N/A | 296 | #N/A | #N/A | #N/A | #N/A | #N/A | #N/A | #N/A
|  |  | 0 | 0 | 0 | 0 | 0 | 0 | 0 | 0 | 0 | 0 | 0 | 0 | 0 | 0 | 0 | 0 | 0 | 0 | 0 | 0 | 0 | 0 | 0 | 0 | 0 | 0 | 0 | 0 | 0 | 0 | 0 | 0 | 0 | 0 | 0 | 0 | 0 | 0 | 0 | 0 | 0 | 0 | 0 | 0 | 0 | 0 | 0 | 0 | 0 | 0 | 0 | 0 | 0 | 0 | 0 | 0 | 0 | 0 | 0 | 0 | 0 | 0 |  | 1.1947 | 0 | 1.0314 | 10.5894 | 7.4042 | 0 | 115 | 0 | 0 | 0 | 0 | 0 | 0 | 0 | 0 | 0 | 0 | 0 | 0 | 0 | 0 | 0 |  |  | 297 | #N/A | #N/A | #N/A | #N/A | #N/A | #N/A | 297 | #N/A | #N/A | #N/A | #N/A | #N/A | #N/A | #N/A
|  |  | 0 | 0 | 0 | 0 | 0 | 0 | 0 | 0 | 0 | 0 | 0 | 0 | 0 | 0 | 0 | 0 | 0 | 0 | 0 | 0 | 0 | 0 | 0 | 0 | 0 | 0 | 0 | 0 | 0 | 0 | 0 | 0 | 0 | 0 | 0 | 0 | 0 | 0 | 0 | 0 | 0 | 0 | 0 | 0 | 0 | 0 | 0 | 0 | 0 | 0 | 0 | 0 | 0 | 0 | 0 | 0 | 0 | 0 | 0 | 0 | 0 | 0 |  | 1.1947 | 0 | 1.0314 | 10.5894 | 7.4042 | 0 | 116 | 0 | 0 | 0 | 0 | 0 | 0 | 0 | 0 | 0 | 0 | 0 | 0 | 0 | 0 | 0 |  |  | 298 | #N/A | #N/A | #N/A | #N/A | #N/A | #N/A | 298 | #N/A | #N/A | #N/A | #N/A | #N/A | #N/A | #N/A
|  |  | 0 | 0 | 0 | 0 | 0 | 0 | 0 | 0 | 0 | 0 | 0 | 0 | 0 | 0 | 0 | 0 | 0 | 0 | 0 | 0 | 0 | 0 | 0 | 0 | 0 | 0 | 0 | 0 | 0 | 0 | 0 | 0 | 0 | 0 | 0 | 0 | 0 | 0 | 0 | 0 | 0 | 0 | 0 | 0 | 0 | 0 | 0 | 0 | 0 | 0 | 0 | 0 | 0 | 0 | 0 | 0 | 0 | 0 | 0 | 0 | 0 | 0 |  | 1.1947 | 0 | 1.0314 | 10.5894 | 7.4042 | 0 | 117 | 0 | 0 | 0 | 0 | 0 | 0 | 0 | 0 | 0 | 0 | 0 | 0 | 0 | 0 | 0 |  |  | 299 | #N/A | #N/A | #N/A | #N/A | #N/A | #N/A | 299 | #N/A | #N/A | #N/A | #N/A | #N/A | #N/A | #N/A
|  |  | 0 | 0 | 0 | 0 | 0 | 0 | 0 | 0 | 0 | 0 | 0 | 0 | 0 | 0 | 0 | 0 | 0 | 0 | 0 | 0 | 0 | 0 | 0 | 0 | 0 | 0 | 0 | 0 | 0 | 0 | 0 | 0 | 0 | 0 | 0 | 0 | 0 | 0 | 0 | 0 | 0 | 0 | 0 | 0 | 0 | 0 | 0 | 0 | 0 | 0 | 0 | 0 | 0 | 0 | 0 | 0 | 0 | 0 | 0 | 0 | 0 | 0 |  | 1.1947 | 0 | 1.0314 | 10.5894 | 7.4042 | 0 | 118 | 0 | 0 | 0 | 0 | 0 | 0 | 0 | 0 | 0 | 0 | 0 | 0 | 0 | 0 | 0 |  |  | 300 | #N/A | #N/A | #N/A | #N/A | #N/A | #N/A | 300 | #N/A | #N/A | #N/A | #N/A | #N/A | #N/A | #N/A
|  |  | 0 | 0 | 0 | 0 | 0 | 0 | 0 | 0 | 0 | 0 | 0 | 0 | 0 | 0 | 0 | 0 | 0 | 0 | 0 | 0 | 0 | 0 | 0 | 0 | 0 | 0 | 0 | 0 | 0 | 0 | 0 | 0 | 0 | 0 | 0 | 0 | 0 | 0 | 0 | 0 | 0 | 0 | 0 | 0 | 0 | 0 | 0 | 0 | 0 | 0 | 0 | 0 | 0 | 0 | 0 | 0 | 0 | 0 | 0 | 0 | 0 | 0 |  | 1.1947 | 0 | 1.0314 | 10.5894 | 7.4042 | 0 | 119 | 0 | 0 | 0 | 0 | 0 | 0 | 0 | 0 | 0 | 0 | 0 | 0 | 0 | 0 | 0 |  |  | 301 | #N/A | #N/A | #N/A | #N/A | #N/A | #N/A | 301 | #N/A | #N/A | #N/A | #N/A | #N/A | #N/A | #N/A
|  |  | 0 | 0 | 0 | 0 | 0 | 0 | 0 | 0 | 0 | 0 | 0 | 0 | 0 | 0 | 0 | 0 | 0 | 0 | 0 | 0 | 0 | 0 | 0 | 0 | 0 | 0 | 0 | 0 | 0 | 0 | 0 | 0 | 0 | 0 | 0 | 0 | 0 | 0 | 0 | 0 | 0 | 0 | 0 | 0 | 0 | 0 | 0 | 0 | 0 | 0 | 0 | 0 | 0 | 0 | 0 | 0 | 0 | 0 | 0 | 0 | 0 | 0 |  | 1.1947 | 0 | 1.0314 | 10.5894 | 7.4042 | 0 | 120 | 0 | 0 | 0 | 0 | 0 | 0 | 0 | 0 | 0 | 0 | 0 | 0 | 0 | 0 | 0 |  |  | 302 | #N/A | #N/A | #N/A | #N/A | #N/A | #N/A | 302 | #N/A | #N/A | #N/A | #N/A | #N/A | #N/A | #N/A
|  |  | 0 | 0 | 0 | 0 | 0 | 0 | 0 | 0 | 0 | 0 | 0 | 0 | 0 | 0 | 0 | 0 | 0 | 0 | 0 | 0 | 0 | 0 | 0 | 0 | 0 | 0 | 0 | 0 | 0 | 0 | 0 | 0 | 0 | 0 | 0 | 0 | 0 | 0 | 0 | 0 | 0 | 0 | 0 | 0 | 0 | 0 | 0 | 0 | 0 | 0 | 0 | 0 | 0 | 0 | 0 | 0 | 0 | 0 | 0 | 0 | 0 | 0 |  | 1.1947 | 0 | 1.0314 | 10.5894 | 7.4042 | 0 | 121 | 0 | 0 | 0 | 0 | 0 | 0 | 0 | 0 | 0 | 0 | 0 | 0 | 0 | 0 | 0 |  |  | 303 | #N/A | #N/A | #N/A | #N/A | #N/A | #N/A | 303 | #N/A | #N/A | #N/A | #N/A | #N/A | #N/A | #N/A
|  |  | 0 | 0 | 0 | 0 | 0 | 0 | 0 | 0 | 0 | 0 | 0 | 0 | 0 | 0 | 0 | 0 | 0 | 0 | 0 | 0 | 0 | 0 | 0 | 0 | 0 | 0 | 0 | 0 | 0 | 0 | 0 | 0 | 0 | 0 | 0 | 0 | 0 | 0 | 0 | 0 | 0 | 0 | 0 | 0 | 0 | 0 | 0 | 0 | 0 | 0 | 0 | 0 | 0 | 0 | 0 | 0 | 0 | 0 | 0 | 0 | 0 | 0 |  | 1.1947 | 0 | 1.0314 | 10.5894 | 7.4042 | 0 | 122 | 0 | 0 | 0 | 0 | 0 | 0 | 0 | 0 | 0 | 0 | 0 | 0 | 0 | 0 | 0 |  |  | 304 | #N/A | #N/A | #N/A | #N/A | #N/A | #N/A | 304 | #N/A | #N/A | #N/A | #N/A | #N/A | #N/A | #N/A
|  |  | 0 | 0 | 0 | 0 | 0 | 0 | 0 | 0 | 0 | 0 | 0 | 0 | 0 | 0 | 0 | 0 | 0 | 0 | 0 | 0 | 0 | 0 | 0 | 0 | 0 | 0 | 0 | 0 | 0 | 0 | 0 | 0 | 0 | 0 | 0 | 0 | 0 | 0 | 0 | 0 | 0 | 0 | 0 | 0 | 0 | 0 | 0 | 0 | 0 | 0 | 0 | 0 | 0 | 0 | 0 | 0 | 0 | 0 | 0 | 0 | 0 | 0 |  | 1.1947 | 0 | 1.0314 | 10.5894 | 7.4042 | 0 | 123 | 0 | 0 | 0 | 0 | 0 | 0 | 0 | 0 | 0 | 0 | 0 | 0 | 0 | 0 | 0 |  |  | 305 | #N/A | #N/A | #N/A | #N/A | #N/A | #N/A | 305 | #N/A | #N/A | #N/A | #N/A | #N/A | #N/A | #N/A
|  |  | 0 | 0 | 0 | 0 | 0 | 0 | 0 | 0 | 0 | 0 | 0 | 0 | 0 | 0 | 0 | 0 | 0 | 0 | 0 | 0 | 0 | 0 | 0 | 0 | 0 | 0 | 0 | 0 | 0 | 0 | 0 | 0 | 0 | 0 | 0 | 0 | 0 | 0 | 0 | 0 | 0 | 0 | 0 | 0 | 0 | 0 | 0 | 0 | 0 | 0 | 0 | 0 | 0 | 0 | 0 | 0 | 0 | 0 | 0 | 0 | 0 | 0 |  | 1.1947 | 0 | 1.0314 | 10.5894 | 7.4042 | 0 | 124 | 0 | 0 | 0 | 0 | 0 | 0 | 0 | 0 | 0 | 0 | 0 | 0 | 0 | 0 | 0 |  |  | 306 | #N/A | #N/A | #N/A | #N/A | #N/A | #N/A | 306 | #N/A | #N/A | #N/A | #N/A | #N/A | #N/A | #N/A
|  |  | 0 | 0 | 0 | 0 | 0 | 0 | 0 | 0 | 0 | 0 | 0 | 0 | 0 | 0 | 0 | 0 | 0 | 0 | 0 | 0 | 0 | 0 | 0 | 0 | 0 | 0 | 0 | 0 | 0 | 0 | 0 | 0 | 0 | 0 | 0 | 0 | 0 | 0 | 0 | 0 | 0 | 0 | 0 | 0 | 0 | 0 | 0 | 0 | 0 | 0 | 0 | 0 | 0 | 0 | 0 | 0 | 0 | 0 | 0 | 0 | 0 | 0 |  | 1.1947 | 0 | 1.0314 | 10.5894 | 7.4042 | 0 | 125 | 0 | 0 | 0 | 0 | 0 | 0 | 0 | 0 | 0 | 0 | 0 | 0 | 0 | 0 | 0 |  |  | 307 | #N/A | #N/A | #N/A | #N/A | #N/A | #N/A | 307 | #N/A | #N/A | #N/A | #N/A | #N/A | #N/A | #N/A
|  |  | 0 | 0 | 0 | 0 | 0 | 0 | 0 | 0 | 0 | 0 | 0 | 0 | 0 | 0 | 0 | 0 | 0 | 0 | 0 | 0 | 0 | 0 | 0 | 0 | 0 | 0 | 0 | 0 | 0 | 0 | 0 | 0 | 0 | 0 | 0 | 0 | 0 | 0 | 0 | 0 | 0 | 0 | 0 | 0 | 0 | 0 | 0 | 0 | 0 | 0 | 0 | 0 | 0 | 0 | 0 | 0 | 0 | 0 | 0 | 0 | 0 | 0 |  | 1.1947 | 0 | 1.0314 | 10.5894 | 7.4042 | 0 | 126 | 0 | 0 | 0 | 0 | 0 | 0 | 0 | 0 | 0 | 0 | 0 | 0 | 0 | 0 | 0 |  |  | 308 | #N/A | #N/A | #N/A | #N/A | #N/A | #N/A | 308 | #N/A | #N/A | #N/A | #N/A | #N/A | #N/A | #N/A
|  |  | 0 | 0 | 0 | 0 | 0 | 0 | 0 | 0 | 0 | 0 | 0 | 0 | 0 | 0 | 0 | 0 | 0 | 0 | 0 | 0 | 0 | 0 | 0 | 0 | 0 | 0 | 0 | 0 | 0 | 0 | 0 | 0 | 0 | 0 | 0 | 0 | 0 | 0 | 0 | 0 | 0 | 0 | 0 | 0 | 0 | 0 | 0 | 0 | 0 | 0 | 0 | 0 | 0 | 0 | 0 | 0 | 0 | 0 | 0 | 0 | 0 | 0 |  | 1.1947 | 0 | 1.0314 | 10.5894 | 7.4042 | 0 | 127 | 0 | 0 | 0 | 0 | 0 | 0 | 0 | 0 | 0 | 0 | 0 | 0 | 0 | 0 | 0 |  |  | 309 | #N/A | #N/A | #N/A | #N/A | #N/A | #N/A | 309 | #N/A | #N/A | #N/A | #N/A | #N/A | #N/A | #N/A
|  |  | 0 | 0 | 0 | 0 | 0 | 0 | 0 | 0 | 0 | 0 | 0 | 0 | 0 | 0 | 0 | 0 | 0 | 0 | 0 | 0 | 0 | 0 | 0 | 0 | 0 | 0 | 0 | 0 | 0 | 0 | 0 | 0 | 0 | 0 | 0 | 0 | 0 | 0 | 0 | 0 | 0 | 0 | 0 | 0 | 0 | 0 | 0 | 0 | 0 | 0 | 0 | 0 | 0 | 0 | 0 | 0 | 0 | 0 | 0 | 0 | 0 | 0 |  | 1.1947 | 0 | 1.0314 | 10.5894 | 7.4042 | 0 | 128 | 0 | 0 | 0 | 0 | 0 | 0 | 0 | 0 | 0 | 0 | 0 | 0 | 0 | 0 | 0 |  |  | 310 | #N/A | #N/A | #N/A | #N/A | #N/A | #N/A | 310 | #N/A | #N/A | #N/A | #N/A | #N/A | #N/A | #N/A
|  |  | 0 | 0 | 0 | 0 | 0 | 0 | 0 | 0 | 0 | 0 | 0 | 0 | 0 | 0 | 0 | 0 | 0 | 0 | 0 | 0 | 0 | 0 | 0 | 0 | 0 | 0 | 0 | 0 | 0 | 0 | 0 | 0 | 0 | 0 | 0 | 0 | 0 | 0 | 0 | 0 | 0 | 0 | 0 | 0 | 0 | 0 | 0 | 0 | 0 | 0 | 0 | 0 | 0 | 0 | 0 | 0 | 0 | 0 | 0 | 0 | 0 | 0 |  | 1.1947 | 0 | 1.0314 | 10.5894 | 7.4042 | 0 | 129 | 0 | 0 | 0 | 0 | 0 | 0 | 0 | 0 | 0 | 0 | 0 | 0 | 0 | 0 | 0 |  |  | 311 | #N/A | #N/A | #N/A | #N/A | #N/A | #N/A | 311 | #N/A | #N/A | #N/A | #N/A | #N/A | #N/A | #N/A
|  |  | 0 | 0 | 0 | 0 | 0 | 0 | 0 | 0 | 0 | 0 | 0 | 0 | 0 | 0 | 0 | 0 | 0 | 0 | 0 | 0 | 0 | 0 | 0 | 0 | 0 | 0 | 0 | 0 | 0 | 0 | 0 | 0 | 0 | 0 | 0 | 0 | 0 | 0 | 0 | 0 | 0 | 0 | 0 | 0 | 0 | 0 | 0 | 0 | 0 | 0 | 0 | 0 | 0 | 0 | 0 | 0 | 0 | 0 | 0 | 0 | 0 | 0 |  | 1.1947 | 0 | 1.0314 | 10.5894 | 7.4042 | 0 | 130 | 0 | 0 | 0 | 0 | 0 | 0 | 0 | 0 | 0 | 0 | 0 | 0 | 0 | 0 | 0 |  |  | 312 | #N/A | #N/A | #N/A | #N/A | #N/A | #N/A | 312 | #N/A | #N/A | #N/A | #N/A | #N/A | #N/A | #N/A
|  |  | 0 | 0 | 0 | 0 | 0 | 0 | 0 | 0 | 0 | 0 | 0 | 0 | 0 | 0 | 0 | 0 | 0 | 0 | 0 | 0 | 0 | 0 | 0 | 0 | 0 | 0 | 0 | 0 | 0 | 0 | 0 | 0 | 0 | 0 | 0 | 0 | 0 | 0 | 0 | 0 | 0 | 0 | 0 | 0 | 0 | 0 | 0 | 0 | 0 | 0 | 0 | 0 | 0 | 0 | 0 | 0 | 0 | 0 | 0 | 0 | 0 | 0 |  | 1.1947 | 0 | 1.0314 | 10.5894 | 7.4042 | 0 | 131 | 0 | 0 | 0 | 0 | 0 | 0 | 0 | 0 | 0 | 0 | 0 | 0 | 0 | 0 | 0 |  |  | 313 | #N/A | #N/A | #N/A | #N/A | #N/A | #N/A | 313 | #N/A | #N/A | #N/A | #N/A | #N/A | #N/A | #N/A
|  |  | 0 | 0 | 0 | 0 | 0 | 0 | 0 | 0 | 0 | 0 | 0 | 0 | 0 | 0 | 0 | 0 | 0 | 0 | 0 | 0 | 0 | 0 | 0 | 0 | 0 | 0 | 0 | 0 | 0 | 0 | 0 | 0 | 0 | 0 | 0 | 0 | 0 | 0 | 0 | 0 | 0 | 0 | 0 | 0 | 0 | 0 | 0 | 0 | 0 | 0 | 0 | 0 | 0 | 0 | 0 | 0 | 0 | 0 | 0 | 0 | 0 | 0 |  | 1.1947 | 0 | 1.0314 | 10.5894 | 7.4042 | 0 | 132 | 0 | 0 | 0 | 0 | 0 | 0 | 0 | 0 | 0 | 0 | 0 | 0 | 0 | 0 | 0 |  |  | 314 | #N/A | #N/A | #N/A | #N/A | #N/A | #N/A | 314 | #N/A | #N/A | #N/A | #N/A | #N/A | #N/A | #N/A
|  |  | 0 | 0 | 0 | 0 | 0 | 0 | 0 | 0 | 0 | 0 | 0 | 0 | 0 | 0 | 0 | 0 | 0 | 0 | 0 | 0 | 0 | 0 | 0 | 0 | 0 | 0 | 0 | 0 | 0 | 0 | 0 | 0 | 0 | 0 | 0 | 0 | 0 | 0 | 0 | 0 | 0 | 0 | 0 | 0 | 0 | 0 | 0 | 0 | 0 | 0 | 0 | 0 | 0 | 0 | 0 | 0 | 0 | 0 | 0 | 0 | 0 | 0 |  | 1.1947 | 0 | 1.0314 | 10.5894 | 7.4042 | 0 | 133 | 0 | 0 | 0 | 0 | 0 | 0 | 0 | 0 | 0 | 0 | 0 | 0 | 0 | 0 | 0 |  |  | 315 | #N/A | #N/A | #N/A | #N/A | #N/A | #N/A | 315 | #N/A | #N/A | #N/A | #N/A | #N/A | #N/A | #N/A
|  |  | 0 | 0 | 0 | 0 | 0 | 0 | 0 | 0 | 0 | 0 | 0 | 0 | 0 | 0 | 0 | 0 | 0 | 0 | 0 | 0 | 0 | 0 | 0 | 0 | 0 | 0 | 0 | 0 | 0 | 0 | 0 | 0 | 0 | 0 | 0 | 0 | 0 | 0 | 0 | 0 | 0 | 0 | 0 | 0 | 0 | 0 | 0 | 0 | 0 | 0 | 0 | 0 | 0 | 0 | 0 | 0 | 0 | 0 | 0 | 0 | 0 | 0 |  | 1.1947 | 0 | 1.0314 | 10.5894 | 7.4042 | 0 | 134 | 0 | 0 | 0 | 0 | 0 | 0 | 0 | 0 | 0 | 0 | 0 | 0 | 0 | 0 | 0 |  |  | 316 | #N/A | #N/A | #N/A | #N/A | #N/A | #N/A | 316 | #N/A | #N/A | #N/A | #N/A | #N/A | #N/A | #N/A
|  |  | 0 | 0 | 0 | 0 | 0 | 0 | 0 | 0 | 0 | 0 | 0 | 0 | 0 | 0 | 0 | 0 | 0 | 0 | 0 | 0 | 0 | 0 | 0 | 0 | 0 | 0 | 0 | 0 | 0 | 0 | 0 | 0 | 0 | 0 | 0 | 0 | 0 | 0 | 0 | 0 | 0 | 0 | 0 | 0 | 0 | 0 | 0 | 0 | 0 | 0 | 0 | 0 | 0 | 0 | 0 | 0 | 0 | 0 | 0 | 0 | 0 | 0 |  | 1.1947 | 0 | 1.0314 | 10.5894 | 7.4042 | 0 | 135 | 0 | 0 | 0 | 0 | 0 | 0 | 0 | 0 | 0 | 0 | 0 | 0 | 0 | 0 | 0 |  |  | 317 | #N/A | #N/A | #N/A | #N/A | #N/A | #N/A | 317 | #N/A | #N/A | #N/A | #N/A | #N/A | #N/A | #N/A
|  |  | 0 | 0 | 0 | 0 | 0 | 0 | 0 | 0 | 0 | 0 | 0 | 0 | 0 | 0 | 0 | 0 | 0 | 0 | 0 | 0 | 0 | 0 | 0 | 0 | 0 | 0 | 0 | 0 | 0 | 0 | 0 | 0 | 0 | 0 | 0 | 0 | 0 | 0 | 0 | 0 | 0 | 0 | 0 | 0 | 0 | 0 | 0 | 0 | 0 | 0 | 0 | 0 | 0 | 0 | 0 | 0 | 0 | 0 | 0 | 0 | 0 | 0 |  | 1.1947 | 0 | 1.0314 | 10.5894 | 7.4042 | 0 | 136 | 0 | 0 | 0 | 0 | 0 | 0 | 0 | 0 | 0 | 0 | 0 | 0 | 0 | 0 | 0 |  |  | 318 | #N/A | #N/A | #N/A | #N/A | #N/A | #N/A | 318 | #N/A | #N/A | #N/A | #N/A | #N/A | #N/A | #N/A
|  |  | 0 | 0 | 0 | 0 | 0 | 0 | 0 | 0 | 0 | 0 | 0 | 0 | 0 | 0 | 0 | 0 | 0 | 0 | 0 | 0 | 0 | 0 | 0 | 0 | 0 | 0 | 0 | 0 | 0 | 0 | 0 | 0 | 0 | 0 | 0 | 0 | 0 | 0 | 0 | 0 | 0 | 0 | 0 | 0 | 0 | 0 | 0 | 0 | 0 | 0 | 0 | 0 | 0 | 0 | 0 | 0 | 0 | 0 | 0 | 0 | 0 | 0 |  | 1.1947 | 0 | 1.0314 | 10.5894 | 7.4042 | 0 | 137 | 0 | 0 | 0 | 0 | 0 | 0 | 0 | 0 | 0 | 0 | 0 | 0 | 0 | 0 | 0 |  |  | 319 | #N/A | #N/A | #N/A | #N/A | #N/A | #N/A | 319 | #N/A | #N/A | #N/A | #N/A | #N/A | #N/A | #N/A
|  |  | 0 | 0 | 0 | 0 | 0 | 0 | 0 | 0 | 0 | 0 | 0 | 0 | 0 | 0 | 0 | 0 | 0 | 0 | 0 | 0 | 0 | 0 | 0 | 0 | 0 | 0 | 0 | 0 | 0 | 0 | 0 | 0 | 0 | 0 | 0 | 0 | 0 | 0 | 0 | 0 | 0 | 0 | 0 | 0 | 0 | 0 | 0 | 0 | 0 | 0 | 0 | 0 | 0 | 0 | 0 | 0 | 0 | 0 | 0 | 0 | 0 | 0 |  | 1.1947 | 0 | 1.0314 | 10.5894 | 7.4042 | 0 | 138 | 0 | 0 | 0 | 0 | 0 | 0 | 0 | 0 | 0 | 0 | 0 | 0 | 0 | 0 | 0 |  |  | 320 | #N/A | #N/A | #N/A | #N/A | #N/A | #N/A | 320 | #N/A | #N/A | #N/A | #N/A | #N/A | #N/A | #N/A
|  |  | 0 | 0 | 0 | 0 | 0 | 0 | 0 | 0 | 0 | 0 | 0 | 0 | 0 | 0 | 0 | 0 | 0 | 0 | 0 | 0 | 0 | 0 | 0 | 0 | 0 | 0 | 0 | 0 | 0 | 0 | 0 | 0 | 0 | 0 | 0 | 0 | 0 | 0 | 0 | 0 | 0 | 0 | 0 | 0 | 0 | 0 | 0 | 0 | 0 | 0 | 0 | 0 | 0 | 0 | 0 | 0 | 0 | 0 | 0 | 0 | 0 | 0 |  | 1.1947 | 0 | 1.0314 | 10.5894 | 7.4042 | 0 | 139 | 0 | 0 | 0 | 0 | 0 | 0 | 0 | 0 | 0 | 0 | 0 | 0 | 0 | 0 | 0 |  |  | 321 | #N/A | #N/A | #N/A | #N/A | #N/A | #N/A | 321 | #N/A | #N/A | #N/A | #N/A | #N/A | #N/A | #N/A
|  |  | 0 | 0 | 0 | 0 | 0 | 0 | 0 | 0 | 0 | 0 | 0 | 0 | 0 | 0 | 0 | 0 | 0 | 0 | 0 | 0 | 0 | 0 | 0 | 0 | 0 | 0 | 0 | 0 | 0 | 0 | 0 | 0 | 0 | 0 | 0 | 0 | 0 | 0 | 0 | 0 | 0 | 0 | 0 | 0 | 0 | 0 | 0 | 0 | 0 | 0 | 0 | 0 | 0 | 0 | 0 | 0 | 0 | 0 | 0 | 0 | 0 | 0 |  | 1.1947 | 0 | 1.0314 | 10.5894 | 7.4042 | 0 | 140 | 0 | 0 | 0 | 0 | 0 | 0 | 0 | 0 | 0 | 0 | 0 | 0 | 0 | 0 | 0 |  |  | 322 | #N/A | #N/A | #N/A | #N/A | #N/A | #N/A | 322 | #N/A | #N/A | #N/A | #N/A | #N/A | #N/A | #N/A
|  |  | 0 | 0 | 0 | 0 | 0 | 0 | 0 | 0 | 0 | 0 | 0 | 0 | 0 | 0 | 0 | 0 | 0 | 0 | 0 | 0 | 0 | 0 | 0 | 0 | 0 | 0 | 0 | 0 | 0 | 0 | 0 | 0 | 0 | 0 | 0 | 0 | 0 | 0 | 0 | 0 | 0 | 0 | 0 | 0 | 0 | 0 | 0 | 0 | 0 | 0 | 0 | 0 | 0 | 0 | 0 | 0 | 0 | 0 | 0 | 0 | 0 | 0 |  | 1.1947 | 0 | 1.0314 | 10.5894 | 7.4042 | 0 | 141 | 0 | 0 | 0 | 0 | 0 | 0 | 0 | 0 | 0 | 0 | 0 | 0 | 0 | 0 | 0 |  |  | 323 | #N/A | #N/A | #N/A | #N/A | #N/A | #N/A | 323 | #N/A | #N/A | #N/A | #N/A | #N/A | #N/A | #N/A
|  |  | 0 | 0 | 0 | 0 | 0 | 0 | 0 | 0 | 0 | 0 | 0 | 0 | 0 | 0 | 0 | 0 | 0 | 0 | 0 | 0 | 0 | 0 | 0 | 0 | 0 | 0 | 0 | 0 | 0 | 0 | 0 | 0 | 0 | 0 | 0 | 0 | 0 | 0 | 0 | 0 | 0 | 0 | 0 | 0 | 0 | 0 | 0 | 0 | 0 | 0 | 0 | 0 | 0 | 0 | 0 | 0 | 0 | 0 | 0 | 0 | 0 | 0 |  | 1.1947 | 0 | 1.0314 | 10.5894 | 7.4042 | 0 | 142 | 0 | 0 | 0 | 0 | 0 | 0 | 0 | 0 | 0 | 0 | 0 | 0 | 0 | 0 | 0 |  |  | 324 | #N/A | #N/A | #N/A | #N/A | #N/A | #N/A | 324 | #N/A | #N/A | #N/A | #N/A | #N/A | #N/A | #N/A
|  |  | 0 | 0 | 0 | 0 | 0 | 0 | 0 | 0 | 0 | 0 | 0 | 0 | 0 | 0 | 0 | 0 | 0 | 0 | 0 | 0 | 0 | 0 | 0 | 0 | 0 | 0 | 0 | 0 | 0 | 0 | 0 | 0 | 0 | 0 | 0 | 0 | 0 | 0 | 0 | 0 | 0 | 0 | 0 | 0 | 0 | 0 | 0 | 0 | 0 | 0 | 0 | 0 | 0 | 0 | 0 | 0 | 0 | 0 | 0 | 0 | 0 | 0 |  | 1.1947 | 0 | 1.0314 | 10.5894 | 7.4042 | 0 | 143 | 0 | 0 | 0 | 0 | 0 | 0 | 0 | 0 | 0 | 0 | 0 | 0 | 0 | 0 | 0 |  |  | 325 | #N/A | #N/A | #N/A | #N/A | #N/A | #N/A | 325 | #N/A | #N/A | #N/A | #N/A | #N/A | #N/A | #N/A
|  |  | 0 | 0 | 0 | 0 | 0 | 0 | 0 | 0 | 0 | 0 | 0 | 0 | 0 | 0 | 0 | 0 | 0 | 0 | 0 | 0 | 0 | 0 | 0 | 0 | 0 | 0 | 0 | 0 | 0 | 0 | 0 | 0 | 0 | 0 | 0 | 0 | 0 | 0 | 0 | 0 | 0 | 0 | 0 | 0 | 0 | 0 | 0 | 0 | 0 | 0 | 0 | 0 | 0 | 0 | 0 | 0 | 0 | 0 | 0 | 0 | 0 | 0 |  | 1.1947 | 0 | 1.0314 | 10.5894 | 7.4042 | 0 | 144 | 0 | 0 | 0 | 0 | 0 | 0 | 0 | 0 | 0 | 0 | 0 | 0 | 0 | 0 | 0 |  |  | 326 | #N/A | #N/A | #N/A | #N/A | #N/A | #N/A | 326 | #N/A | #N/A | #N/A | #N/A | #N/A | #N/A | #N/A
|  |  | 0 | 0 | 0 | 0 | 0 | 0 | 0 | 0 | 0 | 0 | 0 | 0 | 0 | 0 | 0 | 0 | 0 | 0 | 0 | 0 | 0 | 0 | 0 | 0 | 0 | 0 | 0 | 0 | 0 | 0 | 0 | 0 | 0 | 0 | 0 | 0 | 0 | 0 | 0 | 0 | 0 | 0 | 0 | 0 | 0 | 0 | 0 | 0 | 0 | 0 | 0 | 0 | 0 | 0 | 0 | 0 | 0 | 0 | 0 | 0 | 0 | 0 |  | 1.1947 | 0 | 1.0314 | 10.5894 | 7.4042 | 0 | 145 | 0 | 0 | 0 | 0 | 0 | 0 | 0 | 0 | 0 | 0 | 0 | 0 | 0 | 0 | 0 |  |  | 327 | #N/A | #N/A | #N/A | #N/A | #N/A | #N/A | 327 | #N/A | #N/A | #N/A | #N/A | #N/A | #N/A | #N/A
|  |  | 0 | 0 | 0 | 0 | 0 | 0 | 0 | 0 | 0 | 0 | 0 | 0 | 0 | 0 | 0 | 0 | 0 | 0 | 0 | 0 | 0 | 0 | 0 | 0 | 0 | 0 | 0 | 0 | 0 | 0 | 0 | 0 | 0 | 0 | 0 | 0 | 0 | 0 | 0 | 0 | 0 | 0 | 0 | 0 | 0 | 0 | 0 | 0 | 0 | 0 | 0 | 0 | 0 | 0 | 0 | 0 | 0 | 0 | 0 | 0 | 0 | 0 |  | 1.1947 | 0 | 1.0314 | 10.5894 | 7.4042 | 0 | 146 | 0 | 0 | 0 | 0 | 0 | 0 | 0 | 0 | 0 | 0 | 0 | 0 | 0 | 0 | 0 |  |  | 328 | #N/A | #N/A | #N/A | #N/A | #N/A | #N/A | 328 | #N/A | #N/A | #N/A | #N/A | #N/A | #N/A | #N/A
|  |  | 0 | 0 | 0 | 0 | 0 | 0 | 0 | 0 | 0 | 0 | 0 | 0 | 0 | 0 | 0 | 0 | 0 | 0 | 0 | 0 | 0 | 0 | 0 | 0 | 0 | 0 | 0 | 0 | 0 | 0 | 0 | 0 | 0 | 0 | 0 | 0 | 0 | 0 | 0 | 0 | 0 | 0 | 0 | 0 | 0 | 0 | 0 | 0 | 0 | 0 | 0 | 0 | 0 | 0 | 0 | 0 | 0 | 0 | 0 | 0 | 0 | 0 |  | 1.1947 | 0 | 1.0314 | 10.5894 | 7.4042 | 0 | 147 | 0 | 0 | 0 | 0 | 0 | 0 | 0 | 0 | 0 | 0 | 0 | 0 | 0 | 0 | 0 |  |  | 329 | #N/A | #N/A | #N/A | #N/A | #N/A | #N/A | 329 | #N/A | #N/A | #N/A | #N/A | #N/A | #N/A | #N/A
|  |  | 0 | 0 | 0 | 0 | 0 | 0 | 0 | 0 | 0 | 0 | 0 | 0 | 0 | 0 | 0 | 0 | 0 | 0 | 0 | 0 | 0 | 0 | 0 | 0 | 0 | 0 | 0 | 0 | 0 | 0 | 0 | 0 | 0 | 0 | 0 | 0 | 0 | 0 | 0 | 0 | 0 | 0 | 0 | 0 | 0 | 0 | 0 | 0 | 0 | 0 | 0 | 0 | 0 | 0 | 0 | 0 | 0 | 0 | 0 | 0 | 0 | 0 |  | 1.1947 | 0 | 1.0314 | 10.5894 | 7.4042 | 0 | 148 | 0 | 0 | 0 | 0 | 0 | 0 | 0 | 0 | 0 | 0 | 0 | 0 | 0 | 0 | 0 |  |  | 330 | #N/A | #N/A | #N/A | #N/A | #N/A | #N/A | 330 | #N/A | #N/A | #N/A | #N/A | #N/A | #N/A | #N/A

## kenya_CSP
OBJECTID | GroupVal | SUM_InstalledCapacity_6h | SUM_ElectGen_0h | SUM_InstalledCapacity_0h | SUM_ElectGen_6h | SUM_ScWater | FIRST_SUM_Area | Shape_Length | Shape_Area | GroupVal_1 | FREQUENCY | SUM_zNEAR_Trans | SUM_zNEAR_Sub | SUM_zNEAR_Road | SUM_zNEAR_CSP | SUM_zNEAR_geothermal | SUM_zNEAR_allRE | SUM_zNEAR_Load | SUM_zNEAR_water | SUM_zRQ_Wm2 | SUM_zSLOPE | SUM_zPOPDEN | SUM_zLULC | SUM_zHumanFootprint | SUM_zcoloc_PV | SUM_zcoloc_wind | SUM_zCF_0h | SUM_zCF_6h | SUM_zTransCost | SUM_zSubCost | SUM_zRoadCost | SUM_zLCOEgen_0h | SUM_zLCOEgen_6h | SUM_zLCOEtotTrans_0h | SUM_zLCOEtotTrans_6h | SUM_zLCOEtotSub_0h | SUM_zLCOEtotSub_6h | SUM_zScSlope | SUM_zScPop | SUM_zScLULC | SUM_zScREloc | SUM_zScREloc_geo | SUM_zScREloc_all | SUM_zScColoc | SUM_zScLoad | SUM_zScRoad | SUM_zScSub | SUM_zScTrans | SUM_zScHumanFootprint | zoneIdentification
1 | 12 | 54.825 | 231268.6164 | 96.75 | 230523.0371 | 0 | 32.25 | 91000.0004 | 32250000.35 | 12 | 5 | 7090.716 | 38387.0815 | 1949.009 | 0 | 59032.5829 | 59032.5829 | 69077.7125 | 27653.9082 | 303.3213 | 2.2771 | 18.8062 | 2.7519 | 30.2713 | 1 | 0.27907 | 0.27287 | 0.47999 | 2.0441 | 2.856 | 0.41554 | 195.4445 | 209.7805 | 199.7711 | 212.2402 | 201.1992 | 213.052 | 0.54458 | 0.81194 | 0.41602 | 0 | 0 | 0 | 0.63953 | 0.30922 | 0.98051 | 0.61613 | 0.92909 | 0.69729 | A
2 | 17 | 60.35 | 245319.3221 | 106.5 | 245853.4814 | 0 | 35.5 | 105999.9998 | 35499999.35 | 17 | 5 | 2582.9577 | 19944.6474 | 1517.9804 | 0 | 85539.4829 | 70124.1645 | 104164.5709 | 48215.4453 | 290.0672 | 1.0603 | 17.7042 | 2.9296 | 30.1268 | 1 | 0 | 0.26295 | 0.46505 | 1.9892 | 2.4536 | 0.33237 | 202.6737 | 216.3982 | 206.7788 | 218.7197 | 207.6001 | 219.1841 | 0.78795 | 0.82296 | 0.35681 | 0 | 0 | 0 | 0.5 | 0 | 0.98482 | 0.80055 | 0.97417 | 0.69873 | B
3 | 25 | 52.7 | 225472.7222 | 93 | 224292.2863 | 0 | 31 | 68000 | 31000000 | 25 | 3 | 36438.2044 | 61434.1895 | 10270.0653 | 0 | 90490.8516 | 64996.3796 | 124218.9435 | 63419.9611 | 308.6857 | 2.2415 | 7.9758 | 3 | 22.5161 | 1 | 0 | 0.27676 | 0.48585 | 2.7718 | 3.4122 | 2.1641 | 192.7568 | 207.3012 | 201.4217 | 212.237 | 202.546 | 212.8775 | 0.5517 | 0.92024 | 0.33333 | 0 | 0 | 0 | 0.5 | 0 | 0.8973 | 0.38566 | 0.63562 | 0.77484 | C
4 | 27 | 82.45 | 351667.8468 | 145.5 | 349980.2846 | 4 | 48.5 | 142000.0004 | 48500000.15 | 27 | 10 | 6767.2774 | 26077.0791 | 1395.7047 | 0 | 19246.2483 | 19246.2483 | 68863.3403 | 12944.2525 | 307.5113 | 2.5241 | 33.8505 | 2.4794 | 33.4021 | 0.95876 | 0 | 0.27591 | 0.48456 | 2.0175 | 2.5128 | 0.29487 | 193.3491 | 207.8472 | 197.4105 | 210.1596 | 198.28 | 210.6549 | 0.49518 | 0.66149 | 0.50687 | 0 | 0.23381 | 0.23381 | 0.47938 | 0.31137 | 0.98604 | 0.73923 | 0.93233 | 0.66598 | D
5 | 31 | 184.45 | 719013.1472 | 325.5 | 725149.4081 | 0 | 108.5 | 158000.0005 | 108500000.075 | 31 | 12 | 42649.1859 | 45067.6612 | 3563.7265 | 0 | 40083.9449 | 39884.3696 | 208974.6336 | 79762.2401 | 276.3085 | 1.9054 | 13.6336 | 2.2281 | 23.9677 | 0.98157 | 0.95392 | 0.25216 | 0.44879 | 3.1721 | 3.2394 | 0.8123 | 211.1827 | 224.0964 | 218.2738 | 228.0809 | 218.3936 | 228.1481 | 0.61893 | 0.86366 | 0.59063 | 0 | 0 | 0 | 0.96774 | 0 | 0.96436 | 0.54932 | 0.57351 | 0.76032 | E
6 | 34 | 374.425 | 1613129.8629 | 660.75 | 1603106.0776 | 0 | 220.25 | 600999.9978 | 220249999.9 | 34 | 37 | 5808.8309 | 36718.6248 | 3715.8758 | 0 | 58401.8802 | 58401.8802 | 107639.9593 | 45415.7054 | 311.3866 | 1.253 | 21.0377 | 2.9639 | 29.7402 | 1 | 0 | 0.27869 | 0.48876 | 1.9748 | 2.7624 | 0.77896 | 191.4498 | 206.0918 | 196.2792 | 208.8455 | 197.6607 | 209.6332 | 0.74941 | 0.78962 | 0.34536 | 0 | 0 | 0 | 0.5 | 0.018402 | 0.96284 | 0.63281 | 0.94191 | 0.7026 | F
7 | 36 | 232.475 | 958404.1083 | 410.25 | 958499.2235 | 0 | 136.75 | 178999.9992 | 136749999.85 | 36 | 14 | 1935.8649 | 76322.8694 | 20862.2278 | 0 | 91127.369 | 64975.2998 | 157083.6925 | 44062.9065 | 294.9786 | 1.6848 | 7.1682 | 2.9945 | 23.234 | 1 | 0 | 0.26668 | 0.47066 | 1.9485 | 3.9161 | 4.5371 | 199.8893 | 213.8581 | 211.3354 | 220.3437 | 214.808 | 222.3113 | 0.66304 | 0.92832 | 0.33516 | 0 | 0 | 0 | 0.5 | 0 | 0.79138 | 0.23677 | 0.98064 | 0.76766 | G
8 | 4 | 152.575 | 643090.8931 | 269.25 | 641091.6845 | 0 | 89.75 | 229999.9998 | 89750000.05 | 4 | 14 | 24068.1814 | 40480.4166 | 1771.2389 | 0 | 60248.4745 | 60248.4745 | 105507.4193 | 66481.7238 | 303.1478 | 1.1467 | 37.9721 | 2.9053 | 32.2702 | 0.97772 | 0 | 0.27265 | 0.47966 | 2.4905 | 2.9142 | 0.3813 | 195.7053 | 210.0063 | 200.7601 | 212.8781 | 201.505 | 213.3018 | 0.77066 | 0.62028 | 0.3649 | 0 | 0 | 0 | 0.48886 | 0.0025501 | 0.98229 | 0.5952 | 0.75932 | 0.6773 | H
9 | 44 | 101.575 | 399530.438 | 179.25 | 402386.1147 | 0 | 59.75 | 131000.0002 | 59750000.25 | 44 | 7 | 29890.4726 | 40202.9391 | 3841.2394 | 0 | 79574.3836 | 79574.3836 | 188613.7475 | 28626.0213 | 279.1593 | 2.6835 | 7.0042 | 2.9456 | 24.2301 | 1 | 0 | 0.25444 | 0.45222 | 2.7976 | 3.081 | 0.8684 | 209.3285 | 222.4269 | 215.8439 | 226.0929 | 216.3474 | 226.3763 | 0.4633 | 0.92996 | 0.35146 | 0 | 0 | 0 | 0.5 | 0 | 0.96159 | 0.59797 | 0.7011 | 0.7577 | I
10 | 50.1.1 | 612.85 | 2438801.1774 | 1081.5 | 2451896.1017 | 0 | 360.5 | 352999.9997 | 360499999.825 | 50.1.1 | 27 | 13926.3353 | 65955.1505 | 3929.6591 | 0 | 54198.2692 | 54198.2692 | 201281.1742 | 50879.6973 | 282.9507 | 2.7183 | 10.9411 | 2.3814 | 29.5132 | 1 | 0.11928 | 0.25742 | 0.45671 | 2.3355 | 3.7514 | 0.87694 | 206.9677 | 220.2923 | 212.6664 | 223.5047 | 215.1777 | 224.9206 | 0.45633 | 0.89059 | 0.53953 | 0 | 0 | 0 | 0.55964 | 0 | 0.9607 | 0.34045 | 0.86074 | 0.70487 | J
11 | 50.1.2 | 329.8 | 1288851.1131 | 582 | 1299348.2209 | 0 | 194 | 196000.0006 | 193999999.95 | 50.1.2 | 13 | 2535.35 | 83168.3517 | 4492.0895 | 0 | 50717.1244 | 50717.1244 | 206460.9268 | 51682.7587 | 277.1038 | 2.0891 | 12.0554 | 2.8144 | 32.9613 | 0.98969 | 1 | 0.2528 | 0.44975 | 2.0557 | 4.2888 | 1.0222 | 210.6643 | 223.6297 | 216.1403 | 226.7077 | 220.1134 | 228.9407 | 0.58218 | 0.87945 | 0.39519 | 0 | 0 | 0 | 0.99485 | 0 | 0.95508 | 0.16832 | 0.97465 | 0.67039 | K
12 | 50.1.3 | 286.025 | 1162965.4547 | 504.75 | 1165454.6067 | 0 | 168.25 | 385000.0002 | 168249999.1 | 50.1.3 | 20 | 31534.464 | 73178.0738 | 20492.5732 | 0 | 68962.9914 | 68962.9914 | 212856.4854 | 62145.0958 | 290.1716 | 3.1875 | 6.3388 | 2.4324 | 22.1263 | 1 | 0 | 0.26302 | 0.46514 | 2.765 | 3.8769 | 4.5065 | 202.6431 | 216.3677 | 215.5021 | 223.6392 | 217.4677 | 224.7511 | 0.3625 | 0.93661 | 0.52254 | 0 | 0 | 0 | 0.5 | 0 | 0.79507 | 0.26822 | 0.68466 | 0.77874 | L
13 | 53 | 383.775 | 1497739.9624 | 677.25 | 1510254.2789 | 0 | 225.75 | 220000 | 225750000.1 | 53 | 18 | 8285.7913 | 83686.3394 | 2744.2154 | 0 | 43469.6163 | 43469.6163 | 229469.3316 | 41207.063 | 276.6755 | 2.2349 | 9.4031 | 2.4563 | 28.371 | 1 | 0.54264 | 0.25245 | 0.44923 | 2.2184 | 4.3078 | 0.62891 | 210.9481 | 223.8848 | 216.0163 | 226.7321 | 219.7343 | 228.8215 | 0.55301 | 0.90597 | 0.51458 | 0 | 0 | 0 | 0.77132 | 0 | 0.97256 | 0.16314 | 0.91714 | 0.71629 | M
14 | 56.1.2 | 303.875 | 1180470.7905 | 536.25 | 1191177.1095 | 0 | 178.75 | 111000 | 178750000 | 56.1.2 | 9 | 30910.845 | 46137.8715 | 24150.214 | 0 | 117684.9928 | 40214.4038 | 312466.5023 | 105506.3884 | 275.2193 | 1.6676 | 1.0979 | 1.9301 | 4.6392 | 1 | 1 | 0.25129 | 0.44748 | 2.8557 | 3.2796 | 5.5271 | 211.8864 | 224.7305 | 226.8146 | 233.1133 | 227.5695 | 233.5372 | 0.66649 | 0.98902 | 0.68998 | 0 | 0 | 0 | 1 | 0 | 0.7585 | 0.53862 | 0.69089 | 0.95361 | N
15 | 56.1.3 | 467.925 | 1810566.6033 | 825.75 | 1828105.8447 | 0 | 275.25 | 91000 | 275250000 | 56.1.3 | 15 | 47919.3645 | 86771.826 | 12351.3972 | 0 | 108947.439 | 71162.8755 | 282152.1852 | 98952.2557 | 273.9903 | 0.71949 | 5.4859 | 1.0972 | 22.8656 | 1 | 0.82107 | 0.2503 | 0.44599 | 3.3397 | 4.4247 | 2.8333 | 212.7142 | 225.4733 | 223.7126 | 231.6462 | 225.6459 | 232.7312 | 0.8561 | 0.94514 | 0.96761 | 0 | 0 | 0 | 0.91054 | 0 | 0.87649 | 0.13228 | 0.52081 | 0.77134 | O
16 | 56_1.2.1 | 1078.65 | 4167141.0324 | 1903.5 | 4208528.8255 | 0 | 634.5 | 301000 | 634500000 | 56_1.2.1 | 34 | 48642.3382 | 93167.5644 | 13606.8282 | 0 | 88116.3703 | 76884.4398 | 269341.2096 | 77953.9582 | 273.5077 | 1.266 | 4.8668 | 1.5355 | 18.9716 | 1 | 0.96651 | 0.24991 | 0.4454 | 3.3643 | 4.6098 | 3.124 | 213.0426 | 225.7677 | 224.6052 | 232.256 | 226.8252 | 233.5015 | 0.7468 | 0.95133 | 0.82151 | 0 | 0 | 0 | 0.98325 | 0 | 0.86393 | 0.07688 | 0.51358 | 0.81028 | P
17 | 56_1.2.2 | 790.925 | 3042715.5223 | 1395.75 | 3074945.7742 | 0 | 465.25 | 262000 | 465250000.25 | 56_1.2.2 | 29 | 42796.2104 | 66947.2748 | 34433.5405 | 0 | 101766.7705 | 56421.8709 | 297550.3208 | 91353.5064 | 272.2122 | 1.159 | 2.6636 | 1.4987 | 12.9721 | 1 | 1 | 0.24886 | 0.44381 | 3.2128 | 3.8908 | 7.9446 | 213.9232 | 226.5571 | 233.8222 | 237.7146 | 235.0314 | 238.3926 | 0.7682 | 0.97336 | 0.83378 | 0 | 0 | 0 | 1 | 0 | 0.65566 | 0.33053 | 0.57204 | 0.87028 | Q
18 | 57 | 52.7 | 202856.4729 | 93 | 204986.7621 | 2 | 31 | 66000 | 31000000 | 57 | 4 | 6860.554 | 11240.8005 | 7219.3461 | 0 | 24890.47 | 12680.3747 | 269129.1555 | 11068.1521 | 272.3888 | 3.2934 | 0.91129 | 1.4677 | 10.8226 | 1 | 1 | 0.249 | 0.44403 | 2.2032 | 2.3258 | 1.6635 | 213.8003 | 226.4472 | 220.6951 | 230.3139 | 220.9138 | 230.4365 | 0.34133 | 0.99089 | 0.84409 | 0 | 0.019714 | 0.49279 | 1 | 0 | 0.92781 | 0.88759 | 0.93139 | 0.89177 | R
19 | 58 | 197.2 | 759994.3835 | 348 | 767831.3242 | 11 | 116 | 165000.0002 | 116000000.05 | 58 | 11 | 44000.9498 | 45768.066 | 41982.4676 | 0 | 12630.0295 | 12630.0295 | 256378.6901 | 5475.3391 | 272.7597 | 2.5649 | 3.8793 | 1 | 8.5259 | 1 | 0.56681 | 0.2493 | 0.44448 | 3.2417 | 3.2912 | 9.672 | 213.5477 | 226.2208 | 236.5729 | 239.1346 | 236.6611 | 239.1841 | 0.48702 | 0.96121 | 1 | 0 | 0.4948 | 0.4948 | 0.78341 | 0 | 0.58018 | 0.54232 | 0.55999 | 0.91474 | S
20 | 59.1.1 | 430.95 | 1741824.8548 | 760.5 | 1747097.5752 | 1 | 253.5 | 392000 | 253500000.1 | 59.1.1 | 26 | 53004.003 | 65612.9444 | 2062.5698 | 0 | 14110.9846 | 14110.9846 | 95453.2675 | 28693.5375 | 288.125 | 1.3473 | 17.3709 | 2.2623 | 29.214 | 1 | 0 | 0.26146 | 0.46279 | 3.3561 | 3.6955 | 0.45767 | 203.8158 | 217.4365 | 210.567 | 221.2502 | 211.1679 | 221.5897 | 0.73053 | 0.82629 | 0.57922 | 0 | 0.43556 | 0.43556 | 0.5 | 0.05467 | 0.97937 | 0.34387 | 0.46996 | 0.70786 | T
21 | 59.1.6 | 815.15 | 3163050.7213 | 1438.5 | 3192295.0843 | 0 | 479.5 | 118000 | 479500000 | 59.1.6 | 21 | 33269.2841 | 70801.2569 | 8420.606 | 0 | 139758.1888 | 139758.1888 | 261963.5645 | 75744.2871 | 274.8655 | 0.69434 | 18.4943 | 1.1069 | 27.6204 | 1 | 0 | 0.25101 | 0.44706 | 2.9235 | 3.9687 | 1.9306 | 212.1202 | 224.9407 | 220.766 | 229.7947 | 222.6277 | 230.84 | 0.86113 | 0.81506 | 0.96437 | 0 | 0 | 0 | 0.5 | 0 | 0.91579 | 0.29199 | 0.66731 | 0.7238 | U
22 | 59.1.7 | 291.975 | 1160984.0306 | 515.25 | 1167356.4783 | 0 | 171.75 | 134000 | 171750000 | 59.1.7 | 9 | 5751.4472 | 49370.373 | 15572.8733 | 0 | 110998.4428 | 110998.4428 | 203161.1611 | 61657.1166 | 282.6654 | 0.79436 | 20.9166 | 2.5873 | 30.9738 | 1 | 0 | 0.25722 | 0.45641 | 2.1134 | 3.303 | 3.4941 | 207.0978 | 220.414 | 217.0482 | 226.0216 | 219.1588 | 227.2111 | 0.84113 | 0.79083 | 0.4709 | 0 | 0 | 0 | 0.5 | 0 | 0.84427 | 0.5063 | 0.94249 | 0.69026 | V
23 | 59.1.8 | 456.45 | 1778791.5478 | 805.5 | 1794052.4222 | 0 | 268.5 | 416000.0002 | 268499999.95 | 59.1.8 | 26 | 10029.1983 | 22326.4676 | 7917.6621 | 0 | 95514.0786 | 95514.0786 | 177071.7083 | 44969.4488 | 276.212 | 1.1375 | 24.3976 | 2.8976 | 31.0223 | 1 | 0 | 0.25209 | 0.44868 | 2.2693 | 2.6098 | 1.8067 | 211.237 | 224.146 | 218.4919 | 228.2219 | 219.0977 | 228.5624 | 0.77249 | 0.75602 | 0.36747 | 0 | 0 | 0 | 0.5 | 0 | 0.92082 | 0.77674 | 0.89971 | 0.68978 | W
24 | 59_1.2.1 | 1666.425 | 6474045.0218 | 2940.75 | 6532692.8365 | 0 | 980.25 | 1078000.0006 | 980250000 | 59_1.2.1 | 80 | 59745.1104 | 77235.8761 | 6556.7502 | 0 | 23781.7678 | 23781.7677 | 142242.8655 | 32403.1677 | 275.2513 | 2.0526 | 6.6027 | 1.5659 | 21.9615 | 1 | 0.0061209 | 0.25131 | 0.44751 | 3.6582 | 4.1452 | 1.5052 | 211.8847 | 224.7272 | 221.0813 | 229.8907 | 221.9486 | 230.3777 | 0.58948 | 0.93397 | 0.81136 | 0 | 0.22151 | 0.22151 | 0.50306 | 0 | 0.93443 | 0.22764 | 0.40255 | 0.78039 | X
25 | 59_1.2.10 | 760.75 | 2923282.3973 | 1342.5 | 2954773.2495 | 0 | 447.5 | 352000.0006 | 447500000.35 | 59_1.2.10 | 34 | 57059.3786 | 77407.2035 | 13241.5381 | 0 | 159556.3933 | 159556.3933 | 275093.697 | 84805.2022 | 271.8626 | 1.2589 | 16.3117 | 1.3732 | 30.6916 | 1 | 0 | 0.24857 | 0.44338 | 3.6154 | 4.1867 | 3.0542 | 214.1629 | 226.7719 | 226.0583 | 233.4415 | 227.0773 | 234.0128 | 0.74823 | 0.83688 | 0.87561 | 0 | 0 | 0 | 0.5 | 0 | 0.86758 | 0.23963 | 0.4297 | 0.69308 | Y
26 | 59_1.2.12 | 767.55 | 2966007.3656 | 1354.5 | 2995350.3976 | 0 | 451.5 | 341000.0002 | 451500000.4 | 59_1.2.12 | 34 | 52430.8881 | 67870.4246 | 1746.0198 | 0 | 60408.3088 | 60408.3088 | 194657.3875 | 67482.1901 | 273.5841 | 1.6496 | 18.794 | 1.6656 | 31.0055 | 1 | 0 | 0.24997 | 0.44549 | 3.4701 | 3.9014 | 0.40156 | 212.9904 | 225.7209 | 219.8907 | 229.5926 | 220.6592 | 230.0238 | 0.67009 | 0.81206 | 0.77815 | 0 | 0 | 0 | 0.5 | 0 | 0.98254 | 0.3213 | 0.47569 | 0.68994 | Z
27 | 59_1.2.2 | 1512.15 | 5928798.8826 | 2668.5 | 5974096.0629 | 0 | 889.5 | 315000 | 889500000 | 59_1.2.2 | 41 | 17719.9578 | 78952.3873 | 2967.971 | 0 | 92122.2576 | 92122.2575 | 225628.9755 | 70731.2402 | 278.1278 | 1.4931 | 16.2839 | 1.4978 | 28.4047 | 1 | 0 | 0.25363 | 0.451 | 2.4691 | 4.1598 | 0.67497 | 209.9764 | 223.0123 | 215.5677 | 226.1564 | 218.574 | 227.847 | 0.70137 | 0.83716 | 0.83408 | 0 | 0 | 0 | 0.5 | 0 | 0.97032 | 0.21048 | 0.8228 | 0.71595 | AA
28 | 59_1.2.3 | 1571.65 | 6164389.4803 | 2773.5 | 6211131.6584 | 0 | 924.5 | 536000.0004 | 924500000.35 | 59_1.2.3 | 51 | 51909.1681 | 96533.6867 | 6810.2826 | 0 | 152437.5758 | 152437.5758 | 251957.6538 | 95128.7874 | 278.2445 | 1.2955 | 22.2566 | 1.4419 | 30.4191 | 1 | 0 | 0.25372 | 0.45114 | 3.4118 | 4.6432 | 1.5461 | 209.897 | 222.9411 | 218.7127 | 227.8989 | 220.9022 | 229.1303 | 0.74091 | 0.77743 | 0.85271 | 0 | 0 | 0 | 0.5 | 0 | 0.9319 | 0.061938 | 0.48091 | 0.69581 | AB
29 | 59_1.2.4 | 958.8 | 3693973.772 | 1692 | 3732248.9793 | 0 | 564 | 205000 | 564000000 | 59_1.2.4 | 31 | 25516.4932 | 75327.5628 | 6086.9916 | 0 | 89224.2845 | 89224.2845 | 248597.5363 | 51622.5339 | 272.6648 | 1.0349 | 7.6668 | 1.4192 | 23.3864 | 1 | 0 | 0.24922 | 0.44436 | 2.7239 | 4.1187 | 1.4036 | 213.6169 | 226.2824 | 220.9764 | 230.4099 | 223.4632 | 231.8047 | 0.79302 | 0.92333 | 0.86028 | 0 | 0 | 0 | 0.5 | 0 | 0.93913 | 0.24682 | 0.74484 | 0.76614 | AC
30 | 59_1.2.5 | 1099.475 | 4342285.1379 | 1940.25 | 4370610.4505 | 0 | 646.75 | 270000 | 646750000 | 59_1.2.5 | 34 | 8999.6373 | 51009.2194 | 2719.7204 | 0 | 94881.3011 | 94881.301 | 202453.4623 | 66855.4645 | 280.4672 | 1.1898 | 29.639 | 1.7472 | 31.702 | 1 | 0 | 0.25548 | 0.45379 | 2.2156 | 3.3657 | 0.6119 | 208.4912 | 221.6718 | 213.5133 | 224.4993 | 215.5554 | 225.6494 | 0.76204 | 0.70361 | 0.75093 | 0 | 0 | 0 | 0.5 | 0 | 0.9728 | 0.48991 | 0.91 | 0.68298 | AD
31 | 59_1.2.6 | 796.875 | 3113757.292 | 1406.25 | 3139181.1945 | 0 | 468.75 | 273000 | 468750000 | 59_1.2.6 | 27 | 19100.4361 | 73231.6307 | 8038.3103 | 0 | 123880.5823 | 123880.5823 | 221077.0755 | 76997.6126 | 277.0529 | 1.1292 | 21.5163 | 1.8747 | 30.8485 | 1 | 0 | 0.25277 | 0.4497 | 2.5151 | 4.0135 | 1.8321 | 210.6811 | 223.6463 | 218.4162 | 227.9935 | 221.0819 | 229.4918 | 0.77417 | 0.78484 | 0.70844 | 0 | 0 | 0 | 0.5 | 0 | 0.91962 | 0.26768 | 0.809 | 0.69151 | AE
32 | 59_1.2.7 | 1136.025 | 4376715.8047 | 2004.75 | 4422073.6763 | 0 | 668.25 | 382000 | 668250000 | 59_1.2.7 | 36 | 5736.0918 | 64489.7781 | 17160.7808 | 0 | 113613.8919 | 113613.8919 | 256392.9779 | 61991.4899 | 272.6579 | 1.6616 | 10.722 | 1.4385 | 21.8118 | 1 | 0 | 0.24922 | 0.44436 | 2.1702 | 3.816 | 3.9569 | 213.6156 | 226.2818 | 224.5413 | 232.4089 | 227.4757 | 234.0547 | 0.66767 | 0.89278 | 0.85385 | 0 | 0 | 0 | 0.5 | 0 | 0.82839 | 0.3551 | 0.94264 | 0.78188 | AF
33 | 60 | 325.975 | 1247204.503 | 575.25 | 1261488.1931 | 0 | 191.75 | 213000 | 191750000 | 60 | 13 | 352429.9863 | 351988.8407 | 8281.0347 | 0 | 535800.4342 | 367670.806 | 718669.4561 | 220282.2739 | 270.5514 | 0.73368 | 21.1186 | 2.9413 | 29.704 | 1 | 0.88266 | 0.2475 | 0.44177 | 11.9538 | 11.9414 | 1.9189 | 215.0697 | 227.5835 | 239.8314 | 241.4562 | 239.8092 | 241.4438 | 0.85326 | 0.78881 | 0.35289 | 0 | 0 | 0 | 0.94133 | 0 | 0.91719 | 0 | 0 | 0.70296 | AG
34 | 9 | 153 | 642478.1333 | 270 | 640825.2849 | 0 | 90 | 210999.9994 | 89999999.95 | 9 | 9 | 4325.6512 | 45591.4404 | 5489.6601 | 0 | 70694.367 | 70694.367 | 107021.4288 | 76225.8888 | 301.6605 | 1.2593 | 24.5278 | 2.8667 | 34.65 | 1 | 0 | 0.27164 | 0.47813 | 1.9797 | 3.0552 | 1.1717 | 196.3355 | 210.5974 | 201.8814 | 213.7488 | 203.7748 | 214.8244 | 0.74813 | 0.75472 | 0.37778 | 0 | 0 | 0 | 0.5 | 0 | 0.9451 | 0.54409 | 0.95674 | 0.6535 | AH

## PV_Data_Calc
Change PV, CSP co-location fields
List used for criteria in Scoring criteria worksheet
Country | kenya_PV | [21 empty] | SUM_zLCOEtotSub
SUM_zLCOEtotTrans
SUM_zLCOEgen
SUM_zSubCost
SUM_zTransCost
SUM_zRoadCost
'
[23 empty] | Max | 3 | 37.6667 | 1 | 1 | 0.27527 | 23.2924 | 23.2697 | 20.1077 | 133.6824 | 162.8842 | 163.1148 | 0.96793 | 0.99812 | 0.99924 | 0.66786 | 0.55532 | 0.66808 | 1 | 0.66115 | 0.99191 | 0.92228 | [15 empty] | 0 | 0 | 0
[63 empty] | SUM_ScWater |  |  | SUM_zTransCost | SUM_zSubCost | SUM_zRoadCost | SUM_zLCOEgen | SUM_zLCOEtotTrans | SUM_zLCOEtotSub | 0 | [11 empty] | SUM_zLCOEtotSub |  |  |  |  | Based on | Zone ranking based on zone score | [6 empty] | Zone ranking based on total LCOE
[23 empty] | Min | 1.0023 | 1.8835 | 0.038674 | 0.010774 | 0.23085 | 3.4453 | 4.1918 | 0.23126 | 112.1101 | 116.5382 | 117.9198 | 0.40626 | 0.41235 | 0.33333 | 0.043755 | 0.0026771 | 0.0024723 | 0.0053869 | 0.0025501 | 0.31305 | 0.00024422 | [15 empty] | 0 | 0 | 0 | [21 empty] | SUM_zLCOEtotTrans | SUM_ElectGen |  |  |  | transmission line
|  | Number of Zones | 165 | [59 empty] | 0.041556
|  |  | 14 | [61 empty] | Weights | 0 | 0 | 0 | 0 | 0.4 | 0.4 | 0 | 0.15 | 0.1 | 0.05 | 0 | 0.05 | 0.05 | 0.05 | 0.05 | 0.05 | 0.05 | [22 empty] | Electricity Demand in 2030 |  |  | List of countries corresponding to worksheet names and scenario 2 resource thresholds in W/m2
|  | 3 | OBJECTID | GroupVal | SUM_InstalledCapacity | SUM_ScWater | SUM_ElectGen | FIRST_SUM_Area | Shape_Length | Shape_Area | GroupVal_1 | FREQUENCY | SUM_zNEAR_Trans | SUM_zNEAR_Sub | SUM_zNEAR_Road | SUM_zNEAR_PV | SUM_zNEAR_geothermal | SUM_zNEAR_allRE | SUM_zNEAR_Load | SUM_zNEAR_water | SUM_zRQ_Wm2 | SUM_zSLOPE | SUM_zPOPDEN | SUM_zLULC | SUM_zHumanFootprint | SUM_zcoloc_CSP | SUM_zcoloc_wind | SUM_zCF | SUM_zTransCost | SUM_zSubCost | SUM_zRoadCost | SUM_zLCOEgen | SUM_zLCOEtotTrans | SUM_zLCOEtotSub | SUM_zScSlope | SUM_zScPop | SUM_zScLULC | SUM_zScREloc | SUM_zScREloc_geo | SUM_zScREloc_all | SUM_zScColoc | SUM_zScLoad | SUM_zScRoad | SUM_zScSub | SUM_zScTrans | SUM_zScHumanFootprint | zoneIdentification | 0 | 0 | 0 | 0 | 0 | 0 | 0 | 0 | 0 | 0 | 0 | 0 | 0 | 0 | 0 | Omit below threshold for # projects within 10km of water | Omit if 1 |  | SUM_zScTransCost | SUM_zScSubCost | SUM_zScRoadCost | SUM_zScLCOEgen | SUM_zScLCOEtotTrans | SUM_zScLCOEtotSub | SUM_zScCapVal | SUM_zScLoad | SUM_zScREloc | SUM_zScREloc_geo | SUM_zScREloc_all | SUM_zcoloc_CSP | SUM_zcoloc_wind | SUM_zScLULC | SUM_zScPop | SUM_zScSlope | SUM_zScHumanFootprint | Total Score with weights | Total LCOE | Annual Electricity Generation MWh (discounted) | Zone ID | GroupVal | Score Ranking | Total LCOE Ranking | Zone Rank | Zone ID | GroupVal | Total Score with weights | Total LCOE | Annual Electricity Generation MWh (discounted) | Cumulative Generation Potential (GWh) | Zone Rank | Zone ID | GroupVal | Total Score with weights | Total LCOE | Annual Electricity Generation MWh (discounted) | Cumulative Generation Potential (GWh) | GroupVal In ( | Country | demand2030 | number of zones | Country | wind | CSP | PV | wind | CSP | PV
|  |  | 1 | 1 | 693.1335 | 0 | 1415270.5787 | 231.0445 | 532236.4261 | 231044492.9286 | 1 | 32 | 72574.8268 | 75642.0767 | 31165.8181 | 367436.2574 | 63126.4099 | 63126.4098 | 99424.7475 | 73594.6194 | 252.9158 | 1.8235 | 18.5098 | 2.2744 | 20.4981 | 0 | 0 | 0.23309 | 7.7066 | 7.8701 | 9.1306 | 132.4 | 149.2372 | 149.4007 | 0.6353 | 0.8149 | 0.5752 | 0 | 0 | 0 | 0 | 0.041556 | 0.68834 | 0.24358 | 0.27425 | 0.79502 | A | 0 | 0 | 0 | 0 | 0 | 0 | 0 | 0 | 0 | 0 | 0 | 0 | 0 | 0 | 0 | 0 | 0 |  | 0.78529 | 0 | 0.55227 | 0.059446 | 0.29446 | 0 | 0 | 0.041556 | 0 | 0 | 0 | 0 | 0 | 0.5752 | 0.8149 | 0.6353 | 0.79502 | 0.26504 | 149.2372 | 1415270.5787 | A | 1 | 150 | 140 | 1 | FB | 68 | 0.62681 | 117.3519 | 230923.7488 | 230.9237 | 1 | FH | 92 | 0.58211 | 116.5382 | 1593316.3846 | 1593.3164 | '92' | angola | 20294 |  | units1 | Wind Power Density | Annual Average DNI | Annual Average GHI | Wind Speed | Annual Average DNI | Annual Average GHI | Wind resource conversion |  | RE Technologies for Colocation
|  |  | 2 | 102_None.2.1 | 2670.75 | 0 | 5501982.7278 | 890.25 | 585000.0002 | 890249999.7 | 102_None.2.1 | 51 | 102800.3052 | 108229.9999 | 5087.5849 | 269559.9537 | 101321.1762 | 101321.1762 | 252969.4584 | 56150.9171 | 255.1758 | 0.78424 | 7.7029 | 2.606 | 21.1955 | 0 | 1 | 0.23517 | 9.2392 | 9.528 | 1.4807 | 131.23 | 141.9499 | 142.2388 | 0.84315 | 0.92297 | 0.46466 | 0 | 0 | 0 | 0.5 | 0 | 0.94912 | 0.0098969 | 0.02178 | 0.78805 | B | 0 | 0 | 0 | 0 | 0 | 0 | 0 | 0 | 0 | 0 | 0 | 0 | 0 | 0 | 0 | 0 | 0 |  | 0.70807 | 0 | 0.93714 | 0.11368 | 0.45169 | 0 | 0 | 0 | 0 | 0 | 0 | 0 | 1 | 0.46466 | 0.92297 | 0.84315 | 0.78805 | 0.38162 | 141.9499 | 5501982.7278 | B | 102_None.2.1 | 98 | 94 | 2 | FE | 84 | 0.60951 | 118.3844 | 329684.5484 | 560.6083 | 2 | ES | 45 | 0.56526 | 117.1763 | 647682.1211 | 2240.9985 | '45' | botswana | 7730 | 23 | units2 | W/m2 | W/m2 | W/m2 | m/s | kWh/m2/day | kWh/m2/day | W/m2 | m/s | wind | PV | CSP
|  |  | 3 | 102_None.2.2 | 3058.5 | 0 | 6358314.5718 | 1019.5 | 192000 | 1019500000 | 102_None.2.2 | 47 | 88410.6122 | 88651.2383 | 12441.1137 | 237528.0812 | 120857.9824 | 120857.9824 | 282051.5911 | 90624.5356 | 257.5058 | 0.64188 | 2.1062 | 2.0272 | 10.9083 | 0 | 1 | 0.23732 | 8.3991 | 8.4116 | 3.5768 | 130.0401 | 142.016 | 142.0286 | 0.87162 | 0.97894 | 0.65759 | 0 | 0 | 0 | 0.5 | 0 | 0.87559 | 0.14024 | 0.137 | 0.89092 | C | 0 | 0 | 0 | 0 | 0 | 0 | 0 | 0 | 0 | 0 | 0 | 0 | 0 | 0 | 0 | 0 | 0 |  | 0.7504 | 0 | 0.83168 | 0.16884 | 0.45027 | 0 | 0 | 0 | 0 | 0 | 0 | 0 | 1 | 0.65759 | 0.97894 | 0.87162 | 0.89092 | 0.40006 | 142.016 | 6358314.5718 | C | 102_None.2.2 | 86 | 96 | 3 | FH | 92 | 0.58211 | 116.5382 | 1593316.3846 | 2153.9247 | 3 | FB | 68 | 0.62681 | 117.3519 | 230923.7488 | 2471.9223 | '68' | burundi | 622 |  | angola | 200 | 280 | 250 | 5.6 | 6.72 | 6 | 200 | 5.6 | PV | CSP | PV
|  |  | 4 | 102_None.2.3 | 2698.5 | 0 | 5680536.4815 | 899.5 | 536000 | 899500000.45 | 102_None.2.3 | 54 | 106421.9494 | 106199.2605 | 3358.481 | 236334.9837 | 95500.3529 | 95500.3529 | 260538.24 | 86625.2728 | 260.7476 | 0.95073 | 1.8299 | 2.4497 | 12.5364 | 0 | 1 | 0.24031 | 9.2308 | 9.2191 | 0.95173 | 128.424 | 138.6065 | 138.5949 | 0.80985 | 0.9817 | 0.51677 | 0 | 0 | 0 | 0.5 | 0 | 0.96642 | 0.01668 | 0.016851 | 0.87464 | D | 0 | 0 | 0 | 0 | 0 | 0 | 0 | 0 | 0 | 0 | 0 | 0 | 0 | 0 | 0 | 0 | 0 |  | 0.7085 | 0 | 0.96375 | 0.24376 | 0.52384 | 0 | 0 | 0 | 0 | 0 | 0 | 0 | 1 | 0.51677 | 0.9817 | 0.80985 | 0.87464 | 0.41868 | 138.6065 | 5680536.4815 | D | 102_None.2.3 | 74 | 80 | 4 | ET | 52 | 0.56956 | 117.3664 | 648537.825 | 2802.4625 | 4 | ET | 52 | 0.56956 | 117.3664 | 648537.825 | 3120.4601 | '52' | drc | 21225 |  | botswana | 200 | 280 | 250 | 5.6 | 6.72 | 6 | 250 | 6 | CSP | wind | wind
|  |  | 5 | 102_None.2.4 | 3528.75 | 0 | 7181165.4684 | 1176.25 | 374000.0002 | 1176250000.05 | 102_None.2.4 | 62 | 68440.5928 | 75370.8507 | 5290.9836 | 254073.1579 | 134753.2818 | 134753.2817 | 288635.9688 | 80905.1277 | 252.0737 | 0.51778 | 5.0998 | 1.9777 | 18.0859 | 0 | 1 | 0.23231 | 7.5121 | 7.8848 | 1.5551 | 132.8449 | 141.912 | 142.2848 | 0.89644 | 0.949 | 0.67411 | 0 | 0 | 0 | 0.5 | 0 | 0.94709 | 0.27401 | 0.31571 | 0.81914 | E | 0 | 0 | 0 | 0 | 0 | 0 | 0 | 0 | 0 | 0 | 0 | 0 | 0 | 0 | 0 | 0 | 0 |  | 0.79509 | 0 | 0.9334 | 0.038824 | 0.45251 | 0 | 0 | 0 | 0 | 0 | 0 | 0 | 1 | 0.67411 | 0.949 | 0.89644 | 0.81914 | 0.39794 | 141.912 | 7181165.4684 | E | 102_None.2.4 | 90 | 93 | 5 | AS | 135.1.20 | 0.56678 | 121.3523 | 1703800.3212 | 4506.2628 | 5 | FE | 84 | 0.60951 | 118.3844 | 329684.5484 | 3450.1446 | '84' | djibouti | 764 |  | burundi | 200 | 260 | 230 | 5.6 | 6.24 | 5.52 | 300 | 6.4
|  |  | 6 | 103 | 625.5 | 0 | 1279554.4236 | 208.5 | 199999.9996 | 208500000.25 | 103 | 19 | 73969.5085 | 70081.6126 | 7798.7045 | 206683.3957 | 150196.4716 | 150196.4716 | 316545.5964 | 112826.9921 | 253.3873 | 0.17746 | 2.4137 | 1.6799 | 18.2422 | 0 | 1 | 0.23352 | 7.7603 | 7.5529 | 2.2743 | 132.1617 | 142.1963 | 141.9889 | 0.96451 | 0.97586 | 0.77338 | 0 | 0 | 0 | 0.5 | 0 | 0.92201 | 0.29975 | 0.26215 | 0.81758 | F | 0 | 0 | 0 | 0 | 0 | 0 | 0 | 0 | 0 | 0 | 0 | 0 | 0 | 0 | 0 | 0 | 0 |  | 0.78259 | 0 | 0.89721 | 0.070494 | 0.44638 | 0 | 0 | 0 | 0 | 0 | 0 | 0 | 1 | 0.77338 | 0.97586 | 0.96451 | 0.81758 | 0.40512 | 142.1963 | 1279554.4236 | F | 103 | 83 | 97 | 6 | ES | 45 | 0.56526 | 117.1763 | 647682.1211 | 5153.9449 | 6 | FC | 74 | 0.55486 | 119.8357 | 248260.3739 | 3698.405 | '74' | egypt | 455525 |  | djibouti | 300 | 260 | 250 | 6.4 | 6.24 | 6 | 350 | 6.7
|  |  | 7 | 104 | 198 | 0 | 450588.8677 | 66 | 153999.9994 | 65999999.95 | 104 | 9 | 30961.304 | 40666.2531 | 4299.6487 | 217054.2315 | 79551.4957 | 79551.4957 | 189442.6113 | 29402.9575 | 281.8829 | 2.7117 | 6.6667 | 2.9508 | 23.4394 | 0.9053 | 0 | 0.25978 | 4.9229 | 5.3868 | 1.131 | 118.7974 | 124.8512 | 125.3152 | 0.45765 | 0.93333 | 0.34975 | 0 | 0 | 0 | 0.45265 | 0 | 0.957 | 0.59334 | 0.69039 | 0.76561 | G | 0 | 0 | 0 | 0 | 0 | 0 | 0 | 0 | 0 | 0 | 0 | 0 | 0 | 0 | 0 | 0 | 0 |  | 0.92555 | 0 | 0.95473 | 0.69001 | 0.82063 | 0 | 0 | 0 | 0 | 0 | 0 | 0.9053 | 0 | 0.34975 | 0.93333 | 0.45765 | 0.76561 | 0.49883 | 124.8512 | 450588.8677 | G | 104 | 28 | 11 | 7 | CF | 135_1.2.1 | 0.55546 | 121.2617 | 2856235.5986 | 8010.1805 | 7 | FD | 83 | 0.54961 | 119.9441 | 223518.3077 | 3921.9233 | '83' | ethiopia | 21363 | 91 | drc | 200 | 260 | 210 | 5.6 | 6.24 | 5.04 | 400 | 7
|  |  | 8 | 11 | 240.75 | 0 | 489720.7628 | 80.25 | 226000 | 80250000.3 | 11 | 19 | 5819.6148 | 20895.2267 | 2771.3709 | 338362.8005 | 90883.219 | 90883.219 | 91702.4952 | 106690.3408 | 251.9623 | 0.82313 | 3.4953 | 2.6262 | 17.2492 | 0 | 0 | 0.23221 | 4.1587 | 4.9667 | 0.81828 | 132.9015 | 137.8785 | 138.6865 | 0.83537 | 0.96505 | 0.45794 | 0 | 0 | 0 | 0 | 0.085267 | 0.97229 | 0.79105 | 0.9418 | 0.82751 | H | 0 | 0 | 0 | 0 | 0 | 0 | 0 | 0 | 0 | 0 | 0 | 0 | 0 | 0 | 0 | 0 | 0 |  | 0.96405 | 0 | 0.97047 | 0.036198 | 0.53954 | 0 | 0 | 0.085267 | 0 | 0 | 0 | 0 | 0 | 0.45794 | 0.96505 | 0.83537 | 0.82751 | 0.3829 | 137.8785 | 489720.7628 | H | 11 | 96 | 77 | 8 | FC | 74 | 0.55486 | 119.8357 | 248260.3739 | 8258.4409 | 8 | CF | 135_1.2.1 | 0.55546 | 121.2617 | 2856235.5986 | 6778.1589 | '135_1.2.1' | kenya | 20646 | 123 | egypt | 200 | 270 | 230 | 5.6 | 6.48 | 5.52 | 450 | 7.3
|  |  | 9 | 112.1.1 | 1410.75 | 0 | 2980607.3968 | 470.25 | 123000 | 470250000 | 112.1.1 | 24 | 107337.2861 | 121182.7507 | 16937.6211 | 180066.6659 | 135867.7979 | 133626.6554 | 306071.931 | 138239.3114 | 261.7027 | 0.61386 | 2.5412 | 2.1148 | 9.7613 | 0 | 1 | 0.24119 | 9.2439 | 9.9575 | 4.7934 | 127.9546 | 141.9919 | 142.7055 | 0.87723 | 0.97459 | 0.62839 | 0 | 0 | 0 | 0.5 | 0 | 0.83062 | 0 | 0.0065713 | 0.90239 | I | 0 | 0 | 0 | 0 | 0 | 0 | 0 | 0 | 0 | 0 | 0 | 0 | 0 | 0 | 0 | 0 | 0 |  | 0.70784 | 0 | 0.77047 | 0.26552 | 0.45079 | 0 | 0 | 0 | 0 | 0 | 0 | 0 | 1 | 0.62839 | 0.97459 | 0.87723 | 0.90239 | 0.39945 | 141.9919 | 2980607.3968 | I | 112.1.1 | 87 | 95 | 9 | BA | 135.1.36 | 0.54977 | 124.9276 | 1736056.9396 | 9994.4979 | 9 | AS | 135.1.20 | 0.56678 | 121.3523 | 1703800.3212 | 8481.9592 | '135.1.20' | lesotho | 1309 |  | ethiopia | 200 | 280 | 250 | 5.6 | 6.72 | 6 | 500 | 7.5
|  |  | 10 | 112.1.3 | 993 | 0 | 2076397.3043 | 331 | 129000 | 331000000 | 112.1.3 | 16 | 108429.5779 | 106017.3305 | 8625.5554 | 178625.1938 | 147902.5245 | 140118.0284 | 317738.6829 | 128091.7357 | 259.0089 | 0.44899 | 3.8323 | 1.8792 | 15.574 | 0 | 1 | 0.2387 | 9.3961 | 9.2702 | 2.4651 | 129.2841 | 141.1453 | 141.0194 | 0.9102 | 0.96168 | 0.70695 | 0 | 0 | 0 | 0.5 | 0 | 0.91374 | 0.0082614 | 0.0019289 | 0.84426 | J | 0 | 0 | 0 | 0 | 0 | 0 | 0 | 0 | 0 | 0 | 0 | 0 | 0 | 0 | 0 | 0 | 0 |  | 0.70017 | 0 | 0.88762 | 0.20389 | 0.46906 | 0 | 0 | 0 | 0 | 0 | 0 | 0 | 1 | 0.70695 | 0.96168 | 0.9102 | 0.84426 | 0.40878 | 141.1453 | 2076397.3043 | J | 112.1.3 | 80 | 90 | 10 | FD | 83 | 0.54961 | 119.9441 | 223518.3077 | 10218.0162 | 10 | FI | 94 | 0.51398 | 124.7331 | 956588.5468 | 9438.5478 | '94' | libya | 170000 |  | kenya | 250 | 270 | 250 | 6 | 6.48 | 6 | 550 | 7.8
|  |  | 11 | 112.1.6 | 1090.5 | 0 | 2289587.7581 | 363.5 | 137000 | 363500000 | 112.1.6 | 22 | 74650.7716 | 133256.4278 | 63847.3379 | 139645.0001 | 161423.0203 | 102184.711 | 320215.9807 | 144209.9171 | 260.0669 | 0.33778 | 1.5928 | 2.7503 | 4.1664 | 0 | 0.92022 | 0.23968 | 7.6045 | 10.6478 | 18.1802 | 128.7588 | 154.5436 | 157.5868 | 0.93244 | 0.98407 | 0.41655 | 0 | 0 | 0 | 0.46011 | 0 | 0.36153 | 0 | 0.25349 | 0.95834 | K | 0 | 0 | 0 | 0 | 0 | 0 | 0 | 0 | 0 | 0 | 0 | 0 | 0 | 0 | 0 | 0 | 0 |  | 0.79044 | 0 | 0.096975 | 0.22824 | 0.17996 | 0 | 0 | 0 | 0 | 0 | 0 | 0 | 0.92022 | 0.41655 | 0.98407 | 0.93244 | 0.95834 | 0.28257 | 154.5436 | 2289587.7581 | K | 112.1.6 | 137 | 161 | 11 | EU | 53.1.1 | 0.54279 | 127.9597 | 1508630.7226 | 11726.6469 | 11 | G | 104 | 0.49883 | 124.8512 | 450588.8677 | 9889.1366 | '104' | malawi | 3667 | 22 | lesotho | 200 | 280 | 250 | 5.6 | 6.72 | 6 | 600 | 8
|  |  | 12 | 112_1.2.1 | 2969.25 | 0 | 6127261.4611 | 989.75 | 275000 | 989750000 | 112_1.2.1 | 43 | 108099.4698 | 111174.5231 | 28437.1102 | 154376.9266 | 177823.2275 | 123762.7096 | 346252.7248 | 108976.6051 | 255.6072 | 0.18646 | 3.0093 | 1.4981 | 9.7598 | 0 | 0.98005 | 0.23557 | 9.5031 | 9.6652 | 8.2318 | 131.0049 | 148.7398 | 148.9019 | 0.96271 | 0.96991 | 0.83396 | 0 | 0 | 0 | 0.49002 | 0 | 0.71563 | 0.035136 | 0.024048 | 0.9024 | L | 0 | 0 | 0 | 0 | 0 | 0 | 0 | 0 | 0 | 0 | 0 | 0 | 0 | 0 | 0 | 0 | 0 |  | 0.69478 | 0 | 0.59749 | 0.12412 | 0.30519 | 0 | 0 | 0 | 0 | 0 | 0 | 0 | 0.98005 | 0.83396 | 0.96991 | 0.96271 | 0.9024 | 0.35453 | 148.7398 | 6127261.4611 | L | 112_1.2.1 | 106 | 137 | 12 | AW | 135.1.27 | 0.53841 | 131.895 | 3951793.5251 | 15678.4404 | 12 | DQ | 135_4.2.20 | 0.52997 | 124.8691 | 7833260.5753 | 17722.3972 | '135_4.2.20' | mozambique | 8840 | 60 | libya | 300 | 280 | 250 | 6.4 | 6.72 | 6
|  |  | 13 | 112_1.2.2 | 3111 | 0 | 6334452.9609 | 1037 | 487000 | 1037000000 | 112_1.2.2 | 55 | 98539.7646 | 94953.3708 | 20570.5991 | 164990.8338 | 192059.6769 | 138729.5684 | 361226.1162 | 88109.0804 | 252.2101 | 0.25175 | 2.5237 | 1.821 | 11.0204 | 0 | 0.95154 | 0.23244 | 9.1201 | 8.9283 | 6.0561 | 132.7742 | 147.9504 | 147.7586 | 0.94965 | 0.97476 | 0.72634 | 0 | 0 | 0 | 0.47577 | 0 | 0.79429 | 0.10922 | 0.081924 | 0.8898 | M | 0 | 0 | 0 | 0 | 0 | 0 | 0 | 0 | 0 | 0 | 0 | 0 | 0 | 0 | 0 | 0 | 0 |  | 0.71407 | 0 | 0.70695 | 0.042099 | 0.32222 | 0 | 0 | 0 | 0 | 0 | 0 | 0 | 0.95154 | 0.72634 | 0.97476 | 0.94965 | 0.8898 | 0.35349 | 147.9504 | 6334452.9609 | M | 112_1.2.2 | 107 | 128 | 13 | CJ | 135_3.2.1 | 0.53731 | 130.2156 | 7884563.4707 | 23563.0039 | 13 | BA | 135.1.36 | 0.54977 | 124.9276 | 1736056.9396 | 19458.4542 | '135.1.36' | namibia | 5420 | 30 | malawi | 200 | 260 | 240 | 5.6 | 6.24 | 5.76
|  |  | 14 | 112_1.2.3 | 2671.5 | 0 | 5561086.0031 | 890.5 | 255000 | 890500000.15 | 112_1.2.3 | 44 | 93076.8325 | 124755.9739 | 60852.2556 | 130481.9192 | 181058.643 | 97191.4367 | 342683.6811 | 122224.6195 | 257.8445 | 0.2019 | 2.6729 | 2.2942 | 6.3459 | 0 | 0.70691 | 0.23763 | 8.6353 | 10.2948 | 17.4726 | 129.8679 | 155.9758 | 157.6353 | 0.95962 | 0.97327 | 0.56859 | 0 | 0 | 0 | 0.35345 | 0 | 0.39148 | 0 | 0.08332 | 0.93654 | N | 0 | 0 | 0 | 0 | 0 | 0 | 0 | 0 | 0 | 0 | 0 | 0 | 0 | 0 | 0 | 0 | 0 |  | 0.7385 | 0 | 0.13258 | 0.17682 | 0.14906 | 0 | 0 | 0 | 0 | 0 | 0 | 0 | 0.70691 | 0.56859 | 0.97327 | 0.95962 | 0.93654 | 0.26687 | 155.9758 | 5561086.0031 | N | 112_1.2.3 | 146 | 164 | 14 | FF | 89 | 0.53394 | 126.8191 | 1080465.2872 | 24643.4692 | 14 | CG | 135_1.2.2 | 0.52139 | 125.1624 | 2330688.134 | 21789.1423 | '135_1.2.2' | rwanda | 788 |  | mozambique | 200 | 260 | 230 | 5.6 | 6.24 | 5.52
|  |  | 15 | 112_1.2.4 | 4097.25 | 0 | 8372037.8058 | 1365.75 | 424000 | 1365750000 | 112_1.2.4 | 65 | 124426.1469 | 128756.7386 | 68694.848 | 125168.9681 | 216094.2997 | 102762.995 | 381660.7439 | 83198.5039 | 253.1 | 0.19648 | 4.0873 | 1.7084 | 10.7503 | 0 | 0.4752 | 0.23326 | 10.4715 | 10.7021 | 20.1077 | 132.305 | 162.8842 | 163.1148 | 0.9607 | 0.95913 | 0.76387 | 0 | 0 | 0 | 0.2376 | 0 | 0.31305 | 0 | 0.0010712 | 0.8925 | O | 0 | 0 | 0 | 0 | 0 | 0 | 0 | 0 | 0 | 0 | 0 | 0 | 0 | 0 | 0 | 0 | 0 |  | 0.64598 | 0 | 0 | 0.063849 | 0 | 0 | 0 | 0 | 0 | 0 | 0 | 0 | 0.4752 | 0.76387 | 0.95913 | 0.9607 | 0.8925 | 0.20257 | 162.8842 | 8372037.8058 | O | 112_1.2.4 | 165 | 165 | 15 | DQ | 135_4.2.20 | 0.52997 | 124.8691 | 7833260.5753 | 32476.7297 | 15 | DR | 135_4.2.21 | 0.4955 | 126.2952 | 3437030.6788 | 25226.173 | '135_4.2.21' | southAfrica | 453069 | 182 | namibia | 200 | 280 | 250 | 5.6 | 6.72 | 6
|  |  | 16 | 129 | 480.75 | 0 | 994134.041 | 160.25 | 273999.9996 | 160249999.7 | 129 | 15 | 336595.0852 | 336017.682 | 1350.3637 | 270958.4186 | 434649.4427 | 270958.4186 | 660016.9195 | 124117.041 | 256.141 | 1.2089 | 31.7488 | 2.947 | 31.5086 | 0 | 0 | 0.23606 | 21.5346 | 21.5042 | 0.3914 | 130.7324 | 152.6584 | 152.6279 | 0.75822 | 0.68251 | 0.35101 | 0 | 0 | 0 | 0 | 0 | 0.9865 | 0 | 0 | 0.68491 | P | 0 | 0 | 0 | 0 | 0 | 0 | 0 | 0 | 0 | 0 | 0 | 0 | 0 | 0 | 0 | 0 | 0 |  | 0.088565 | 0 | 0.99194 | 0.13675 | 0.22064 | 0 | 0 | 0 | 0 | 0 | 0 | 0 | 0 | 0.35101 | 0.68251 | 0.75822 | 0.68491 | 0.21209 | 152.6584 | 994134.041 | P | 129 | 164 | 158 | 16 | BN | 135.1.59 | 0.52894 | 135.7647 | 3297069.0946 | 35773.7988 | 16 | FF | 89 | 0.53394 | 126.8191 | 1080465.2872 | 26306.6383 | '89' | sudan | 58754 |  | rwanda | 200 | 260 | 230 | 5.6 | 6.24 | 5.52
|  |  | 17 | 131.1.10 | 1276.0842 | 0 | 2705433.194 | 425.3614 | 244270.9464 | 425361409.6322 | 131.1.10 | 24 | 369397.1328 | 368920.8567 | 6033.979 | 361859.9955 | 529227.1484 | 361859.9955 | 728127.1075 | 213387.2083 | 262.6098 | 1.8821 | 19.1176 | 1.996 | 30.3715 | 0 | 0.54013 | 0.24202 | 22.694 | 22.6695 | 1.6984 | 127.5115 | 151.9039 | 151.8794 | 0.62357 | 0.80882 | 0.66801 | 0 | 0 | 0 | 0.27006 | 0 | 0.93966 | 0 | 0 | 0.69628 | Q | 0 | 0 | 0 | 0 | 0 | 0 | 0 | 0 | 0 | 0 | 0 | 0 | 0 | 0 | 0 | 0 | 0 |  | 0.030146 | 0 | 0.92619 | 0.28606 | 0.23692 | 0 | 0 | 0 | 0 | 0 | 0 | 0 | 0.54013 | 0.66801 | 0.80882 | 0.62357 | 0.69628 | 0.26161 | 151.9039 | 2705433.194 | Q | 131.1.10 | 151 | 155 | 17 | AN | 135.1.11 | 0.52724 | 127.4895 | 2527912.5738 | 38301.7114 | 17 | BJ | 135.1.48 | 0.52175 | 127.0411 | 4307877.5534 | 30614.5158 | '135.1.48' | southSudan | 6132 |  | southAfrica | 300 | 280 | 250 | 6.4 | 6.72 | 6
|  |  | 18 | 131.1.11 | 1221.75 | 0 | 2585736.3766 | 407.25 | 309999.9998 | 407250000.05 | 131.1.11 | 20 | 329815.1614 | 329298.092 | 5399.8722 | 317180.0752 | 484382.8336 | 317180.0752 | 691316.7062 | 168673.8545 | 262.1533 | 1.4287 | 20.6525 | 2.9515 | 31.054 | 0 | 0.30571 | 0.2416 | 20.6919 | 20.6653 | 1.5254 | 127.7332 | 149.9505 | 149.9239 | 0.71426 | 0.79347 | 0.3495 | 0 | 0 | 0 | 0.15285 | 0 | 0.946 | 0 | 0 | 0.68946 | R | 0 | 0 | 0 | 0 | 0 | 0 | 0 | 0 | 0 | 0 | 0 | 0 | 0 | 0 | 0 | 0 | 0 |  | 0.13102 | 0 | 0.93489 | 0.27578 | 0.27907 | 0 | 0 | 0 | 0 | 0 | 0 | 0 | 0.30571 | 0.3495 | 0.79347 | 0.71426 | 0.68946 | 0.25425 | 149.9505 | 2585736.3766 | R | 131.1.11 | 155 | 144 | 18 | BM | 135.1.54 | 0.5249 | 132.4378 | 2096507.3338 | 40398.2188 | 18 | DV | 135_4.2.25 | 0.50137 | 127.0577 | 1444230.2475 | 32058.7461 | '135_4.2.25' | swaziland | 1952 | 13 | southSudan | 200 | 250 | 260 | 5.6 | 6 | 6.24
|  |  | 19 | 131.1.12 | 1438.5 | 0 | 3017663.4887 | 479.5 | 666999.9994 | 479499999.675 | 131.1.12 | 47 | 315519.369 | 314994.687 | 12813.5216 | 304829.9941 | 472115.0789 | 304829.9941 | 678441.9143 | 156575.8456 | 259.845 | 1.3408 | 19.1022 | 2.9802 | 28.9771 | 0 | 0.17153 | 0.23947 | 20.1309 | 20.1036 | 3.6511 | 128.8691 | 152.6511 | 152.6238 | 0.73184 | 0.80898 | 0.33994 | 0 | 0 | 0 | 0.085766 | 0 | 0.87186 | 0 | 0 | 0.71023 | S | 0 | 0 | 0 | 0 | 0 | 0 | 0 | 0 | 0 | 0 | 0 | 0 | 0 | 0 | 0 | 0 | 0 |  | 0.15929 | 0 | 0.82794 | 0.22312 | 0.2208 | 0 | 0 | 0 | 0 | 0 | 0 | 0 | 0.17153 | 0.33994 | 0.80898 | 0.73184 | 0.71023 | 0.22644 | 152.6511 | 3017663.4887 | S | 131.1.12 | 160 | 157 | 19 | BJ | 135.1.48 | 0.52175 | 127.0411 | 4307877.5534 | 44706.0963 | 19 | CI | 135_2.2.2 | 0.51919 | 127.3917 | 7219980.0713 | 39278.7261 | '135_2.2.2' | tanzania | 10923 |  | sudan | 250 | 280 | 250 | 6 | 6.72 | 6
|  |  | 20 | 131.1.13 | 1472.1325 | 0 | 3083910.4536 | 490.7108 | 485019.9882 | 490710835.7009 | 131.1.13 | 38 | 274501.7838 | 274060.922 | 4470.4636 | 323379.2589 | 490589.5898 | 323379.2589 | 659022.1528 | 178030.3643 | 259.4826 | 0.97645 | 27.9074 | 2.9786 | 30.5459 | 0 | 0.13696 | 0.23914 | 18.0253 | 18.0023 | 1.2774 | 129.0486 | 148.3513 | 148.3283 | 0.80471 | 0.72093 | 0.34047 | 0 | 0 | 0 | 0.06848 | 0 | 0.9553 | 0 | 0 | 0.69454 | T | 0 | 0 | 0 | 0 | 0 | 0 | 0 | 0 | 0 | 0 | 0 | 0 | 0 | 0 | 0 | 0 | 0 |  | 0.26538 | 0 | 0.94737 | 0.2148 | 0.31357 | 0 | 0 | 0 | 0 | 0 | 0 | 0 | 0.13696 | 0.34047 | 0.72093 | 0.80471 | 0.69454 | 0.26031 | 148.3513 | 3083910.4536 | T | 131.1.13 | 152 | 133 | 20 | CG | 135_1.2.2 | 0.52139 | 125.1624 | 2330688.134 | 47036.7844 | 20 | DS | 135_4.2.22 | 0.49994 | 127.4537 | 3421118.8919 | 42699.845 | '135_4.2.22' | uganda | 9313 | 9 | swaziland | 250 | 260 | 210 | 6 | 6.24 | 5.04
|  |  | 21 | 131.1.14 | 1252.5746 | 0 | 2632735.8414 | 417.5249 | 447907.1751 | 417524874.3046 | 131.1.14 | 28 | 364514.846 | 363990.3777 | 1752.514 | 331425.748 | 497284.5212 | 331425.748 | 713869.3534 | 182638.1187 | 260.3497 | 2.4808 | 18.8213 | 2.6446 | 30.6165 | 0 | 0 | 0.23994 | 22.6377 | 22.6105 | 0.49966 | 128.6221 | 151.7595 | 151.7322 | 0.50385 | 0.81179 | 0.4518 | 0 | 0 | 0 | 0 | 0 | 0.98247 | 0 | 0 | 0.69383 | U | 0 | 0 | 0 | 0 | 0 | 0 | 0 | 0 | 0 | 0 | 0 | 0 | 0 | 0 | 0 | 0 | 0 |  | 0.032986 | 0 | 0.9865 | 0.23457 | 0.24004 | 0 | 0 | 0 | 0 | 0 | 0 | 0 | 0 | 0.4518 | 0.81179 | 0.50385 | 0.69383 | 0.21908 | 151.7595 | 2632735.8414 | U | 131.1.14 | 162 | 153 | 21 | CI | 135_2.2.2 | 0.51919 | 127.3917 | 7219980.0713 | 54256.7645 | 21 | AN | 135.1.11 | 0.52724 | 127.4895 | 2527912.5738 | 45227.7576 | '135.1.11' | zambia | 18003 |  | tanzania | 250 | 280 | 250 | 6 | 6.72 | 6
|  |  | 22 | 131.1.15 | 1628.7798 | 0 | 3379212.0276 | 542.9266 | 475067.9975 | 542926612.2406 | 131.1.15 | 35 | 199001.7639 | 198542.4419 | 11660.0642 | 279817.6269 | 434336.2558 | 279817.6269 | 600257.442 | 132142.0911 | 256.9842 | 0.48868 | 28.2633 | 2.7279 | 31.547 | 0 | 0 | 0.23684 | 14.232 | 14.2078 | 3.3656 | 130.3032 | 147.9008 | 147.8767 | 0.90226 | 0.71737 | 0.42404 | 0 | 0 | 0 | 0 | 0 | 0.8834 | 0 | 0 | 0.68453 | V | 0 | 0 | 0 | 0 | 0 | 0 | 0 | 0 | 0 | 0 | 0 | 0 | 0 | 0 | 0 | 0 | 0 |  | 0.45651 | 0 | 0.84231 | 0.15664 | 0.32329 | 0 | 0 | 0 | 0 | 0 | 0 | 0 | 0 | 0.42404 | 0.71737 | 0.90226 | 0.68453 | 0.26573 | 147.9008 | 3379212.0276 | V | 131.1.15 | 149 | 127 | 22 | FI | 94 | 0.51398 | 124.7331 | 956588.5468 | 55213.3531 | 22 | CC | 135.1.75 | 0.48846 | 127.5095 | 1279907.8403 | 46507.6654 | '135.1.75' | zimbabwe | 25153 | 44 | uganda | 200 | 260 | 250 | 5.6 | 6.24 | 6
|  |  | 23 | 131.1.16 | 1791 | 27 | 3629487.4048 | 597 | 692000.0006 | 597000000 | 131.1.16 | 44 | 153894.0593 | 153306.1999 | 6927.9261 | 157318.9773 | 322335.4697 | 157318.9773 | 507667.6032 | 9059.2933 | 251.017 | 0.75963 | 12.676 | 2.8752 | 32.0655 | 0 | 0 | 0.23134 | 12.1429 | 12.1113 | 2.0441 | 133.4 | 147.5871 | 147.5555 | 0.84807 | 0.87324 | 0.37493 | 0 | 0 | 0 | 0 | 0 | 0.93072 | 0 | 0 | 0.67934 | W | 0 | 0 | 0 | 0 | 0 | 0 | 0 | 0 | 0 | 0 | 0 | 0 | 0 | 0 | 0 | 0 | 0 |  | 0.56177 | 0 | 0.90879 | 0.013089 | 0.33006 | 0 | 0 | 0 | 0 | 0 | 0 | 0 | 0 | 0.37493 | 0.87324 | 0.84807 | 0.67934 | 0.2708 | 147.5871 | 3629487.4048 | W | 131.1.16 | 144 | 125 | 23 | EA | 135_4.2.3 | 0.51332 | 127.8941 | 9167041.4167 | 64380.3945 | 23 | EH | 135_4.2.9 | 0.48767 | 127.7622 | 3783436.0826 | 50291.1015 | '135_4.2.9' |  |  |  | zambia | 200 | 260 | 250 | 5.6 | 6.24 | 6
|  |  | 24 | 131.1.17 | 471.75 | 0 | 967331.4228 | 157.25 | 451000.0002 | 157250001.3 | 131.1.17 | 25 | 292583.8414 | 291991.1284 | 8309.1509 | 227322.1845 | 392381.3622 | 227322.1845 | 615151.6637 | 80034.759 | 253.9901 | 0.46256 | 25.9984 | 3 | 29.6486 | 0 | 0 | 0.23408 | 19.3763 | 19.3448 | 2.4221 | 131.8388 | 153.6372 | 153.6057 | 0.90749 | 0.74002 | 0.33333 | 0 | 0 | 0 | 0 | 0 | 0.91691 | 0 | 0 | 0.70351 | X | 0 | 0 | 0 | 0 | 0 | 0 | 0 | 0 | 0 | 0 | 0 | 0 | 0 | 0 | 0 | 0 | 0 |  | 0.19731 | 0 | 0.88977 | 0.085461 | 0.19952 | 0 | 0 | 0 | 0 | 0 | 0 | 0 | 0 | 0.33333 | 0.74002 | 0.90749 | 0.70351 | 0.21403 | 153.6372 | 967331.4228 | X | 131.1.17 | 163 | 160 | 24 | ER | 44 | 0.51157 | 128.8025 | 201890.0114 | 64582.2845 | 24 | EA | 135_4.2.3 | 0.51332 | 127.8941 | 9167041.4167 | 59458.1429 | '135_4.2.3' |  |  |  | zimbabwe | 200 | 280 | 250 | 5.6 | 6.72 | 6
|  |  | 25 | 131.1.6 | 1482 | 0 | 3158864.9571 | 494 | 125000 | 494000000 | 131.1.6 | 20 | 342517.5374 | 342011.3436 | 1104.9124 | 330636.8636 | 497862.4017 | 330636.8636 | 703302.0265 | 182065.8155 | 264.0197 | 0.96349 | 20.333 | 2.0638 | 34.1994 | 0 | 0.15081 | 0.24332 | 21.1957 | 21.1698 | 0.31011 | 126.83 | 148.3359 | 148.31 | 0.8073 | 0.79667 | 0.64541 | 0 | 0 | 0 | 0.075405 | 0 | 0.98895 | 0 | 0 | 0.65801 | Y | 0 | 0 | 0 | 0 | 0 | 0 | 0 | 0 | 0 | 0 | 0 | 0 | 0 | 0 | 0 | 0 | 0 |  | 0.10564 | 0 | 0.99603 | 0.31765 | 0.31391 | 0 | 0 | 0 | 0 | 0 | 0 | 0 | 0.15081 | 0.64541 | 0.79667 | 0.8073 | 0.65801 | 0.27847 | 148.3359 | 3158864.9571 | Y | 131.1.6 | 141 | 132 | 25 | DV | 135_4.2.25 | 0.50137 | 127.0577 | 1444230.2475 | 66026.5147 | 25 | EU | 53.1.1 | 0.54279 | 127.9597 | 1508630.7226 | 60966.7737 | '53.1.1'
|  |  | 26 | 131.1.7 | 645.75 | 0 | 1306645.6656 | 215.25 | 310000.001 | 215250000.2 | 131.1.7 | 20 | 140821.1726 | 140430.0163 | 5013.8765 | 272271.5641 | 394721.3426 | 272271.5641 | 558175.3904 | 112328.5522 | 250.638 | 0.44129 | 25.885 | 2.964 | 30.2892 | 0 | 0 | 0.23099 | 11.456 | 11.4349 | 1.4828 | 133.6017 | 146.5405 | 146.5194 | 0.91174 | 0.74115 | 0.34533 | 0 | 0 | 0 | 0 | 0 | 0.94986 | 0 | 0 | 0.69711 | Z | 0 | 0 | 0 | 0 | 0 | 0 | 0 | 0 | 0 | 0 | 0 | 0 | 0 | 0 | 0 | 0 | 0 |  | 0.59638 | 0 | 0.93704 | 0.0037383 | 0.35265 | 0 | 0 | 0 | 0 | 0 | 0 | 0 | 0 | 0.34533 | 0.74115 | 0.91174 | 0.69711 | 0.27583 | 146.5405 | 1306645.6656 | Z | 131.1.7 | 143 | 117 | 26 | EB | 135_4.2.30 | 0.50081 | 129.2693 | 2685999.4208 | 68712.5142 | 26 | ER | 44 | 0.51157 | 128.8025 | 201890.0114 | 61168.6637 | '44' |  |  |  | Notes: | wind is including Ag land
|  |  | 27 | 131.1.9 | 747 | 0 | 1523356.1669 | 249 | 522999.9994 | 249000000.1 | 131.1.9 | 31 | 152645.3258 | 152169.207 | 9494.8117 | 253736.6384 | 396564.5288 | 253736.6384 | 562352.7589 | 102515.6643 | 252.6005 | 1.0079 | 22.3032 | 2.9849 | 26.4719 | 0 | 0 | 0.2328 | 11.9995 | 11.974 | 2.7832 | 132.5637 | 147.3464 | 147.3209 | 0.79842 | 0.77697 | 0.33835 | 0 | 0 | 0 | 0 | 0 | 0.90505 | 0 | 0 | 0.73528 | AA | 0 | 0 | 0 | 0 | 0 | 0 | 0 | 0 | 0 | 0 | 0 | 0 | 0 | 0 | 0 | 0 | 0 |  | 0.569 | 0 | 0.87161 | 0.051857 | 0.33526 | 0 | 0 | 0 | 0 | 0 | 0 | 0 | 0 | 0.33835 | 0.77697 | 0.79842 | 0.73528 | 0.26655 | 147.3464 | 1523356.1669 | AA | 131.1.9 | 147 | 123 | 27 | DS | 135_4.2.22 | 0.49994 | 127.4537 | 3421118.8919 | 72133.633 | 27 | EF | 135_4.2.7 | 0.48096 | 128.8347 | 2560869.8453 | 63729.5335 | '135_4.2.7'
|  |  | 28 | 131_1.2.1 | 2625.6087 | 0 | 5443720.8345 | 875.2029 | 755882.1772 | 875202910.5712 | 131_1.2.1 | 58 | 245508.8269 | 245054.0676 | 4868.5317 | 302651.3702 | 466331.3751 | 302651.3702 | 635595.6095 | 156882.9351 | 256.8143 | 0.61087 | 28.792 | 2.9761 | 31.1115 | 0 | 0 | 0.23668 | 16.6874 | 16.6635 | 1.4026 | 130.389 | 148.4789 | 148.455 | 0.87783 | 0.71208 | 0.34131 | 0 | 0 | 0 | 0 | 0 | 0.95131 | 0 | 0 | 0.68888 | AB | 0 | 0 | 0 | 0 | 0 | 0 | 0 | 0 | 0 | 0 | 0 | 0 | 0 | 0 | 0 | 0 | 0 |  | 0.33279 | 0 | 0.94107 | 0.15267 | 0.31082 | 0 | 0 | 0 | 0 | 0 | 0 | 0 | 0 | 0.34131 | 0.71208 | 0.87783 | 0.68888 | 0.25533 | 148.4789 | 5443720.8345 | AB | 131_1.2.1 | 154 | 135 | 28 | G | 104 | 0.49883 | 124.8512 | 450588.8677 | 72584.2219 | 28 | EB | 135_4.2.30 | 0.50081 | 129.2693 | 2685999.4208 | 66415.5329 | '135_4.2.30' |  |  |  | ACEC LCOE ranges |  |  |  |  | Weights for criteria and data labels - used for chart |  | Drop down list menus
|  |  | 29 | 131_1.2.2 | 2895 | 0 | 5914419.8907 | 965 | 1503000.0001 | 965000000.725 | 131_1.2.2 | 87 | 184059.0316 | 183470.8851 | 8173.8189 | 205943.3061 | 372999.1589 | 205943.3061 | 561342.3699 | 59652.2547 | 253.0562 | 0.52786 | 12.1264 | 2.9598 | 25.2508 | 0 | 0 | 0.23322 | 13.655 | 13.6236 | 2.394 | 132.3252 | 148.3742 | 148.3428 | 0.89443 | 0.87874 | 0.34672 | 0 | 0 | 0 | 0 | 0 | 0.91826 | 0 | 0 | 0.74749 | AC | 0 | 0 | 0 | 0 | 0 | 0 | 0 | 0 | 0 | 0 | 0 | 0 | 0 | 0 | 0 | 0 | 0 |  | 0.48558 | 0 | 0.89119 | 0.062912 | 0.31308 | 0 | 0 | 0 | 0 | 0 | 0 | 0 | 0 | 0.34672 | 0.87874 | 0.89443 | 0.74749 | 0.2686 | 148.3742 | 5914419.8907 | AC | 131_1.2.2 | 145 | 134 | 29 | DR | 135_4.2.21 | 0.4955 | 126.2952 | 3437030.6788 | 76021.2526 | 29 | CA | 135.1.72 | 0.47124 | 129.9962 | 5990901.9977 | 72406.4349 | '135.1.72' |  |  |  | Maximum | wind | CSP | PV |  | Data label |  | transmission line
|  |  | 30 | 131_1.2.3 | 1153.5 | 3 | 2340958.5112 | 384.5 | 638000.0005 | 384500000.775 | 131_1.2.3 | 38 | 209052.428 | 208454.2477 | 6627.4543 | 170880.1908 | 339023.9962 | 170880.1908 | 546075.6953 | 25045.0697 | 251.3793 | 0.61371 | 8.7913 | 2.9915 | 27.0585 | 0 | 0 | 0.23167 | 15.0889 | 15.0567 | 1.9542 | 133.2079 | 150.251 | 150.2188 | 0.87726 | 0.91209 | 0.33615 | 0 | 0 | 0 | 0 | 0 | 0.93373 | 0 | 0 | 0.72941 | AD | 0 | 0 | 0 | 0 | 0 | 0 | 0 | 0 | 0 | 0 | 0 | 0 | 0 | 0 | 0 | 0 | 0 |  | 0.41334 | 0 | 0.91332 | 0.021994 | 0.27259 | 0 | 0 | 0 | 0 | 0 | 0 | 0 | 0 | 0.33615 | 0.91209 | 0.87726 | 0.72941 | 0.25178 | 150.251 | 2340958.5112 | AD | 131_1.2.3 | 156 | 148 | 30 | CL | 135_3.2.11 | 0.49375 | 134.946 | 5338480.2581 | 81359.7329 | 30 | BI | 135.1.45 | 0.48622 | 130.0449 | 1903173.8924 | 74309.6088 | '135.1.45' |  |  |  | Total LCOE (using transmission line) | 157 | 283 | 174 |  | Total LCOE | 40% | substation
|  |  | 31 | 131_1.2.4 | 1802.25 | 0 | 3712589.9492 | 600.75 | 848999.9999 | 600750000.775 | 131_1.2.4 | 45 | 241934.6431 | 241415.8115 | 7272.3058 | 273300.1104 | 441435.809 | 273300.1104 | 625764.3666 | 127706.6464 | 255.1616 | 0.97961 | 26.598 | 2.9796 | 31.0483 | 0 | 0 | 0.23516 | 16.6072 | 16.5797 | 2.1115 | 131.2332 | 149.952 | 149.9245 | 0.80408 | 0.73402 | 0.34013 | 0 | 0 | 0 | 0 | 0 | 0.92728 | 0 | 0 | 0.68952 | AE | 0 | 0 | 0 | 0 | 0 | 0 | 0 | 0 | 0 | 0 | 0 | 0 | 0 | 0 | 0 | 0 | 0 |  | 0.33683 | 0 | 0.9054 | 0.11353 | 0.27904 | 0 | 0 | 0 | 0 | 0 | 0 | 0 | 0 | 0.34013 | 0.73402 | 0.80408 | 0.68952 | 0.24 | 149.952 | 3712589.9492 | AE | 131_1.2.4 | 159 | 145 | 31 | EX | 53.1.4 | 0.49212 | 131.9864 | 1231224.7903 | 82590.9576 | 31 | CJ | 135_3.2.1 | 0.53731 | 130.2156 | 7884563.4707 | 82194.1723 | '135_3.2.1' |  |  |  | Total LCOE (using substation) | 145 | 244 | 171 |  | Generation LCOE | #N/A
|  |  | 32 | 131_1.2.5 | 2933.25 | 0 | 6027375.3466 | 977.75 | 939000.001 | 977750000.3 | 131_1.2.5 | 63 | 194372.5066 | 193832.735 | 8544.1079 | 244661.058 | 411122.5925 | 244661.058 | 586626.7143 | 98516.0297 | 254.5263 | 0.77601 | 23.5375 | 2.9325 | 30.9146 | 0 | 0 | 0.23457 | 14.1233 | 14.0946 | 2.485 | 131.5609 | 148.1692 | 148.1406 | 0.8448 | 0.76463 | 0.35583 | 0 | 0 | 0 | 0 | 0 | 0.91456 | 0 | 0 | 0.69085 | AF | 0 | 0 | 0 | 0 | 0 | 0 | 0 | 0 | 0 | 0 | 0 | 0 | 0 | 0 | 0 | 0 | 0 |  | 0.46199 | 0 | 0.88661 | 0.098342 | 0.3175 | 0 | 0 | 0 | 0 | 0 | 0 | 0 | 0 | 0.35583 | 0.76463 | 0.8448 | 0.69085 | 0.25981 | 148.1692 | 6027375.3466 | AF | 131_1.2.5 | 153 | 129 | 32 | CC | 135.1.75 | 0.48846 | 127.5095 | 1279907.8403 | 83870.8655 | 32 | EE | 135_4.2.6 | 0.45567 | 130.2323 | 8737621.5566 | 90931.7939 | '135_4.2.6' |  |  |  | Generation LCOE | 127 | 235 | 155 |  | Transmission LCOE | #N/A | Scoring scale
|  |  | 33 | 131_1.2.6 | 2636.25 | 18 | 5331103.3097 | 878.75 | 782999.9994 | 878749999.75 | 131_1.2.6 | 62 | 117995.8191 | 117413.7014 | 10800.0194 | 171712.5818 | 325236.2854 | 171712.5818 | 495818.5344 | 19375.4786 | 250.4863 | 0.53401 | 11.194 | 2.7599 | 28.8708 | 0 | 0 | 0.23085 | 10.2317 | 10.2003 | 3.1919 | 133.6824 | 147.106 | 147.0746 | 0.8932 | 0.88806 | 0.41337 | 0 | 0 | 0 | 0 | 0 | 0.892 | 0.0077582 | 0.0070658 | 0.71129 | AG | 0 | 0 | 0 | 0 | 0 | 0 | 0 | 0 | 0 | 0 | 0 | 0 | 0 | 0 | 0 | 0 | 0 |  | 0.65807 | 0 | 0.85105 | 0 | 0.34044 | 0 | 0 | 0 | 0 | 0 | 0 | 0 | 0 | 0.41337 | 0.88806 | 0.8932 | 0.71129 | 0.28147 | 147.106 | 5331103.3097 | AG | 131_1.2.6 | 138 | 121 | 33 | EH | 135_4.2.9 | 0.48767 | 127.7622 | 3783436.0826 | 87654.3016 | 33 | EO | 31.1.1 | 0.46014 | 130.665 | 1647126.0569 | 92578.9199 | '31.1.1' |  |  |  | Transmission LCOE (using transmission line) | 28 | 17 | 39 |  | Road LCOE | #N/A | country-specific
|  |  | 34 | 131_1.2.7 | 2063.25 | 0 | 4248890.1696 | 687.75 | 652000 | 687750000 | 131_1.2.7 | 39 | 172829.2468 | 172395.4563 | 10978.9227 | 276129.4652 | 416617.7091 | 276129.4652 | 581460.4682 | 125413.7901 | 255.0804 | 0.81843 | 27.7757 | 2.9077 | 27.7125 | 0 | 0 | 0.23508 | 12.9502 | 12.9273 | 3.1938 | 131.2767 | 147.4208 | 147.3978 | 0.83631 | 0.72224 | 0.36411 | 0 | 0 | 0 | 0 | 0 | 0.89021 | 0 | 0 | 0.72288 | AH | 0 | 0 | 0 | 0 | 0 | 0 | 0 | 0 | 0 | 0 | 0 | 0 | 0 | 0 | 0 | 0 | 0 |  | 0.52109 | 0 | 0.85095 | 0.11152 | 0.33365 | 0 | 0 | 0 | 0 | 0 | 0 | 0 | 0 | 0.36411 | 0.72224 | 0.83631 | 0.72288 | 0.26574 | 147.4208 | 4248890.1696 | AH | 131_1.2.7 | 148 | 124 | 34 | BI | 135.1.45 | 0.48622 | 130.0449 | 1903173.8924 | 89557.4755 | 34 | BB | 135.1.37 | 0.47554 | 130.6671 | 5064403.9736 | 97643.3239 | '135.1.37' |  |  |  | Transmission LCOE (using substation) | 16 | 12 | 26 |  | Capacity value ratio using | #N/A | ACEC-specific
|  |  | 35 | 131_1.2.8 | 3069 | 0 | 6269686.4451 | 1023 | 1917999.9979 | 1022999999.775 | 131_1.2.8 | 110 | 233714.4283 | 233139.1462 | 4687.9914 | 230120.6238 | 398173.1602 | 230120.6238 | 599820.1132 | 83605.5333 | 253.0477 | 0.61449 | 31.5801 | 2.9807 | 30.292 | 0 | 0 | 0.23321 | 16.3055 | 16.2748 | 1.3729 | 132.3303 | 150.0087 | 149.978 | 0.8771 | 0.6842 | 0.33977 | 0 | 0 | 0 | 0 | 0 | 0.95312 | 0 | 0 | 0.69708 | AI | 0 | 0 | 0 | 0 | 0 | 0 | 0 | 0 | 0 | 0 | 0 | 0 | 0 | 0 | 0 | 0 | 0 |  | 0.35203 | 0 | 0.94257 | 0.062676 | 0.27781 | 0 | 0 | 0 | 0 | 0 | 0 | 0 | 0 | 0.33977 | 0.6842 | 0.8771 | 0.69708 | 0.24103 | 150.0087 | 6269686.4451 | AI | 131_1.2.8 | 158 | 146 | 35 | EW | 53.1.3 | 0.48599 | 131.3705 | 2734809.2823 | 92292.2847 | 35 | DK | 135_4.2.15 | 0.4676 | 130.8142 | 3791118.8268 | 101434.4427 | '135_4.2.15' |  |  |  | Road LCOE | 37 | 28 | 24 |  | Distance to Load Centers | 15%
|  |  | 36 | 131_2.2.1 | 2123.5183 | 0 | 4525960.9211 | 707.8394 | 1116448.1684 | 707839430.3123 | 131_2.2.1 | 65 | 336754.2011 | 336311.6698 | 10138.037 | 357886.7412 | 526081.8204 | 357886.7412 | 706518.5493 | 211025.3605 | 264.0026 | 0.96138 | 21.6433 | 2.9831 | 27.3921 | 0.30975 | 0.66659 | 0.2433 | 20.8986 | 20.8759 | 2.8473 | 126.8411 | 150.587 | 150.5643 | 0.80772 | 0.78357 | 0.33898 | 0 | 0 | 0 | 0.48817 | 0 | 0.89862 | 0 | 0 | 0.72608 | AJ | 0 | 0 | 0 | 0 | 0 | 0 | 0 | 0 | 0 | 0 | 0 | 0 | 0 | 0 | 0 | 0 | 0 |  | 0.12061 | 0 | 0.86839 | 0.31713 | 0.26534 | 0 | 0 | 0 | 0 | 0 | 0 | 0.30975 | 0.66659 | 0.33898 | 0.78357 | 0.80772 | 0.72608 | 0.28777 | 150.587 | 4525960.9211 | AJ | 131_2.2.1 | 136 | 152 | 36 | EF | 135_4.2.7 | 0.48096 | 128.8347 | 2560869.8453 | 94853.1546 | 36 | EW | 53.1.3 | 0.48599 | 131.3705 | 2734809.2823 | 104169.252 | '53.1.3' |  |  |  | Minimum |  |  |  |  | Distance to Wind Plant | 10% | Scoring weights for LCOE
|  |  | 37 | 131_2.2.2 | 940.5 | 0 | 1995563.4766 | 313.5 | 291000 | 313500000 | 131_2.2.2 | 17 | 342672.034 | 342183.9822 | 5819.0942 | 340360.9605 | 507972.3957 | 340360.9605 | 706311.4136 | 192089.9911 | 262.8211 | 1.6991 | 18.425 | 2.4713 | 29.5598 | 0 | 0.74561 | 0.24222 | 21.2995 | 21.2745 | 1.6407 | 127.4089 | 150.3492 | 150.3241 | 0.66019 | 0.81575 | 0.50957 | 0 | 0 | 0 | 0.37281 | 0 | 0.94181 | 0 | 0 | 0.7044 | AK | 0 | 0 | 0 | 0 | 0 | 0 | 0 | 0 | 0 | 0 | 0 | 0 | 0 | 0 | 0 | 0 | 0 |  | 0.10041 | 0 | 0.92909 | 0.29081 | 0.27047 | 0 | 0 | 0 | 0 | 0 | 0 | 0 | 0.74561 | 0.50957 | 0.81575 | 0.66019 | 0.7044 | 0.27996 | 150.3492 | 1995563.4766 | AK | 131_2.2.2 | 139 | 150 | 37 | BB | 135.1.37 | 0.47554 | 130.6671 | 5064403.9736 | 99917.5586 | 37 | DN | 135_4.2.18 | 0.44419 | 131.4459 | 6752861.4165 | 110922.1134 | '135_4.2.18' |  |  |  | Total LCOE (using transmission line) | 40 | 171 | 117 |  | Distance to Geothermal Plant | 5% | LCOE total
|  |  | 38 | 131_2.2.3 | 2752.677 | 0 | 5869274.5421 | 917.559 | 326364.0783 | 917559004.4092 | 131_2.2.3 | 46 | 383606.0328 | 383163.0639 | 6483.3776 | 385891.2057 | 553668.702 | 385891.2057 | 742308.1293 | 237777.9449 | 264.1086 | 1.0292 | 24.5322 | 1.97 | 31.1783 | 0.1444 | 0.065663 | 0.2434 | 23.2924 | 23.2697 | 1.8155 | 126.7883 | 151.8961 | 151.8735 | 0.79415 | 0.75468 | 0.67668 | 0 | 0 | 0 | 0.10503 | 0 | 0.93517 | 0 | 0 | 0.68822 | AL | 0 | 0 | 0 | 0 | 0 | 0 | 0 | 0 | 0 | 0 | 0 | 0 | 0 | 0 | 0 | 0 | 0 |  | 0 | 0 | 0.9203 | 0.31958 | 0.23709 | 0 | 0 | 0 | 0 | 0 | 0 | 0.1444 | 0.065663 | 0.67668 | 0.75468 | 0.79415 | 0.68822 | 0.25102 | 151.8961 | 5869274.5421 | AL | 131_2.2.3 | 157 | 154 | 38 | AX | 135.1.28 | 0.47499 | 137.658 | 1361871.753 | 101279.4303 | 38 | DY | 135_4.2.28 | 0.44115 | 131.4941 | 2354827.6639 | 113276.9411 | '135_4.2.28' |  |  |  | Total LCOE (using substation) | 40 | 172 | 118 |  | Distance to Any RE Plant | #N/A | LCOE separate components
|  |  | 39 | 135.1.1 | 1221.7775 | 0 | 2486655.7014 | 407.2592 | 552154.5219 | 407259158.6951 | 135.1.1 | 37 | 233199.4828 | 235041.4811 | 14392.5977 | 245516.9472 | 238694.9757 | 217671.348 | 475441.1349 | 42804.0947 | 252.1024 | 2.0078 | 1.7252 | 2.5503 | 12.2823 | 0 | 0.99361 | 0.23234 | 16.3402 | 16.4389 | 4.2272 | 132.8282 | 153.3957 | 153.4944 | 0.59844 | 0.98275 | 0.48324 | 0 | 0 | 0 | 0.4968 | 0 | 0.85607 | 0 | 0 | 0.87718 | AM | 0 | 0 | 0 | 0 | 0 | 0 | 0 | 0 | 0 | 0 | 0 | 0 | 0 | 0 | 0 | 0 | 0 |  | 0.35029 | 0 | 0.79896 | 0.039594 | 0.20473 | 0 | 0 | 0 | 0 | 0 | 0 | 0 | 0.99361 | 0.48324 | 0.98275 | 0.59844 | 0.87718 | 0.27865 | 153.3957 | 2486655.7014 | AM | 135.1.1 | 140 | 159 | 39 | CA | 135.1.72 | 0.47124 | 129.9962 | 5990901.9977 | 107270.3323 | 39 | DZ | 135_4.2.29 | 0.45076 | 131.6757 | 5171059.1602 | 118448.0002 | '135_4.2.29' |  |  |  | Generation LCOE | 36 | 167 | 112 |  | Colocation Potential with PV | 5%
|  |  | 40 | 135.1.11 | 1125.75 | 0 | 2527912.5738 | 375.25 | 462000.0002 | 375250000.15 | 135.1.11 | 33 | 55910.9099 | 79803.3035 | 3374.4115 | 259928.5534 | 16803.6574 | 16803.6574 | 126530.0461 | 25460.8704 | 278.1464 | 2.1232 | 5.0633 | 1.6183 | 21.9434 | 0.99201 | 0 | 0.25634 | 6.1988 | 7.3593 | 0.90044 | 120.3903 | 127.4895 | 128.65 | 0.57535 | 0.94937 | 0.79392 | 0 | 0.34389 | 0.34389 | 0.496 | 0 | 0.96626 | 0.20197 | 0.44089 | 0.78057 | AN | 0 | 0 | 0 | 0 | 0 | 0 | 0 | 0 | 0 | 0 | 0 | 0 | 0 | 0 | 0 | 0 | 0 |  | 0.86126 | 0 | 0.96633 | 0.61617 | 0.7637 | 0 | 0 | 0 | 0 | 0.34389 | 0.34389 | 0.99201 | 0 | 0.79392 | 0.94937 | 0.57535 | 0.78057 | 0.52724 | 127.4895 | 2527912.5738 | AN | 135.1.11 | 17 | 21 | 40 | BE | 135.1.40 | 0.46958 | 133.7032 | 3313962.4174 | 110584.2947 | 40 | DH | 135_4.2.12 | 0.42961 | 131.7348 | 6211900.6892 | 124659.9009 | '135_4.2.12' |  |  |  | Transmission LCOE (using transmission line) | 1 | 1 | 3 |  | Colocation Potential with CSP | 5% | Reference on supply curve
|  |  | 41 | 135.1.13 | 2159.6838 | 35 | 4516400.6769 | 719.8946 | 258723.5336 | 719894613.669 | 135.1.13 | 40 | 158042.4106 | 186395.2254 | 7564.1323 | 300869.2158 | 245375.8833 | 233470.4231 | 455138.5492 | 3830.7854 | 259.0334 | 1.1908 | 12.4904 | 1.0625 | 30.6016 | 0 | 0.04584 | 0.23873 | 11.9852 | 13.4643 | 2.1579 | 129.272 | 143.4151 | 144.8942 | 0.76185 | 0.8751 | 0.97916 | 0 | 0 | 0 | 0.02292 | 0 | 0.92436 | 0 | 0 | 0.69398 | AO | 0 | 0 | 0 | 0 | 0 | 0 | 0 | 0 | 0 | 0 | 0 | 0 | 0 | 0 | 0 | 0 | 0 |  | 0.56972 | 0 | 0.90307 | 0.20445 | 0.42008 | 0 | 0 | 0 | 0 | 0 | 0 | 0 | 0.04584 | 0.97916 | 0.8751 | 0.76185 | 0.69398 | 0.33583 | 143.4151 | 4516400.6769 | AO | 135.1.13 | 120 | 103 | 41 | CZ | 135_3.2.65 | 0.46792 | 133.0385 | 2466700.8083 | 113050.9955 | 41 | CB | 135.1.73 | 0.46283 | 131.8716 | 4032056.4627 | 128691.9574 | '135.1.73' |  |  |  | Transmission LCOE (using substation) | 1 | 1 | 3 |  | Land Use Land Cover | 5% | demand in 2030
|  |  | 42 | 135.1.14 | 1981.5 | 2 | 4103690.1607 | 660.5 | 213000 | 660500000 | 135.1.14 | 29 | 125051.0073 | 125051.0057 | 5273.5793 | 199444.7173 | 143489.9007 | 126573.5977 | 377180.2386 | 15786.6076 | 256.5275 | 1.7928 | 0.54996 | 1.0023 | 10.5587 | 0 | 1 | 0.23642 | 10.3635 | 10.3635 | 1.5267 | 130.5421 | 142.4323 | 142.4323 | 0.64143 | 0.9945 | 0.99924 | 0 | 0 | 0 | 0.5 | 0 | 0.94726 | 0.001347 | 0.001347 | 0.89441 | AP | 0 | 0 | 0 | 0 | 0 | 0 | 0 | 0 | 0 | 0 | 0 | 0 | 0 | 0 | 0 | 0 | 0 |  | 0.65142 | 0 | 0.93483 | 0.14557 | 0.44129 | 0 | 0 | 0 | 0 | 0 | 0 | 0 | 1 | 0.99924 | 0.9945 | 0.64143 | 0.89441 | 0.40299 | 142.4323 | 4103690.1607 | AP | 135.1.14 | 85 | 101 | 42 | DA | 135_3.2.66 | 0.46765 | 137.6583 | 6592330.636 | 119643.3262 | 42 | AW | 135.1.27 | 0.53841 | 131.895 | 3951793.5251 | 132643.7509 | '135.1.27' |  |  |  | Road LCOE | 0 | 0 | 0 |  | Population Density | 5% | PV generation target
|  |  | 43 | 135.1.17 | 2026.5 | 0 | 4328029.1425 | 675.5 | 683999.9997 | 675499999.75 | 135.1.17 | 44 | 78414.5274 | 81079.2666 | 38015.2752 | 197502.9148 | 27728.6579 | 27728.6579 | 228654.3977 | 26887.3022 | 264.5434 | 2.3551 | 5.1303 | 1.1673 | 9.684 | 0 | 0.2091 | 0.2438 | 7.6691 | 7.8049 | 10.6346 | 126.5881 | 144.8918 | 145.0277 | 0.52897 | 0.9487 | 0.94424 | 0 | 0.087011 | 0.087011 | 0.10455 | 0 | 0.61985 | 0.18921 | 0.21585 | 0.90316 | AQ | 0 | 0 | 0 | 0 | 0 | 0 | 0 | 0 | 0 | 0 | 0 | 0 | 0 | 0 | 0 | 0 | 0 |  | 0.78718 | 0 | 0.4766 | 0.32886 | 0.38822 | 0 | 0 | 0 | 0 | 0.087011 | 0.087011 | 0 | 0.2091 | 0.94424 | 0.9487 | 0.52897 | 0.90316 | 0.33635 | 144.8918 | 4328029.1425 | AQ | 135.1.17 | 118 | 110 | 43 | DK | 135_4.2.15 | 0.4676 | 130.8142 | 3791118.8268 | 123434.445 | 43 | EX | 53.1.4 | 0.49212 | 131.9864 | 1231224.7903 | 133874.9757 | '53.1.4' | [8 empty] | Human footprint | 5%
|  |  | 44 | 135.1.19 | 1887 | 0 | 4105933.2717 | 629 | 350000.0004 | 629000000.1 | 135.1.19 | 33 | 125281.1804 | 147366.7126 | 13006.8447 | 91587.8967 | 158864.6578 | 91570.7426 | 409172.9058 | 105722.1942 | 269.5215 | 2.64 | 0.91693 | 1.1824 | 8.7957 | 0 | 1 | 0.24839 | 9.8728 | 10.9801 | 3.5723 | 124.2603 | 137.7054 | 138.8127 | 0.472 | 0.99083 | 0.93919 | 0 | 0 | 0 | 0.5 | 0 | 0.86993 | 0 | 0.00041787 | 0.91204 | AR | 0 | 0 | 0 | 0 | 0 | 0 | 0 | 0 | 0 | 0 | 0 | 0 | 0 | 0 | 0 | 0 | 0 |  | 0.67615 | 0 | 0.83191 | 0.43677 | 0.54328 | 0 | 0 | 0 | 0 | 0 | 0 | 0 | 1 | 0.93919 | 0.99083 | 0.472 | 0.91204 | 0.43301 | 137.7054 | 4105933.2717 | AR | 135.1.19 | 64 | 76 | 44 | CB | 135.1.73 | 0.46283 | 131.8716 | 4032056.4627 | 127466.5015 | 44 | DT | 135_4.2.23 | 0.43524 | 132.2288 | 2484103.6049 | 136359.0793 | '135_4.2.23' | [8 empty] | Slope | 5% | Turbine choice
|  |  | 45 | 135.1.20 | 738 | 0 | 1703800.3212 | 246 | 205000 | 246000000 | 135.1.20 | 17 | 6671.5011 | 85318.7512 | 2070.0336 | 157825.7156 | 44924.9017 | 44924.9018 | 229137.3686 | 42802.6647 | 285.9669 | 2.1507 | 9.7866 | 2.5996 | 29.0467 | 0.98882 | 0.52947 | 0.26355 | 3.7041 | 7.4222 | 0.5384 | 117.1098 | 121.3523 | 125.0704 | 0.56986 | 0.90213 | 0.4668 | 0 | 0 | 0 | 0.75915 | 0 | 0.9793 | 0.14681 | 0.93328 | 0.70953 | AS | 0 | 0 | 0 | 0 | 0 | 0 | 0 | 0 | 0 | 0 | 0 | 0 | 0 | 0 | 0 | 0 | 0 |  | 0.98696 | 0 | 0.98455 | 0.76824 | 0.89613 | 0 | 0 | 0 | 0 | 0 | 0 | 0.98882 | 0.52947 | 0.4668 | 0.90213 | 0.56986 | 0.70953 | 0.56678 | 121.3523 | 1703800.3212 | AS | 135.1.20 | 5 | 9 | 45 | CT | 135_3.2.2 | 0.46056 | 133.9028 | 8683245.2527 | 136149.7467 | 45 | DG | 135_4.2.11 | 0.43209 | 132.356 | 5745521.8436 | 142104.6011 | '135_4.2.11' | [10 empty] | Optimally chosen
|  |  | 46 | 135.1.22 | 1557 | 0 | 3477834.1229 | 519 | 461000.0008 | 518999999.7 | 135.1.22 | 33 | 167592.6583 | 187837.4722 | 10562.2715 | 108945.7547 | 191660.145 | 108939.7061 | 442465.2585 | 129825.9675 | 276.6774 | 2.2688 | 1.4128 | 1.4552 | 11.2572 | 0 | 0.96146 | 0.25499 | 11.6899 | 12.6778 | 2.8227 | 121.0566 | 135.5692 | 136.5571 | 0.54623 | 0.98587 | 0.84827 | 0 | 0 | 0 | 0.48073 | 0 | 0.89438 | 0 | 0 | 0.88743 | AT | 0 | 0 | 0 | 0 | 0 | 0 | 0 | 0 | 0 | 0 | 0 | 0 | 0 | 0 | 0 | 0 | 0 |  | 0.5846 | 0 | 0.86962 | 0.58528 | 0.58937 | 0 | 0 | 0 | 0 | 0 | 0 | 0 | 0.96146 | 0.84827 | 0.98587 | 0.54623 | 0.88743 | 0.44721 | 135.5692 | 3477834.1229 | AT | 135.1.22 | 53 | 62 | 46 | EO | 31.1.1 | 0.46014 | 130.665 | 1647126.0569 | 137796.8728 | 46 | DL | 135_4.2.16 | 0.4332 | 132.3605 | 2358651.8293 | 144463.253 | '135_4.2.16' | [10 empty] | Class II
|  |  | 47 | 135.1.24 | 730.4482 | 0 | 1503890.0903 | 243.4827 | 226833.0826 | 243482743.512 | 135.1.24 | 15 | 181090.3633 | 192861.9606 | 7808.2128 | 106090.1059 | 209928.7183 | 106089.9332 | 458874.2545 | 111888.6811 | 255.0234 | 1.3397 | 2.2824 | 2.232 | 11.8254 | 0 | 0.2864 | 0.23503 | 13.3969 | 14.0185 | 2.2896 | 131.3331 | 147.0197 | 147.6413 | 0.73206 | 0.97718 | 0.58933 | 0 | 0 | 0 | 0.1432 | 0 | 0.92192 | 0 | 0 | 0.88175 | AU | 0 | 0 | 0 | 0 | 0 | 0 | 0 | 0 | 0 | 0 | 0 | 0 | 0 | 0 | 0 | 0 | 0 |  | 0.49858 | 0 | 0.89644 | 0.1089 | 0.34231 | 0 | 0 | 0 | 0 | 0 | 0 | 0 | 0.2864 | 0.58933 | 0.97718 | 0.73206 | 0.88175 | 0.31026 | 147.0197 | 1503890.0903 | AU | 135.1.24 | 132 | 118 | 47 | EE | 135_4.2.6 | 0.45567 | 130.2323 | 8737621.5566 | 146534.4943 | 47 | BM | 135.1.54 | 0.5249 | 132.4378 | 2096507.3338 | 146559.7603 | '135.1.54'
|  |  | 48 | 135.1.25 | 1010.25 | 0 | 2167085.5801 | 336.75 | 164000 | 336750000 | 135.1.25 | 19 | 18327.2176 | 58120.2944 | 16321.8535 | 121927.5749 | 57605.1548 | 50816.9894 | 265929.2054 | 48149.7052 | 265.7056 | 1.3247 | 3.654 | 2.2717 | 11.6785 | 0 | 0.91611 | 0.24487 | 4.5764 | 6.6024 | 4.5391 | 126.0654 | 135.1809 | 137.2069 | 0.73507 | 0.96346 | 0.5761 | 0 | 0 | 0 | 0.45805 | 0 | 0.83678 | 0.4188 | 0.81673 | 0.88321 | AV | 0 | 0 | 0 | 0 | 0 | 0 | 0 | 0 | 0 | 0 | 0 | 0 | 0 | 0 | 0 | 0 | 0 |  | 0.94301 | 0 | 0.78327 | 0.35309 | 0.59775 | 0 | 0 | 0 | 0 | 0 | 0 | 0 | 0.91611 | 0.5761 | 0.96346 | 0.73507 | 0.88321 | 0.4428 | 135.1809 | 2167085.5801 | AV | 135.1.25 | 55 | 59 | 48 | DC | 135_3.2.8 | 0.4552 | 135.5097 | 1532446.4074 | 148066.9407 | 48 | CZ | 135_3.2.65 | 0.46792 | 133.0385 | 2466700.8083 | 149026.4611 | '135_3.2.65' | [8 empty] | Number of projects within 10km of a water body | 0 | Capacity Value
|  |  | 49 | 135.1.27 | 1826.25 | 0 | 3951793.5251 | 608.75 | 184000 | 608750000 | 135.1.27 | 30 | 41227.493 | 45752.9874 | 4525.7789 | 14258.3259 | 152270.5763 | 13952.3831 | 374814.4239 | 130044.8685 | 268.0325 | 1.2277 | 1.6423 | 1.1532 | 12.8982 | 0 | 0.98645 | 0.24702 | 5.6952 | 5.9249 | 1.2539 | 124.9459 | 131.895 | 132.1247 | 0.75446 | 0.98358 | 0.94894 | 0.4373 | 0 | 0.44695 | 0.49322 | 0 | 0.95474 | 0.54247 | 0.58773 | 0.87102 | AW | 0 | 0 | 0 | 0 | 0 | 0 | 0 | 0 | 0 | 0 | 0 | 0 | 0 | 0 | 0 | 0 | 0 |  | 0.88664 | 0 | 0.94855 | 0.40498 | 0.66865 | 0 | 0 | 0 | 0.4373 | 0 | 0.44695 | 0 | 0.98645 | 0.94894 | 0.98358 | 0.75446 | 0.87102 | 0.53841 | 131.895 | 3951793.5251 | AW | 135.1.27 | 12 | 42 | 49 | CS | 135_3.2.19 | 0.45453 | 137.6509 | 2950678.7296 | 151017.6195 | 49 | BP | 135.1.60 | 0.42773 | 133.1744 | 2149248.6785 | 151175.7098 | '135.1.60' | [8 empty] | Distance to surface water body | #REF! | Top 10% peak hours
|  |  | 50 | 135.1.28 | 604.5 | 17 | 1361871.753 | 201.5 | 301000.0002 | 201500000.2 | 135.1.28 | 22 | 46556.5415 | 48204.5159 | 44926.7643 | 173555.3617 | 13438.7038 | 13438.7038 | 254559.4178 | 7484.9314 | 279.0573 | 2.8294 | 4.4032 | 1.0223 | 8.9355 | 0.81886 | 0.56824 | 0.25718 | 5.7269 | 5.8067 | 11.9272 | 120.0038 | 137.658 | 137.7377 | 0.43412 | 0.95597 | 0.99256 | 0 | 0.46496 | 0.46496 | 0.69355 | 0 | 0.55073 | 0.51795 | 0.53443 | 0.91065 | AX | 0 | 0 | 0 | 0 | 0 | 0 | 0 | 0 | 0 | 0 | 0 | 0 | 0 | 0 | 0 | 0 | 0 |  | 0.88504 | 0 | 0.41157 | 0.63408 | 0.5443 | 0 | 0 | 0 | 0 | 0.46496 | 0.46496 | 0.81886 | 0.56824 | 0.99256 | 0.95597 | 0.43412 | 0.91065 | 0.47499 | 137.658 | 1361871.753 | AX | 135.1.28 | 38 | 74 | 50 | CQ | 135_3.2.17 | 0.45342 | 137.5186 | 6327973.3992 | 157345.5929 | 50 | DE | 135_4.2.1 | 0.42755 | 133.2749 | 5285107.8803 | 156460.8177 | '135_4.2.1' | [10 empty] | Chosen 3 hours in a day - 1 year
|  |  | 51 | 135.1.32 | 1521.2637 | 0 | 3120729.9805 | 507.0879 | 165887.0537 | 507087894.3859 | 135.1.32 | 27 | 151908.2099 | 173646.8792 | 15739.4672 | 341374.5248 | 279311.8032 | 269749.7346 | 476786.6064 | 38160.1284 | 254.1003 | 1.1308 | 16.245 | 1.1763 | 31.0052 | 0 | 0.67217 | 0.23418 | 11.8875 | 13.042 | 4.5741 | 131.7859 | 148.2474 | 149.402 | 0.77385 | 0.83755 | 0.94125 | 0 | 0 | 0 | 0.33609 | 0 | 0.84261 | 0 | 0 | 0.68995 | AY | 0 | 0 | 0 | 0 | 0 | 0 | 0 | 0 | 0 | 0 | 0 | 0 | 0 | 0 | 0 | 0 | 0 |  | 0.57464 | 0 | 0.78151 | 0.087914 | 0.31582 | 0 | 0 | 0 | 0 | 0 | 0 | 0 | 0.67217 | 0.94125 | 0.83755 | 0.77385 | 0.68995 | 0.32206 | 148.2474 | 3120729.9805 | AY | 135.1.32 | 126 | 130 | 51 | DZ | 135_4.2.29 | 0.45076 | 131.6757 | 5171059.1602 | 162516.652 | 51 | BE | 135.1.40 | 0.46958 | 133.7032 | 3313962.4174 | 159774.7801 | '135.1.40' | [10 empty] | Chosen 3 hours in a day - 10 years
|  |  | 52 | 135.1.35 | 1718.25 | 16 | 3623441.6817 | 572.75 | 308999.9998 | 572749999.75 | 135.1.35 | 30 | 108814.1679 | 132800.0916 | 28449.0992 | 284893.5594 | 209561.4091 | 201121.4716 | 412562.516 | 8655.098 | 261.2091 | 1.978 | 8.5626 | 1.0921 | 24.7407 | 0 | 0.014841 | 0.24073 | 9.3374 | 10.5781 | 8.0653 | 128.1951 | 145.5978 | 146.8385 | 0.60439 | 0.91437 | 0.9693 | 0 | 0 | 0 | 0.0074203 | 0 | 0.71551 | 0 | 0.013597 | 0.75259 | AZ | 0 | 0 | 0 | 0 | 0 | 0 | 0 | 0 | 0 | 0 | 0 | 0 | 0 | 0 | 0 | 0 | 0 |  | 0.70312 | 0 | 0.60587 | 0.25437 | 0.37299 | 0 | 0 | 0 | 0 | 0 | 0 | 0 | 0.014841 | 0.9693 | 0.91437 | 0.60439 | 0.75259 | 0.31197 | 145.5978 | 3623441.6817 | AZ | 135.1.35 | 128 | 113 | 52 | DW | 135_4.2.26 | 0.44991 | 134.4035 | 4310200.0962 | 166826.8521 | 52 | EM | 26.1.1 | 0.39841 | 133.8206 | 2169996.1359 | 161944.7762 | '26.1.1'
|  |  | 53 | 135.1.36 | 760.5 | 1 | 1736056.9396 | 253.5 | 392000.0002 | 253500000.45 | 135.1.36 | 26 | 53004.003 | 65612.9444 | 2062.5698 | 291340.5586 | 14110.9846 | 14110.9846 | 95453.2675 | 28693.5375 | 282.7601 | 1.3473 | 17.3709 | 2.2623 | 29.214 | 1 | 0 | 0.26059 | 5.9598 | 6.5625 | 0.54136 | 118.4264 | 124.9276 | 125.5303 | 0.73053 | 0.82629 | 0.57922 | 0 | 0.43556 | 0.43556 | 0.5 | 0.05467 | 0.97937 | 0.34387 | 0.46996 | 0.70786 | BA | 0 | 0 | 0 | 0 | 0 | 0 | 0 | 0 | 0 | 0 | 0 | 0 | 0 | 0 | 0 | 0 | 0 |  | 0.87331 | 0 | 0.9844 | 0.7072 | 0.81898 | 0 | 0 | 0.05467 | 0 | 0.43556 | 0.43556 | 1 | 0 | 0.57922 | 0.82629 | 0.73053 | 0.70786 | 0.54977 | 124.9276 | 1736056.9396 | BA | 135.1.36 | 9 | 13 | 53 | AT | 135.1.22 | 0.44721 | 135.5692 | 3477834.1229 | 170304.6862 | 53 | CT | 135_3.2.2 | 0.46056 | 133.9028 | 8683245.2527 | 170628.0215 | '135_3.2.2' | [10 empty] | CSP Thermal Storage
|  |  | 54 | 135.1.37 | 2246.25 | 0 | 5064403.9736 | 748.75 | 731999.9999 | 748749999.675 | 135.1.37 | 58 | 69338.6573 | 101770.8331 | 14772.3682 | 323686.4697 | 167039.2063 | 167039.2063 | 261429.0226 | 101665.496 | 279.2696 | 1.6225 | 20.9957 | 1.6077 | 30.6033 | 0.95192 | 0.040735 | 0.25737 | 6.825 | 8.3922 | 3.9323 | 119.9099 | 130.6671 | 132.2344 | 0.6755 | 0.79004 | 0.79744 | 0 | 0 | 0 | 0.49633 | 0 | 0.85228 | 0.030634 | 0.30677 | 0.69397 | BB | 0 | 0 | 0 | 0 | 0 | 0 | 0 | 0 | 0 | 0 | 0 | 0 | 0 | 0 | 0 | 0 | 0 |  | 0.82971 | 0 | 0.8138 | 0.63844 | 0.69514 | 0 | 0 | 0 | 0 | 0 | 0 | 0.95192 | 0.040735 | 0.79744 | 0.79004 | 0.6755 | 0.69397 | 0.47554 | 130.6671 | 5064403.9736 | BB | 135.1.37 | 37 | 34 | 54 | DN | 135_4.2.18 | 0.44419 | 131.4459 | 6752861.4165 | 177057.5477 | 54 | DP | 135_4.2.2 | 0.42074 | 134.2575 | 5238475.8917 | 175866.4974 | '135_4.2.2' | [10 empty] | 6h Storage
|  |  | 55 | 135.1.38 | 2444.25 | 0 | 5089541.7334 | 814.75 | 195000 | 814750000 | 135.1.38 | 33 | 79509.8368 | 124608.1477 | 26187.2414 | 340076.628 | 250926.2773 | 247300.8738 | 429050.3341 | 63492.4365 | 257.9209 | 0.57493 | 12.0129 | 1.0669 | 25.6775 | 0 | 1 | 0.2377 | 7.9226 | 10.2836 | 7.5183 | 129.8314 | 145.2724 | 147.6333 | 0.88501 | 0.87987 | 0.9777 | 0 | 0 | 0 | 0.5 | 0 | 0.73813 | 0 | 0.21302 | 0.74322 | BC | 0 | 0 | 0 | 0 | 0 | 0 | 0 | 0 | 0 | 0 | 0 | 0 | 0 | 0 | 0 | 0 | 0 |  | 0.77441 | 0 | 0.63338 | 0.17851 | 0.38001 | 0 | 0 | 0 | 0 | 0 | 0 | 0 | 1 | 0.9777 | 0.87987 | 0.88501 | 0.74322 | 0.37629 | 145.2724 | 5089541.7334 | BC | 135.1.38 | 102 | 111 | 55 | AV | 135.1.25 | 0.4428 | 135.1809 | 2167085.5801 | 179224.6332 | 55 | EP | 31.1.2 | 0.38402 | 134.2766 | 1070032.2687 | 176936.5296 | '31.1.2' | [10 empty] | 0h Storage
|  |  | 56 | 135.1.39 | 2244.75 | 0 | 4696864.2898 | 748.25 | 169000 | 748250000 | 135.1.39 | 30 | 157462.1479 | 165456.7524 | 26684.6204 | 123281.6756 | 175859.4726 | 123267.0921 | 427958.0126 | 113537.8863 | 259.1752 | 1.376 | 1.2783 | 1.3047 | 4.4113 | 0 | 0.89977 | 0.23886 | 11.9493 | 12.3649 | 7.616 | 129.2162 | 148.7815 | 149.1971 | 0.72479 | 0.98722 | 0.89843 | 0 | 0 | 0 | 0.44988 | 0 | 0.73315 | 0 | 0 | 0.95589 | BD | 0 | 0 | 0 | 0 | 0 | 0 | 0 | 0 | 0 | 0 | 0 | 0 | 0 | 0 | 0 | 0 | 0 |  | 0.57153 | 0 | 0.62847 | 0.20703 | 0.30429 | 0 | 0 | 0 | 0 | 0 | 0 | 0 | 0.89977 | 0.89843 | 0.98722 | 0.72479 | 0.95589 | 0.34502 | 148.7815 | 4696864.2898 | BD | 135.1.39 | 114 | 139 | 56 | DY | 135_4.2.28 | 0.44115 | 131.4941 | 2354827.6639 | 181579.4609 | 56 | DW | 135_4.2.26 | 0.44991 | 134.4035 | 4310200.0962 | 181246.7297 | '135_4.2.26'
|  |  | 57 | 135.1.40 | 1500 | 10 | 3313962.4174 | 500 | 600000.0003 | 499999999.325 | 135.1.40 | 47 | 41757.9884 | 65255.092 | 21166.5356 | 248558.1603 | 11116.9919 | 11116.9919 | 138015.9151 | 16606.6721 | 273.659 | 1.9457 | 5.9635 | 1.849 | 14.606 | 0.5015 | 0.1755 | 0.2522 | 5.6005 | 6.7604 | 5.7359 | 122.3668 | 133.7032 | 134.8631 | 0.61086 | 0.94037 | 0.717 | 0 | 0.55532 | 0.55532 | 0.3385 | 0 | 0.78833 | 0.34745 | 0.58242 | 0.85394 | BE | 0 | 0 | 0 | 0 | 0 | 0 | 0 | 0 | 0 | 0 | 0 | 0 | 0 | 0 | 0 | 0 | 0 |  | 0.89141 | 0 | 0.72306 | 0.52454 | 0.62963 | 0 | 0 | 0 | 0 | 0.55532 | 0.55532 | 0.5015 | 0.1755 | 0.717 | 0.94037 | 0.61086 | 0.85394 | 0.46958 | 133.7032 | 3313962.4174 | BE | 135.1.40 | 40 | 51 | 57 | CM | 135_3.2.13 | 0.43974 | 135.6249 | 2353420.2385 | 183932.8811 | 57 | CL | 135_3.2.11 | 0.49375 | 134.946 | 5338480.2581 | 186585.21 | '135_3.2.11'
|  |  | 58 | 135.1.41 | 1186.5 | 0 | 2469626.1989 | 395.5 | 403000.0002 | 395500000.05 | 135.1.41 | 24 | 229837.0855 | 229841.4769 | 4676.1399 | 220235.8275 | 225157.017 | 202080.5715 | 467578.7591 | 62002.3476 | 257.8202 | 2.0971 | 2.7743 | 2.2895 | 15.2554 | 0 | 1 | 0.23761 | 15.8035 | 15.8037 | 1.3399 | 129.8832 | 147.0266 | 147.0269 | 0.58058 | 0.97226 | 0.57016 | 0 | 0 | 0 | 0.5 | 0 | 0.95324 | 0 | 0 | 0.84745 | BF | 0 | 0 | 0 | 0 | 0 | 0 | 0 | 0 | 0 | 0 | 0 | 0 | 0 | 0 | 0 | 0 | 0 |  | 0.37733 | 0 | 0.94422 | 0.17611 | 0.34216 | 0 | 0 | 0 | 0 | 0 | 0 | 0 | 1 | 0.57016 | 0.97226 | 0.58058 | 0.84745 | 0.33538 | 147.0266 | 2469626.1989 | BF | 135.1.41 | 122 | 119 | 58 | BL | 135.1.50 | 0.43891 | 139.551 | 2394679.1812 | 186327.5603 | 58 | EI | 14 | 0.34866 | 135.0305 | 204671.018 | 186789.881 | '14'
|  |  | 59 | 135.1.43 | 1116 | 0 | 2265810.2997 | 372 | 206000 | 372000000 | 135.1.43 | 18 | 171668.9111 | 171733.6031 | 14461.202 | 162839.4724 | 182047.9535 | 154943.8191 | 431720.6254 | 86573.5382 | 251.4854 | 0.86799 | 1.5944 | 1.2753 | 7.7129 | 0 | 0.049059 | 0.23177 | 13.0746 | 13.0781 | 4.2573 | 133.1522 | 150.4841 | 150.4876 | 0.8264 | 0.98406 | 0.90822 | 0 | 0 | 0 | 0.02453 | 0 | 0.85539 | 0 | 0 | 0.92287 | BG | 0 | 0 | 0 | 0 | 0 | 0 | 0 | 0 | 0 | 0 | 0 | 0 | 0 | 0 | 0 | 0 | 0 |  | 0.51482 | 0 | 0.79745 | 0.024576 | 0.26755 | 0 | 0 | 0 | 0 | 0 | 0 | 0 | 0.049059 | 0.90822 | 0.98406 | 0.8264 | 0.92287 | 0.29155 | 150.4841 | 2265810.2997 | BG | 135.1.43 | 135 | 151 | 59 | DO | 135_4.2.19 | 0.43541 | 138.3403 | 3150989.0898 | 189478.5494 | 59 | AV | 135.1.25 | 0.4428 | 135.1809 | 2167085.5801 | 188956.9666 | '135.1.25'
|  |  | 60 | 135.1.44 | 1120.5686 | 0 | 2309550.1811 | 373.5229 | 406043.7907 | 373522877.5759 | 135.1.44 | 29 | 66240.2744 | 66424.6883 | 59184.1048 | 416088.7313 | 322141.0272 | 321041.5711 | 476696.1847 | 130488.3107 | 255.295 | 0.24752 | 11.7765 | 2.342 | 21.1444 | 0 | 0.024764 | 0.23528 | 7.3016 | 7.3114 | 17.1753 | 131.166 | 155.643 | 155.6527 | 0.9505 | 0.88224 | 0.55266 | 0 | 0 | 0 | 0.012382 | 0 | 0.40816 | 0.33575 | 0.3376 | 0.78856 | BH | 0 | 0 | 0 | 0 | 0 | 0 | 0 | 0 | 0 | 0 | 0 | 0 | 0 | 0 | 0 | 0 | 0 |  | 0.8057 | 0 | 0.14753 | 0.11665 | 0.15624 | 0 | 0 | 0 | 0 | 0 | 0 | 0 | 0.024764 | 0.55266 | 0.88224 | 0.9505 | 0.78856 | 0.22243 | 155.643 | 2309550.1811 | BH | 135.1.44 | 161 | 163 | 60 | DT | 135_4.2.23 | 0.43524 | 132.2288 | 2484103.6049 | 191962.653 | 60 | DX | 135_4.2.27 | 0.4218 | 135.2761 | 4754463.2987 | 193711.4299 | '135_4.2.27'
|  |  | 61 | 135.1.45 | 854.25 | 0 | 1903173.8924 | 284.75 | 451000.0006 | 284750001.05 | 135.1.45 | 27 | 27094.7806 | 85623.8775 | 14238.5698 | 172790.2975 | 29534.5604 | 29534.5605 | 216115.4763 | 35631.2734 | 275.9605 | 2.5476 | 7.3248 | 2.2054 | 22.7436 | 0.23793 | 1 | 0.25433 | 4.8414 | 7.7059 | 3.8377 | 121.3658 | 130.0449 | 132.9094 | 0.49047 | 0.92675 | 0.59819 | 0 | 0.029856 | 0.029856 | 0.61896 | 0 | 0.85761 | 0.14764 | 0.72905 | 0.77256 | BI | 0 | 0 | 0 | 0 | 0 | 0 | 0 | 0 | 0 | 0 | 0 | 0 | 0 | 0 | 0 | 0 | 0 |  | 0.92966 | 0 | 0.81856 | 0.57095 | 0.70857 | 0 | 0 | 0 | 0 | 0.029856 | 0.029856 | 0.23793 | 1 | 0.59819 | 0.92675 | 0.49047 | 0.77256 | 0.48622 | 130.0449 | 1903173.8924 | BI | 135.1.45 | 34 | 30 | 61 | DD | 135_3.2.9 | 0.43488 | 139.0706 | 4653304.5633 | 196615.9576 | 61 | DC | 135_3.2.8 | 0.4552 | 135.5097 | 1532446.4074 | 195243.8763 | '135_3.2.8'
|  |  | 62 | 135.1.48 | 1947 | 15 | 4307877.5534 | 649 | 494999.9996 | 648999999.8 | 135.1.48 | 41 | 4806.0937 | 13348.6024 | 3935.6342 | 132651.4538 | 32026.78 | 13252.278 | 275398.0313 | 15201.8792 | 274.0633 | 2.3538 | 2.5982 | 1.7851 | 15.3829 | 0.11672 | 1 | 0.25258 | 3.7739 | 4.1935 | 1.0693 | 122.198 | 127.0411 | 127.4607 | 0.52923 | 0.97402 | 0.73832 | 0 | 0.043571 | 0.48215 | 0.55836 | 0 | 0.96064 | 0.86651 | 0.95194 | 0.84617 | BJ | 0 | 0 | 0 | 0 | 0 | 0 | 0 | 0 | 0 | 0 | 0 | 0 | 0 | 0 | 0 | 0 | 0 |  | 0.98344 | 0 | 0.95784 | 0.53237 | 0.77338 | 0 | 0 | 0 | 0 | 0.043571 | 0.48215 | 0.11672 | 1 | 0.73832 | 0.97402 | 0.52923 | 0.84617 | 0.52175 | 127.0411 | 4307877.5534 | BJ | 135.1.48 | 19 | 17 | 62 | DL | 135_4.2.16 | 0.4332 | 132.3605 | 2358651.8293 | 198974.6094 | 62 | AT | 135.1.22 | 0.44721 | 135.5692 | 3477834.1229 | 198721.7104 | '135.1.22'
|  |  | 63 | 135.1.49 | 1681.5 | 0 | 3629027.4141 | 560.5 | 379999.9993 | 560499999.6 | 135.1.49 | 40 | 50269.8124 | 101133.1141 | 38845.3527 | 206444.9348 | 19385.187 | 19385.187 | 183859.4417 | 37075.752 | 267.3295 | 1.4726 | 7.136 | 1.1958 | 11.1409 | 0 | 0.91525 | 0.24637 | 6.1667 | 8.7382 | 10.7692 | 125.2687 | 142.2045 | 144.776 | 0.70547 | 0.92864 | 0.93473 | 0 | 0.23184 | 0.23184 | 0.45763 | 0 | 0.61155 | 0.03768 | 0.4973 | 0.88859 | BK | 0 | 0 | 0 | 0 | 0 | 0 | 0 | 0 | 0 | 0 | 0 | 0 | 0 | 0 | 0 | 0 | 0 |  | 0.86288 | 0 | 0.46983 | 0.39002 | 0.4462 | 0 | 0 | 0 | 0 | 0.23184 | 0.23184 | 0 | 0.91525 | 0.93473 | 0.92864 | 0.70547 | 0.88859 | 0.40871 | 142.2045 | 3629027.4141 | BK | 135.1.49 | 81 | 98 | 63 | CY | 135_3.2.6 | 0.43302 | 136.5198 | 12285965.1727 | 211260.5746 | 63 | CM | 135_3.2.13 | 0.43974 | 135.6249 | 2353420.2385 | 201075.1307 | '135_3.2.13'
|  |  | 64 | 135.1.50 | 1107.75 | 0 | 2394679.1812 | 369.25 | 318000 | 369250000 | 135.1.50 | 20 | 83203.7742 | 98286.0974 | 24123.0865 | 206754.7036 | 13748.7824 | 13748.7823 | 197647.1721 | 37186.5033 | 267.7682 | 1.7921 | 11.2464 | 1.1523 | 17.7732 | 0 | 1 | 0.24678 | 7.8159 | 8.577 | 6.6777 | 125.0575 | 139.551 | 140.3122 | 0.64157 | 0.88754 | 0.94922 | 0 | 0.45005 | 0.45005 | 0.5 | 0 | 0.75877 | 0.02959 | 0.16796 | 0.82227 | BL | 0 | 0 | 0 | 0 | 0 | 0 | 0 | 0 | 0 | 0 | 0 | 0 | 0 | 0 | 0 | 0 | 0 |  | 0.77979 | 0 | 0.67567 | 0.39982 | 0.50346 | 0 | 0 | 0 | 0 | 0.45005 | 0.45005 | 0 | 1 | 0.94922 | 0.88754 | 0.64157 | 0.82227 | 0.43891 | 139.551 | 2394679.1812 | BL | 135.1.50 | 58 | 85 | 64 | AR | 135.1.19 | 0.43301 | 137.7054 | 4105933.2717 | 215366.5079 | 64 | EJ | 16 | 0.39185 | 135.716 | 357403.7819 | 201432.5344 | '16'
|  |  | 65 | 135.1.54 | 939 | 0 | 2096507.3338 | 313 | 133000 | 313000000 | 135.1.54 | 15 | 28317.3696 | 45034.1108 | 24142.5428 | 73506.3303 | 117709.7373 | 39369.9413 | 313889.1641 | 105177.1763 | 276.5567 | 1.7659 | 1.024 | 2.0391 | 4.7732 | 1 | 1 | 0.25487 | 4.8868 | 5.704 | 6.4681 | 121.0829 | 132.4378 | 133.255 | 0.64682 | 0.98976 | 0.65362 | 0 | 0 | 0 | 1 | 0 | 0.75857 | 0.54966 | 0.71683 | 0.95227 | BM | 0 | 0 | 0 | 0 | 0 | 0 | 0 | 0 | 0 | 0 | 0 | 0 | 0 | 0 | 0 | 0 | 0 |  | 0.92737 | 0 | 0.68622 | 0.58406 | 0.65694 | 0 | 0 | 0 | 0 | 0 | 0 | 1 | 1 | 0.65362 | 0.98976 | 0.64682 | 0.95227 | 0.5249 | 132.4378 | 2096507.3338 | BM | 135.1.54 | 18 | 47 | 65 | DG | 135_4.2.11 | 0.43209 | 132.356 | 5745521.8436 | 221112.0297 | 65 | BN | 135.1.59 | 0.52894 | 135.7647 | 3297069.0946 | 204729.6035 | '135.1.59'
|  |  | 66 | 135.1.59 | 1549.5 | 0 | 3297069.0946 | 516.5 | 167000 | 516500000 | 135.1.59 | 22 | 55547.7887 | 56220.2689 | 7763.7005 | 8303.3899 | 169121.1409 | 8298.0741 | 390454.631 | 130523.9311 | 263.5663 | 1.0993 | 1.3809 | 1.2691 | 11.4753 | 0 | 1 | 0.2429 | 6.5258 | 6.5603 | 2.1834 | 127.0555 | 135.7647 | 135.7992 | 0.78014 | 0.98619 | 0.91029 | 0.66786 | 0 | 0.66808 | 0.5 | 0 | 0.92236 | 0.4378 | 0.44452 | 0.88525 | BN | 0 | 0 | 0 | 0 | 0 | 0 | 0 | 0 | 0 | 0 | 0 | 0 | 0 | 0 | 0 | 0 | 0 |  | 0.84479 | 0 | 0.90179 | 0.3072 | 0.58515 | 0 | 0 | 0 | 0.66786 | 0 | 0.66808 | 0 | 1 | 0.91029 | 0.98619 | 0.78014 | 0.88525 | 0.52894 | 135.7647 | 3297069.0946 | BN | 135.1.59 | 16 | 65 | 66 | DH | 135_4.2.12 | 0.42961 | 131.7348 | 6211900.6892 | 227323.9304 | 66 | BO | 135.1.6 | 0.41492 | 136.0594 | 4565071.4971 | 209294.675 | '135.1.6'
|  |  | 67 | 135.1.6 | 2094 | 0 | 4565071.4971 | 698 | 692000.0001 | 698000000.075 | 135.1.6 | 57 | 32152.0642 | 112178.9369 | 25070.6699 | 357951.9604 | 227792.8818 | 227792.8818 | 354535.2781 | 110932.4594 | 270.0377 | 1.2492 | 10.4438 | 1.6024 | 25.6426 | 0 | 0.47958 | 0.24887 | 5.193 | 9.2003 | 6.8566 | 124.0098 | 136.0594 | 140.0668 | 0.75015 | 0.89556 | 0.79919 | 0 | 0 | 0 | 0.23979 | 0 | 0.74929 | 0.00024422 | 0.67848 | 0.74357 | BO | 0 | 0 | 0 | 0 | 0 | 0 | 0 | 0 | 0 | 0 | 0 | 0 | 0 | 0 | 0 | 0 | 0 |  | 0.91194 | 0 | 0.66667 | 0.44838 | 0.57879 | 0 | 0 | 0 | 0 | 0 | 0 | 0 | 0.47958 | 0.79919 | 0.89556 | 0.75015 | 0.74357 | 0.41492 | 136.0594 | 4565071.4971 | BO | 135.1.6 | 77 | 66 | 67 | CK | 135_3.2.10 | 0.42816 | 140.1452 | 14697888.1005 | 242021.8185 | 67 | DU | 135_4.2.24 | 0.41549 | 136.3702 | 4138440.0708 | 213433.1151 | '135_4.2.24'
|  |  | 68 | 135.1.60 | 996 | 12 | 2149248.6785 | 332 | 94000 | 332000000 | 135.1.60 | 15 | 47968.1885 | 48257.5112 | 6663.2007 | 243193.7646 | 138073.7795 | 134901.6806 | 340728.7391 | 5218.1464 | 267.2888 | 1.1713 | 10.5339 | 1.0143 | 22.9383 | 0 | 0 | 0.24633 | 6.0498 | 6.0645 | 1.8453 | 125.2793 | 133.1744 | 133.1891 | 0.76574 | 0.89466 | 0.99523 | 0 | 0 | 0 | 0 | 0 | 0.93337 | 0.51742 | 0.52032 | 0.77062 | BP | 0 | 0 | 0 | 0 | 0 | 0 | 0 | 0 | 0 | 0 | 0 | 0 | 0 | 0 | 0 | 0 | 0 |  | 0.86877 | 0 | 0.9188 | 0.38953 | 0.64104 | 0 | 0 | 0 | 0 | 0 | 0 | 0 | 0 | 0.99523 | 0.89466 | 0.76574 | 0.77062 | 0.42773 | 133.1744 | 2149248.6785 | BP | 135.1.60 | 68 | 49 | 68 | BP | 135.1.60 | 0.42773 | 133.1744 | 2149248.6785 | 244171.0672 | 68 | CY | 135_3.2.6 | 0.43302 | 136.5198 | 12285965.1727 | 225719.0803 | '135_3.2.6'
|  |  | 69 | 135.1.61 | 1621.4859 | 0 | 3522859.1733 | 540.4953 | 233516.348 | 540495289.1981 | 135.1.61 | 26 | 194410.5725 | 208182.2067 | 22869.3211 | 128655.5022 | 209636.0622 | 128652.2107 | 461134.1119 | 134125.8944 | 269.1135 | 1.2833 | 1.7615 | 1.418 | 7.1418 | 0 | 1 | 0.24802 | 13.3629 | 14.0534 | 6.2898 | 124.4498 | 144.1024 | 144.7929 | 0.74334 | 0.98239 | 0.86065 | 0 | 0 | 0 | 0.5 | 0 | 0.77131 | 0 | 0 | 0.92858 | BQ | 0 | 0 | 0 | 0 | 0 | 0 | 0 | 0 | 0 | 0 | 0 | 0 | 0 | 0 | 0 | 0 | 0 |  | 0.5003 | 0 | 0.69519 | 0.42799 | 0.40525 | 0 | 0 | 0 | 0 | 0 | 0 | 0 | 1 | 0.86065 | 0.98239 | 0.74334 | 0.92858 | 0.38785 | 144.1024 | 3522859.1733 | BQ | 135.1.61 | 94 | 105 | 69 | DE | 135_4.2.1 | 0.42755 | 133.2749 | 5285107.8803 | 249456.175 | 69 | EN | 26.1.2 | 0.37077 | 136.7844 | 1311044.2243 | 227030.1245 | '26.1.2'
|  |  | 70 | 135.1.62 | 1560.75 | 0 | 3183249.632 | 520.25 | 184000 | 520250000 | 135.1.62 | 25 | 154273.1373 | 157622.1532 | 10399.4679 | 133543.0967 | 170731.178 | 132650.4155 | 422659.7975 | 104171.5139 | 252.6334 | 0.74701 | 2.5704 | 1.3426 | 13.6372 | 0 | 0.52715 | 0.23283 | 12.0866 | 12.2655 | 3.0472 | 132.5514 | 147.6852 | 147.8641 | 0.8506 | 0.9743 | 0.88579 | 0 | 0 | 0 | 0.26358 | 0 | 0.89601 | 0 | 0 | 0.86363 | BR | 0 | 0 | 0 | 0 | 0 | 0 | 0 | 0 | 0 | 0 | 0 | 0 | 0 | 0 | 0 | 0 | 0 |  | 0.56461 | 0 | 0.85833 | 0.052429 | 0.32795 | 0 | 0 | 0 | 0 | 0 | 0 | 0 | 0.52715 | 0.88579 | 0.9743 | 0.8506 | 0.86363 | 0.33625 | 147.6852 | 3183249.632 | BR | 135.1.62 | 119 | 126 | 70 | CO | 135_3.2.15 | 0.42497 | 140.3277 | 1871442.7705 | 251327.6178 | 70 | BT | 135.1.64 | 0.41442 | 136.9019 | 2890349.3194 | 229920.4738 | '135.1.64'
|  |  | 71 | 135.1.63 | 819 | 0 | 1804811.6642 | 273 | 432999.9996 | 273000000 | 135.1.63 | 28 | 61387.4553 | 126048.341 | 55372.7376 | 363174.6862 | 224835.9828 | 224835.9827 | 335724.1696 | 123619.0033 | 272.9615 | 1.7467 | 8.6731 | 2.054 | 18.522 | 0 | 0 | 0.25156 | 6.5895 | 9.7883 | 15.0331 | 122.6789 | 144.3016 | 147.5004 | 0.65066 | 0.91327 | 0.64866 | 0 | 0 | 0 | 0 | 0 | 0.44627 | 0 | 0.38613 | 0.81478 | BS | 0 | 0 | 0 | 0 | 0 | 0 | 0 | 0 | 0 | 0 | 0 | 0 | 0 | 0 | 0 | 0 | 0 |  | 0.84158 | 0 | 0.25531 | 0.51007 | 0.40095 | 0 | 0 | 0 | 0 | 0 | 0 | 0 | 0 | 0.64866 | 0.91327 | 0.65066 | 0.81478 | 0.31175 | 144.3016 | 1804811.6642 | BS | 135.1.63 | 129 | 107 | 71 | DX | 135_4.2.27 | 0.4218 | 135.2761 | 4754463.2987 | 256082.0811 | 71 | DJ | 135_4.2.14 | 0.39609 | 137.3335 | 14447212.5641 | 244367.6864 | '135_4.2.14'
|  |  | 72 | 135.1.64 | 1377.75 | 0 | 2890349.3194 | 459.25 | 215000 | 459250000 | 135.1.64 | 25 | 30938.7477 | 104218.5498 | 9437.6399 | 320762.1432 | 212240.8196 | 212151.3257 | 379747.4998 | 60882.0363 | 259.8564 | 0.86543 | 11.1644 | 1.08 | 27.589 | 0 | 0.39085 | 0.23948 | 5.3353 | 9.1495 | 2.6942 | 128.8724 | 136.9019 | 140.716 | 0.82691 | 0.88836 | 0.97333 | 0 | 0 | 0 | 0.19543 | 0 | 0.90562 | 0.017803 | 0.69061 | 0.72411 | BT | 0 | 0 | 0 | 0 | 0 | 0 | 0 | 0 | 0 | 0 | 0 | 0 | 0 | 0 | 0 | 0 | 0 |  | 0.90477 | 0 | 0.87609 | 0.22297 | 0.56061 | 0 | 0 | 0 | 0 | 0 | 0 | 0 | 0.39085 | 0.97333 | 0.88836 | 0.82691 | 0.72411 | 0.41442 | 136.9019 | 2890349.3194 | BT | 135.1.64 | 78 | 70 | 72 | CH | 135_2.2.1 | 0.42116 | 141.8203 | 4622147.1138 | 260704.2282 | 72 | CQ | 135_3.2.17 | 0.45342 | 137.5186 | 6327973.3992 | 250695.6598 | '135_3.2.17'
|  |  | 73 | 135.1.65 | 1896 | 21 | 3932848.4772 | 632 | 232000 | 632000000 | 135.1.65 | 30 | 82349.9264 | 82349.9239 | 25799.3418 | 183054.377 | 104094.1731 | 89147.6015 | 339729.4286 | 7353.2732 | 256.9344 | 1.8126 | 0.21717 | 1.004 | 2.4248 | 0 | 1 | 0.23679 | 8.1002 | 8.1002 | 7.4459 | 130.3314 | 145.8776 | 145.8776 | 0.63748 | 0.99783 | 0.99868 | 0 | 0 | 0 | 0.5 | 0 | 0.74201 | 0.1807 | 0.1807 | 0.97575 | BU | 0 | 0 | 0 | 0 | 0 | 0 | 0 | 0 | 0 | 0 | 0 | 0 | 0 | 0 | 0 | 0 | 0 |  | 0.76546 | 0 | 0.63702 | 0.15534 | 0.36695 | 0 | 0 | 0 | 0 | 0 | 0 | 0 | 1 | 0.99868 | 0.99783 | 0.63748 | 0.97575 | 0.37727 | 145.8776 | 3932848.4772 | BU | 135.1.65 | 101 | 114 | 73 | DP | 135_4.2.2 | 0.42074 | 134.2575 | 5238475.8917 | 265942.7041 | 73 | CS | 135_3.2.19 | 0.45453 | 137.6509 | 2950678.7296 | 253646.3385 | '135_3.2.19'
|  |  | 74 | 135.1.66 | 1338 | 25 | 2733407.5712 | 446 | 285000 | 446000000 | 135.1.66 | 25 | 107471.1554 | 107471.1545 | 12554.5429 | 206615.8577 | 136369.6986 | 122449.1577 | 365225.5508 | 4503.271 | 253.0473 | 2.0492 | 0.18834 | 1.0112 | 6.9641 | 0 | 1 | 0.23321 | 9.5671 | 9.5671 | 3.6726 | 132.3313 | 145.571 | 145.571 | 0.59015 | 0.99812 | 0.99626 | 0 | 0 | 0 | 0.5 | 0 | 0.87445 | 0.0042403 | 0.0042403 | 0.93036 | BV | 0 | 0 | 0 | 0 | 0 | 0 | 0 | 0 | 0 | 0 | 0 | 0 | 0 | 0 | 0 | 0 | 0 |  | 0.69155 | 0 | 0.82686 | 0.062631 | 0.37356 | 0 | 0 | 0 | 0 | 0 | 0 | 0 | 1 | 0.99626 | 0.99812 | 0.59015 | 0.93036 | 0.37517 | 145.571 | 2733407.5712 | BV | 135.1.66 | 103 | 112 | 74 | D | 102_None.2.3 | 0.41868 | 138.6065 | 5680536.4815 | 271623.2406 | 74 | AX | 135.1.28 | 0.47499 | 137.658 | 1361871.753 | 255008.2103 | '135.1.28'
|  |  | 75 | 135.1.68 | 492.75 | 0 | 1003053.6942 | 164.25 | 153000 | 164250000 | 135.1.68 | 11 | 186686.8738 | 186748.2254 | 5599.4537 | 222814.0415 | 199048.9097 | 179154.6451 | 434617.8875 | 30914.5729 | 252.1454 | 2.4408 | 0.62405 | 1.7154 | 10.6134 | 0 | 1 | 0.23238 | 13.846 | 13.8493 | 1.6437 | 132.8043 | 148.294 | 148.2973 | 0.51183 | 0.99376 | 0.76154 | 0 | 0 | 0 | 0.5 | 0 | 0.94401 | 0 | 0 | 0.89387 | BW | 0 | 0 | 0 | 0 | 0 | 0 | 0 | 0 | 0 | 0 | 0 | 0 | 0 | 0 | 0 | 0 | 0 |  | 0.47596 | 0 | 0.92894 | 0.040703 | 0.31481 | 0 | 0 | 0 | 0 | 0 | 0 | 0 | 1 | 0.76154 | 0.99376 | 0.51183 | 0.89387 | 0.33397 | 148.294 | 1003053.6942 | BW | 135.1.68 | 123 | 131 | 75 | CV | 135_3.2.3 | 0.41661 | 143.0497 | 7852753.104 | 279475.9937 | 75 | DA | 135_3.2.66 | 0.46765 | 137.6583 | 6592330.636 | 261600.5409 | '135_3.2.66'
|  |  | 76 | 135.1.69 | 1051.5 | 0 | 2189291.0102 | 350.5 | 262000 | 350500000 | 135.1.69 | 17 | 172102.2631 | 172102.261 | 13357.183 | 205114.1959 | 180493.7091 | 159944.9251 | 418922.1169 | 35399.8702 | 257.8978 | 2.0767 | 0.48573 | 1.5592 | 6.873 | 0 | 1 | 0.23768 | 12.7747 | 12.7747 | 3.8326 | 129.845 | 146.4523 | 146.4523 | 0.58466 | 0.99514 | 0.8136 | 0 | 0 | 0 | 0.5 | 0 | 0.86643 | 0 | 0 | 0.93127 | BX | 0 | 0 | 0 | 0 | 0 | 0 | 0 | 0 | 0 | 0 | 0 | 0 | 0 | 0 | 0 | 0 | 0 |  | 0.52993 | 0 | 0.81881 | 0.17788 | 0.35455 | 0 | 0 | 0 | 0 | 0 | 0 | 0 | 1 | 0.8136 | 0.99514 | 0.58466 | 0.93127 | 0.35805 | 146.4523 | 2189291.0102 | BX | 135.1.69 | 105 | 116 | 76 | DU | 135_4.2.24 | 0.41549 | 136.3702 | 4138440.0708 | 283614.4338 | 76 | AR | 135.1.19 | 0.43301 | 137.7054 | 4105933.2717 | 265706.4742 | '135.1.19'
|  |  | 77 | 135.1.70 | 1203.75 | 13 | 2536498.3208 | 401.25 | 235000 | 401250000 | 135.1.70 | 23 | 54607.2851 | 54607.2825 | 26690.2743 | 167469.6808 | 84399.782 | 67564.785 | 325999.6155 | 8603.1837 | 261.0067 | 2.1078 | 0.37944 | 1.0243 | 1.8835 | 0 | 0.50779 | 0.24054 | 6.5395 | 6.5395 | 7.5794 | 128.3029 | 142.4218 | 142.4218 | 0.57843 | 0.99621 | 0.9919 | 0 | 0 | 0 | 0.25389 | 0 | 0.7331 | 0.45393 | 0.45393 | 0.98117 | BY | 0 | 0 | 0 | 0 | 0 | 0 | 0 | 0 | 0 | 0 | 0 | 0 | 0 | 0 | 0 | 0 | 0 |  | 0.8441 | 0 | 0.63031 | 0.24937 | 0.44151 | 0 | 0 | 0 | 0 | 0 | 0 | 0 | 0.50779 | 0.9919 | 0.99621 | 0.57843 | 0.98117 | 0.37938 | 142.4218 | 2536498.3208 | BY | 135.1.70 | 99 | 100 | 77 | BO | 135.1.6 | 0.41492 | 136.0594 | 4565071.4971 | 288179.5053 | 77 | H | 11 | 0.3829 | 137.8785 | 489720.7628 | 266196.1949 | '11'
|  |  | 78 | 135.1.71 | 4389.75 | 0 | 9266294.0436 | 1463.25 | 406000.0002 | 1463250000.2 | 135.1.71 | 69 | 59394.2505 | 121466.7142 | 22933.5516 | 330883.1 | 234175.3236 | 232054.0622 | 408408.0902 | 60751.0881 | 261.4687 | 0.78741 | 11.3284 | 1.0586 | 24.4683 | 0 | 0.90569 | 0.24097 | 6.7737 | 9.9813 | 6.5017 | 128.0686 | 141.344 | 144.5516 | 0.84252 | 0.88672 | 0.98047 | 0 | 0 | 0 | 0.45284 | 0 | 0.77066 | 0.0077647 | 0.40624 | 0.75532 | BZ | 0 | 0 | 0 | 0 | 0 | 0 | 0 | 0 | 0 | 0 | 0 | 0 | 0 | 0 | 0 | 0 | 0 |  | 0.8323 | 0 | 0.68453 | 0.26023 | 0.46477 | 0 | 0 | 0 | 0 | 0 | 0 | 0 | 0.90569 | 0.98047 | 0.88672 | 0.84252 | 0.75532 | 0.40444 | 141.344 | 9266294.0436 | BZ | 135.1.71 | 84 | 91 | 78 | BT | 135.1.64 | 0.41442 | 136.9019 | 2890349.3194 | 291069.8546 | 78 | EV | 53.1.2 | 0.40766 | 138.0321 | 2021973.5589 | 268218.1685 | '53.1.2'
|  |  | 79 | 135.1.72 | 2705.25 | 0 | 5990901.9977 | 901.75 | 285000.0002 | 901750000.05 | 135.1.72 | 43 | 43970.0467 | 57767.1028 | 8239.2938 | 300639.6713 | 153284.2278 | 153284.2278 | 284296.6046 | 70584.2769 | 274.3079 | 1.073 | 14.6834 | 1.3177 | 28.9601 | 0.50485 | 0 | 0.2528 | 5.6961 | 6.375 | 2.2245 | 122.0756 | 129.9962 | 130.6751 | 0.78539 | 0.85317 | 0.89409 | 0 | 0 | 0 | 0.25243 | 0 | 0.91761 | 0.42233 | 0.5603 | 0.7104 | CA | 0 | 0 | 0 | 0 | 0 | 0 | 0 | 0 | 0 | 0 | 0 | 0 | 0 | 0 | 0 | 0 | 0 |  | 0.88659 | 0 | 0.89972 | 0.53804 | 0.70962 | 0 | 0 | 0 | 0 | 0 | 0 | 0.50485 | 0 | 0.89409 | 0.85317 | 0.78539 | 0.7104 | 0.47124 | 129.9962 | 5990901.9977 | CA | 135.1.72 | 39 | 29 | 79 | DI | 135_4.2.13 | 0.4092 | 140.6925 | 9094876.2198 | 300164.7308 | 79 | DO | 135_4.2.19 | 0.43541 | 138.3403 | 3150989.0898 | 271369.1576 | '135_4.2.19'
|  |  | 80 | 135.1.73 | 1846.5 | 12 | 4032056.4627 | 615.5 | 201000 | 615500000 | 135.1.73 | 26 | 49984.9793 | 54325.4801 | 7258.2699 | 221436.2525 | 90015.3006 | 89963.3912 | 292986.5875 | 11985.6998 | 270.4772 | 0.97676 | 7.119 | 1.0203 | 18.4005 | 0 | 0.36068 | 0.24927 | 6.0787 | 6.296 | 1.9905 | 123.8024 | 131.8716 | 132.0888 | 0.80465 | 0.92881 | 0.99323 | 0 | 0 | 0 | 0.18034 | 0 | 0.92742 | 0.45675 | 0.50015 | 0.816 | CB | 0 | 0 | 0 | 0 | 0 | 0 | 0 | 0 | 0 | 0 | 0 | 0 | 0 | 0 | 0 | 0 | 0 |  | 0.86731 | 0 | 0.91149 | 0.458 | 0.66915 | 0 | 0 | 0 | 0 | 0 | 0 | 0 | 0.36068 | 0.99323 | 0.92881 | 0.80465 | 0.816 | 0.46283 | 131.8716 | 4032056.4627 | CB | 135.1.73 | 44 | 41 | 80 | J | 112.1.3 | 0.40878 | 141.1453 | 2076397.3043 | 302241.1281 | 80 | D | 102_None.2.3 | 0.41868 | 138.6065 | 5680536.4815 | 277049.6941 | '102_None.2.3'
|  |  | 81 | 135.1.75 | 575.25 | 0 | 1279907.8403 | 191.75 | 178000 | 191750000 | 135.1.75 | 12 | 4917.6136 | 98152.8707 | 8338.7882 | 169286.8681 | 52259.0249 | 52259.0249 | 216264.956 | 58020.0003 | 275.5976 | 2.2278 | 11.176 | 2.9609 | 31.2425 | 0.18644 | 1 | 0.25399 | 3.7569 | 8.3287 | 2.2405 | 121.5121 | 127.5095 | 132.0814 | 0.55444 | 0.88824 | 0.34637 | 0 | 0 | 0 | 0.59322 | 0 | 0.91661 | 0.027518 | 0.95082 | 0.68757 | CC | 0 | 0 | 0 | 0 | 0 | 0 | 0 | 0 | 0 | 0 | 0 | 0 | 0 | 0 | 0 | 0 | 0 |  | 0.9843 | 0 | 0.89891 | 0.56416 | 0.76327 | 0 | 0 | 0 | 0 | 0 | 0 | 0.18644 | 1 | 0.34637 | 0.88824 | 0.55444 | 0.68757 | 0.48846 | 127.5095 | 1279907.8403 | CC | 135.1.75 | 32 | 22 | 81 | BK | 135.1.49 | 0.40871 | 142.2045 | 3629027.4141 | 305870.1555 | 81 | EC | 135_4.2.4 | 0.38226 | 138.7435 | 12849288.097 | 289898.9822 | '135_4.2.4'
|  |  | 82 | 135.1.8 | 1374.697 | 0 | 2950090.608 | 458.2323 | 132883.0016 | 458232339.9089 | 135.1.8 | 19 | 190170.3556 | 198870.8634 | 36056.3791 | 136432.4459 | 201655.724 | 136424.5668 | 453781.4765 | 134010.5354 | 265.8164 | 1.1341 | 0.64778 | 1.2025 | 2.2956 | 0 | 1 | 0.24498 | 13.3119 | 13.7536 | 10.0482 | 125.977 | 149.3371 | 149.7788 | 0.77318 | 0.99352 | 0.9325 | 0 | 0 | 0 | 0.5 | 0 | 0.63944 | 0 | 0 | 0.97704 | CD | 0 | 0 | 0 | 0 | 0 | 0 | 0 | 0 | 0 | 0 | 0 | 0 | 0 | 0 | 0 | 0 | 0 |  | 0.50287 | 0 | 0.5061 | 0.35719 | 0.2923 | 0 | 0 | 0 | 0 | 0 | 0 | 0 | 1 | 0.9325 | 0.99352 | 0.77318 | 0.97704 | 0.35073 | 149.3371 | 2950090.608 | CD | 135.1.8 | 110 | 142 | 82 | EV | 53.1.2 | 0.40766 | 138.0321 | 2021973.5589 | 307892.1291 | 82 | DD | 135_3.2.9 | 0.43488 | 139.0706 | 4653304.5633 | 294552.2867 | '135_3.2.9'
|  |  | 83 | 135.1.9 | 1755 | 0 | 3670735.3273 | 585 | 266000 | 585000000 | 135.1.9 | 26 | 144441.6288 | 144441.6263 | 34284.1526 | 169044.0295 | 160091.4673 | 135985.3782 | 406507.7188 | 60815.8679 | 259.0773 | 1.6773 | 1.1201 | 1.1329 | 3.3632 | 0 | 1 | 0.23877 | 11.2726 | 11.2726 | 9.8006 | 129.2502 | 150.3235 | 150.3235 | 0.66455 | 0.9888 | 0.9557 | 0 | 0 | 0 | 0.5 | 0 | 0.65716 | 0 | 0 | 0.96637 | CE | 0 | 0 | 0 | 0 | 0 | 0 | 0 | 0 | 0 | 0 | 0 | 0 | 0 | 0 | 0 | 0 | 0 |  | 0.60562 | 0 | 0.51856 | 0.20546 | 0.27102 | 0 | 0 | 0 | 0 | 0 | 0 | 0 | 1 | 0.9557 | 0.9888 | 0.66455 | 0.96637 | 0.33718 | 150.3235 | 3670735.3273 | CE | 135.1.9 | 117 | 149 | 83 | F | 103 | 0.40512 | 142.1963 | 1279554.4236 | 309171.6835 | 83 | EQ | 33 | 0.34223 | 139.2682 | 469990.5242 | 295022.2773 | '33'
|  |  | 84 | 135_1.2.1 | 1237.5 | 0 | 2856235.5986 | 412.5 | 386999.9998 | 412499999.85 | 135_1.2.1 | 26 | 8976.1045 | 68323.3077 | 1185.5224 | 187451.5703 | 49885.892 | 49885.892 | 199540.9464 | 47718.6334 | 285.8922 | 2.3547 | 11.5715 | 2.6515 | 30.7455 | 1 | 0.36909 | 0.26348 | 3.8157 | 6.6164 | 0.30877 | 117.1372 | 121.2617 | 124.0624 | 0.52906 | 0.88428 | 0.44949 | 0 | 0 | 0 | 0.68455 | 0 | 0.98814 | 0.31677 | 0.91024 | 0.69255 | CF | 0 | 0 | 0 | 0 | 0 | 0 | 0 | 0 | 0 | 0 | 0 | 0 | 0 | 0 | 0 | 0 | 0 |  | 0.98134 | 0 | 0.9961 | 0.76697 | 0.89808 | 0 | 0 | 0 | 0 | 0 | 0 | 1 | 0.36909 | 0.44949 | 0.88428 | 0.52906 | 0.69255 | 0.55546 | 121.2617 | 2856235.5986 | CF | 135_1.2.1 | 7 | 8 | 84 | BZ | 135.1.71 | 0.40444 | 141.344 | 9266294.0436 | 318437.9776 | 84 | FG | 9 | 0.34043 | 139.4512 | 220281.64 | 295242.5589 | '9'
|  |  | 85 | 135_1.2.2 | 1006.5 | 0 | 2330688.134 | 335.5 | 547999.9985 | 335499999.675 | 135_1.2.2 | 33 | 21494.9337 | 77694.7573 | 15601.1374 | 176454.4331 | 64603.33 | 64603.33 | 212443.8132 | 60758.7851 | 286.8295 | 2.9687 | 8.5148 | 2.3735 | 26.349 | 1 | 0.31669 | 0.26434 | 4.3901 | 7.037 | 4.0238 | 116.7485 | 125.1624 | 127.8093 | 0.40626 | 0.91485 | 0.54218 | 0 | 0 | 0 | 0.65835 | 0 | 0.84399 | 0.22305 | 0.78505 | 0.73651 | CG | 0 | 0 | 0 | 0 | 0 | 0 | 0 | 0 | 0 | 0 | 0 | 0 | 0 | 0 | 0 | 0 | 0 |  | 0.9524 | 0 | 0.8092 | 0.78498 | 0.81392 | 0 | 0 | 0 | 0 | 0 | 0 | 1 | 0.31669 | 0.54218 | 0.91485 | 0.40626 | 0.73651 | 0.52139 | 125.1624 | 2330688.134 | CG | 135_1.2.2 | 20 | 14 | 85 | AP | 135.1.14 | 0.40299 | 142.4323 | 4103690.1607 | 322541.6677 | 85 | BL | 135.1.50 | 0.43891 | 139.551 | 2394679.1812 | 297637.2381 | '135.1.50'
|  |  | 86 | 135_2.2.1 | 2162.25 | 22 | 4622147.1138 | 720.75 | 499999.9999 | 720749999.725 | 135_2.2.1 | 49 | 51721.3387 | 70548.2171 | 32333.6194 | 178921.325 | 11899.0142 | 11899.0142 | 221812.8817 | 16159.1888 | 264.7837 | 1.8022 | 4.1276 | 1.0173 | 9.4086 | 0 | 0.76483 | 0.24402 | 6.3 | 7.2619 | 9.053 | 126.4673 | 141.8203 | 142.7822 | 0.63956 | 0.95872 | 0.99422 | 0 | 0.52409 | 0.52409 | 0.38241 | 0 | 0.67666 | 0.29598 | 0.48279 | 0.90591 | CH | 0 | 0 | 0 | 0 | 0 | 0 | 0 | 0 | 0 | 0 | 0 | 0 | 0 | 0 | 0 | 0 | 0 |  | 0.85617 | 0 | 0.55617 | 0.33446 | 0.45449 | 0 | 0 | 0 | 0 | 0.52409 | 0.52409 | 0 | 0.76483 | 0.99422 | 0.95872 | 0.63956 | 0.90591 | 0.42116 | 141.8203 | 4622147.1138 | CH | 135_2.2.1 | 72 | 92 | 86 | C | 102_None.2.2 | 0.40006 | 142.016 | 6358314.5718 | 328899.9823 | 86 | CK | 135_3.2.10 | 0.42816 | 140.1452 | 14697888.1005 | 312335.1262 | '135_3.2.10'
|  |  | 87 | 135_2.2.2 | 3223.5 | 0 | 7219980.0713 | 1074.5 | 352000 | 1074500000 | 135_2.2.2 | 53 | 29947.2629 | 78029.0852 | 6508.337 | 293532.1619 | 136430.925 | 136430.925 | 253226.0671 | 80113.0193 | 277.4353 | 0.87758 | 20.3046 | 1.2452 | 28.2424 | 1 | 0 | 0.25568 | 4.9494 | 7.2896 | 1.7428 | 120.6996 | 127.3917 | 129.7319 | 0.82448 | 0.79695 | 0.91826 | 0 | 0 | 0 | 0.5 | 0 | 0.93492 | 0.21976 | 0.70053 | 0.71758 | CI | 0 | 0 | 0 | 0 | 0 | 0 | 0 | 0 | 0 | 0 | 0 | 0 | 0 | 0 | 0 | 0 | 0 |  | 0.92422 | 0 | 0.92395 | 0.60183 | 0.76581 | 0 | 0 | 0 | 0 | 0 | 0 | 1 | 0 | 0.91826 | 0.79695 | 0.82448 | 0.71758 | 0.51919 | 127.3917 | 7219980.0713 | CI | 135_2.2.2 | 21 | 19 | 87 | I | 112.1.1 | 0.39945 | 141.9919 | 2980607.3968 | 331880.5897 | 87 | CO | 135_3.2.15 | 0.42497 | 140.3277 | 1871442.7705 | 314206.569 | '135_3.2.15'
|  |  | 88 | 135_3.2.1 | 3537.75 | 0 | 7884563.4707 | 1179.25 | 435000.0001 | 1179250000.225 | 135_3.2.1 | 58 | 44398.0162 | 90117.161 | 12048.6647 | 117359.993 | 87597.9215 | 74152.1695 | 268752.4099 | 77456.6153 | 276.0603 | 1.2807 | 4.7729 | 1.682 | 19.2786 | 0.93746 | 0.89358 | 0.25442 | 5.6822 | 7.9197 | 3.2304 | 121.3031 | 130.2156 | 132.4531 | 0.74385 | 0.95227 | 0.77267 | 0 | 0 | 0 | 0.91552 | 0 | 0.87951 | 0.1073 | 0.55602 | 0.80721 | CJ | 0 | 0 | 0 | 0 | 0 | 0 | 0 | 0 | 0 | 0 | 0 | 0 | 0 | 0 | 0 | 0 | 0 |  | 0.88729 | 0 | 0.84911 | 0.57385 | 0.70488 | 0 | 0 | 0 | 0 | 0 | 0 | 0.93746 | 0.89358 | 0.77267 | 0.95227 | 0.74385 | 0.80721 | 0.53731 | 130.2156 | 7884563.4707 | CJ | 135_3.2.1 | 13 | 31 | 88 | CU | 135_3.2.20 | 0.39921 | 144.6966 | 2089013.5934 | 333969.6033 | 88 | DI | 135_4.2.13 | 0.4092 | 140.6925 | 9094876.2198 | 323301.4452 | '135_4.2.13'
|  |  | 89 | 135_3.2.10 | 6961.5 | 0 | 14697888.1005 | 2320.5 | 425000 | 2320500000 | 135_3.2.10 | 98 | 109698.8317 | 109804.0288 | 9624.94 | 159402.3013 | 132612.802 | 109357.0913 | 378458.7445 | 50787.7876 | 261.5204 | 1.2163 | 0.31793 | 1.0798 | 8.8742 | 0 | 1 | 0.24102 | 9.3732 | 9.3787 | 2.7267 | 128.0453 | 140.1452 | 140.1507 | 0.75673 | 0.99682 | 0.97339 | 0 | 0 | 0 | 0.5 | 0 | 0.90375 | 0.029728 | 0.029728 | 0.91126 | CK | 0 | 0 | 0 | 0 | 0 | 0 | 0 | 0 | 0 | 0 | 0 | 0 | 0 | 0 | 0 | 0 | 0 |  | 0.70132 | 0 | 0.87445 | 0.26131 | 0.49064 | 0 | 0 | 0 | 0 | 0 | 0 | 0 | 1 | 0.97339 | 0.99682 | 0.75673 | 0.91126 | 0.42816 | 140.1452 | 14697888.1005 | CK | 135_3.2.10 | 67 | 86 | 89 | EM | 26.1.1 | 0.39841 | 133.8206 | 2169996.1359 | 336139.5994 | 89 | EY | 62 | 0.35202 | 140.8782 | 778983.9975 | 324080.4292 | '62'
|  |  | 90 | 135_3.2.11 | 2427 | 0 | 5338480.2581 | 809 | 191000 | 809000000 | 135_3.2.11 | 37 | 34824.887 | 67064.1639 | 24867.1635 | 91472.2274 | 113676.175 | 56021.7527 | 298022.5146 | 103086.9812 | 272.4591 | 0.84827 | 2.2611 | 1.7883 | 14.0822 | 0.67491 | 0.97342 | 0.2511 | 5.2817 | 6.8812 | 6.7592 | 122.9052 | 134.946 | 136.5455 | 0.83035 | 0.97739 | 0.73723 | 0 | 0 | 0 | 0.82417 | 0 | 0.75133 | 0.32936 | 0.65175 | 0.85918 | CL | 0 | 0 | 0 | 0 | 0 | 0 | 0 | 0 | 0 | 0 | 0 | 0 | 0 | 0 | 0 | 0 | 0 |  | 0.90747 | 0 | 0.67158 | 0.49959 | 0.60282 | 0 | 0 | 0 | 0 | 0 | 0 | 0.67491 | 0.97342 | 0.73723 | 0.97739 | 0.83035 | 0.85918 | 0.49375 | 134.946 | 5338480.2581 | CL | 135_3.2.11 | 30 | 57 | 90 | E | 102_None.2.4 | 0.39794 | 141.912 | 7181165.4684 | 343320.7649 | 90 | J | 112.1.3 | 0.40878 | 141.1453 | 2076397.3043 | 326156.8265 | '112.1.3'
|  |  | 91 | 135_3.2.13 | 1130.25 | 0 | 2353420.2385 | 376.75 | 101000 | 376750000 | 135_3.2.13 | 16 | 9039.5538 | 43315.5067 | 5451.5093 | 45247.8472 | 119537.8401 | 36274.4785 | 341269.9121 | 101145.8507 | 257.9161 | 1.3045 | 0.62442 | 1.0942 | 12.7571 | 0 | 0.51559 | 0.2377 | 4.2312 | 6.0272 | 1.556 | 129.8377 | 135.6249 | 137.4208 | 0.73911 | 0.99376 | 0.96859 | 0 | 0 | 0 | 0.2578 | 0 | 0.94548 | 0.56684 | 0.9096 | 0.87243 | CM | 0 | 0 | 0 | 0 | 0 | 0 | 0 | 0 | 0 | 0 | 0 | 0 | 0 | 0 | 0 | 0 | 0 |  | 0.9604 | 0 | 0.93335 | 0.17822 | 0.58817 | 0 | 0 | 0 | 0 | 0 | 0 | 0 | 0.51559 | 0.96859 | 0.99376 | 0.73911 | 0.87243 | 0.43974 | 135.6249 | 2353420.2385 | CM | 135_3.2.13 | 57 | 63 | 91 | DJ | 135_4.2.14 | 0.39609 | 137.3335 | 14447212.5641 | 357767.9774 | 91 | BZ | 135.1.71 | 0.40444 | 141.344 | 9266294.0436 | 335423.1205 | '135.1.71'
|  |  | 92 | 135_3.2.14 | 2194.4668 | 0 | 4541920.7184 | 731.4889 | 463141.6093 | 731488923.1386 | 135_3.2.14 | 36 | 209757.7191 | 209958.5111 | 2647.1917 | 181133.5283 | 211396.0196 | 180161.185 | 460695.0414 | 97195.1461 | 256.3681 | 1.3525 | 3.2468 | 1.5855 | 17.1199 | 0 | 0.50227 | 0.23627 | 14.8358 | 14.8464 | 0.76692 | 130.6225 | 146.2252 | 146.2358 | 0.7295 | 0.96753 | 0.80484 | 0 | 0 | 0 | 0.25113 | 0 | 0.97353 | 0 | 0 | 0.8288 | CN | 0 | 0 | 0 | 0 | 0 | 0 | 0 | 0 | 0 | 0 | 0 | 0 | 0 | 0 | 0 | 0 | 0 |  | 0.42609 | 0 | 0.97305 | 0.14184 | 0.35945 | 0 | 0 | 0 | 0 | 0 | 0 | 0 | 0.50227 | 0.80484 | 0.96753 | 0.7295 | 0.8288 | 0.33543 | 146.2252 | 4541920.7184 | CN | 135_3.2.14 | 121 | 115 | 92 | EJ | 16 | 0.39185 | 135.716 | 357403.7819 | 358125.3812 | 92 | CH | 135_2.2.1 | 0.42116 | 141.8203 | 4622147.1138 | 340045.2676 | '135_2.2.1'
|  |  | 93 | 135_3.2.15 | 900 | 0 | 1871442.7705 | 300 | 90000 | 300000000 | 135_3.2.15 | 12 | 85987.7751 | 110024.6137 | 7077.4618 | 53564.2615 | 144928.0024 | 53541.1879 | 388494.1823 | 105077.9982 | 257.5654 | 1.0609 | 0.77167 | 1.2117 | 10.3633 | 0 | 1 | 0.23737 | 8.273 | 9.5331 | 2.0421 | 130.0126 | 140.3277 | 141.5878 | 0.78782 | 0.99228 | 0.92944 | 0 | 0 | 0 | 0.5 | 0 | 0.92923 | 0.0019903 | 0.14108 | 0.89637 | CO | 0 | 0 | 0 | 0 | 0 | 0 | 0 | 0 | 0 | 0 | 0 | 0 | 0 | 0 | 0 | 0 | 0 |  | 0.75676 | 0 | 0.9089 | 0.17011 | 0.4867 | 0 | 0 | 0 | 0 | 0 | 0 | 0 | 1 | 0.92944 | 0.99228 | 0.78782 | 0.89637 | 0.42497 | 140.3277 | 1871442.7705 | CO | 135_3.2.15 | 70 | 87 | 93 | CP | 135_3.2.16 | 0.39029 | 143.9083 | 2791153.5444 | 360916.5348 | 93 | E | 102_None.2.4 | 0.39794 | 141.912 | 7181165.4684 | 347226.4331 | '102_None.2.4'
|  |  | 94 | 135_3.2.16 | 1314.75 | 0 | 2791153.5444 | 438.25 | 296000 | 438250000 | 135_3.2.16 | 21 | 145244.7514 | 145244.7489 | 19252.7063 | 192475.2574 | 158042.4035 | 137844.487 | 397075.153 | 32023.0576 | 262.9626 | 1.9003 | 0.38448 | 1.0759 | 6.0451 | 0 | 1 | 0.24235 | 11.1483 | 11.1483 | 5.4163 | 127.3437 | 143.9083 | 143.9083 | 0.61995 | 0.99616 | 0.97471 | 0 | 0 | 0 | 0.5 | 0 | 0.80747 | 0 | 0 | 0.93955 | CP | 0 | 0 | 0 | 0 | 0 | 0 | 0 | 0 | 0 | 0 | 0 | 0 | 0 | 0 | 0 | 0 | 0 |  | 0.61188 | 0 | 0.73914 | 0.29384 | 0.40944 | 0 | 0 | 0 | 0 | 0 | 0 | 0 | 1 | 0.97471 | 0.99616 | 0.61995 | 0.93955 | 0.39029 | 143.9083 | 2791153.5444 | CP | 135_3.2.16 | 93 | 104 | 94 | BQ | 135.1.61 | 0.38785 | 144.1024 | 3522859.1733 | 364439.3939 | 94 | B | 102_None.2.1 | 0.38162 | 141.9499 | 5501982.7278 | 352728.4158 | '102_None.2.1'
|  |  | 95 | 135_3.2.17 | 2997.75 | 0 | 6327973.3992 | 999.25 | 154000 | 999250000 | 135_3.2.17 | 40 | 61011.6104 | 78850.2517 | 9105.8265 | 33667.1441 | 141193.9601 | 33636.7236 | 376899.5841 | 111562.9287 | 261.4705 | 0.56578 | 1.4298 | 1.0578 | 10.1484 | 0 | 0.85064 | 0.24097 | 6.8611 | 7.7819 | 2.586 | 128.0715 | 137.5186 | 138.4394 | 0.88684 | 0.9857 | 0.98074 | 0.043755 | 0 | 0.043976 | 0.42532 | 0 | 0.90894 | 0.2115 | 0.38988 | 0.89852 | CQ | 0 | 0 | 0 | 0 | 0 | 0 | 0 | 0 | 0 | 0 | 0 | 0 | 0 | 0 | 0 | 0 | 0 |  | 0.8279 | 0 | 0.88153 | 0.2601 | 0.54731 | 0 | 0 | 0 | 0.043755 | 0 | 0.043976 | 0 | 0.85064 | 0.98074 | 0.9857 | 0.88684 | 0.89852 | 0.45342 | 137.5186 | 6327973.3992 | CQ | 135_3.2.17 | 50 | 72 | 95 | EP | 31.1.2 | 0.38402 | 134.2766 | 1070032.2687 | 365509.4262 | 95 | I | 112.1.1 | 0.39945 | 141.9919 | 2980607.3968 | 355709.0232 | '112.1.1'
|  |  | 96 | 135_3.2.18 | 5182.5 | 0 | 10648412.4161 | 1727.5 | 1204000.0001 | 1727500000.325 | 135_3.2.18 | 90 | 193456.3206 | 193467.7955 | 21673.8349 | 195533.7188 | 197997.8213 | 174149.3271 | 442293.7627 | 64476.1386 | 254.5066 | 1.4617 | 1.3114 | 1.8465 | 6.5602 | 0 | 0.74197 | 0.23455 | 14.0767 | 14.0773 | 6.3053 | 131.5735 | 151.9555 | 151.9561 | 0.70765 | 0.98689 | 0.71784 | 0 | 0 | 0 | 0.37098 | 0 | 0.78326 | 0 | 0 | 0.9344 | CR | 0 | 0 | 0 | 0 | 0 | 0 | 0 | 0 | 0 | 0 | 0 | 0 | 0 | 0 | 0 | 0 | 0 |  | 0.46433 | 0 | 0.69441 | 0.097758 | 0.23581 | 0 | 0 | 0 | 0 | 0 | 0 | 0 | 0.74197 | 0.71784 | 0.98689 | 0.70765 | 0.9344 | 0.29876 | 151.9555 | 10648412.4161 | CR | 135_3.2.18 | 134 | 156 | 96 | H | 11 | 0.3829 | 137.8785 | 489720.7628 | 365999.147 | 96 | C | 102_None.2.2 | 0.40006 | 142.016 | 6358314.5718 | 362067.3378 | '102_None.2.2'
|  |  | 97 | 135_3.2.19 | 1388.25 | 0 | 2950678.7296 | 462.75 | 170000 | 462750000 | 135_3.2.19 | 23 | 107499.0477 | 109546.1421 | 4475.7545 | 125907.6564 | 133898.4077 | 105210.9876 | 385633.3485 | 70786.4525 | 263.2738 | 0.40063 | 0.39816 | 1.1848 | 11.926 | 0 | 1 | 0.24263 | 9.1986 | 9.3038 | 1.2597 | 127.1925 | 137.6509 | 137.7561 | 0.91987 | 0.99602 | 0.93841 | 0 | 0 | 0 | 0.5 | 0 | 0.95524 | 0.0191 | 0.019816 | 0.88074 | CS | 0 | 0 | 0 | 0 | 0 | 0 | 0 | 0 | 0 | 0 | 0 | 0 | 0 | 0 | 0 | 0 | 0 |  | 0.71012 | 0 | 0.94826 | 0.30084 | 0.54445 | 0 | 0 | 0 | 0 | 0 | 0 | 0 | 1 | 0.93841 | 0.99602 | 0.91987 | 0.88074 | 0.45453 | 137.6509 | 2950678.7296 | CS | 135_3.2.19 | 49 | 73 | 97 | EC | 135_4.2.4 | 0.38226 | 138.7435 | 12849288.097 | 378848.4351 | 97 | F | 103 | 0.40512 | 142.1963 | 1279554.4236 | 363346.8922 | '103'
|  |  | 98 | 135_3.2.2 | 4035 | 0 | 8683245.2527 | 1345 | 225000 | 1345000000 | 135_3.2.2 | 55 | 18005.7918 | 51357.7514 | 13459.3687 | 95983.3129 | 68974.6539 | 45037.5954 | 296970.6632 | 52658.6401 | 266.5581 | 0.62607 | 2.9628 | 2.4935 | 13.8788 | 0 | 1 | 0.24566 | 4.546 | 6.2371 | 3.7269 | 125.6299 | 133.9028 | 135.5939 | 0.87479 | 0.97037 | 0.50217 | 0 | 0 | 0.013986 | 0.5 | 0 | 0.86541 | 0.48642 | 0.81994 | 0.86121 | CT | 0 | 0 | 0 | 0 | 0 | 0 | 0 | 0 | 0 | 0 | 0 | 0 | 0 | 0 | 0 | 0 | 0 |  | 0.94454 | 0 | 0.82413 | 0.37328 | 0.62533 | 0 | 0 | 0 | 0 | 0 | 0.013986 | 0 | 1 | 0.50217 | 0.97037 | 0.87479 | 0.86121 | 0.46056 | 133.9028 | 8683245.2527 | CT | 135_3.2.2 | 45 | 53 | 98 | B | 102_None.2.1 | 0.38162 | 141.9499 | 5501982.7278 | 384350.4178 | 98 | BK | 135.1.49 | 0.40871 | 142.2045 | 3629027.4141 | 366975.9196 | '135.1.49'
|  |  | 99 | 135_3.2.20 | 1008 | 0 | 2089013.5934 | 336 | 310999.9996 | 336000000.1 | 135_3.2.20 | 21 | 65043.0436 | 65043.0423 | 24343.2488 | 19556.2495 | 184899.7065 | 19556.2495 | 402396.5491 | 118959.8186 | 256.7049 | 0.88946 | 1.0171 | 1.8951 | 3.3705 | 0 | 0.88021 | 0.23658 | 7.1987 | 7.1987 | 7.0407 | 130.4572 | 144.6966 | 144.6966 | 0.82211 | 0.98983 | 0.70164 | 0.24234 | 0 | 0.24234 | 0.4401 | 0 | 0.75657 | 0.34957 | 0.34957 | 0.96629 | CU | 0 | 0 | 0 | 0 | 0 | 0 | 0 | 0 | 0 | 0 | 0 | 0 | 0 | 0 | 0 | 0 | 0 |  | 0.81088 | 0 | 0.65741 | 0.14951 | 0.39243 | 0 | 0 | 0 | 0.24234 | 0 | 0.24234 | 0 | 0.88021 | 0.70164 | 0.98983 | 0.82211 | 0.96629 | 0.39921 | 144.6966 | 2089013.5934 | CU | 135_3.2.20 | 88 | 109 | 99 | BY | 135.1.70 | 0.37938 | 142.4218 | 2536498.3208 | 386886.9161 | 99 | EG | 135_4.2.8 | 0.37935 | 142.3964 | 7262473.4433 | 374238.3931 | '135_4.2.8'
|  |  | 100 | 135_3.2.3 | 3804 | 0 | 7852753.104 | 1268 | 258000 | 1268000000 | 135_3.2.3 | 53 | 89577.5034 | 93660.8476 | 12265.9869 | 29825.6477 | 173126.9744 | 29822.1818 | 406588.6161 | 117749.428 | 255.7024 | 0.51471 | 1.1855 | 1.2084 | 8.7701 | 0 | 1 | 0.23566 | 8.5264 | 8.7423 | 3.5588 | 130.9644 | 143.0497 | 143.2656 | 0.89706 | 0.98814 | 0.93053 | 0.090251 | 0 | 0.090279 | 0.5 | 0 | 0.87734 | 0.084415 | 0.10993 | 0.9123 | CV | 0 | 0 | 0 | 0 | 0 | 0 | 0 | 0 | 0 | 0 | 0 | 0 | 0 | 0 | 0 | 0 | 0 |  | 0.74399 | 0 | 0.83259 | 0.12599 | 0.42797 | 0 | 0 | 0 | 0.090251 | 0 | 0.090279 | 0 | 1 | 0.93053 | 0.98814 | 0.89706 | 0.9123 | 0.41661 | 143.0497 | 7852753.104 | CV | 135_3.2.3 | 75 | 102 | 100 | EG | 135_4.2.8 | 0.37935 | 142.3964 | 7262473.4433 | 394149.3896 | 100 | BY | 135.1.70 | 0.37938 | 142.4218 | 2536498.3208 | 376774.8914 | '135.1.70'
|  |  | 101 | 135_3.2.4 | 1261.5 | 0 | 2609130.2564 | 420.5 | 163000 | 420500000 | 135_3.2.4 | 18 | 148498.9468 | 148541.4396 | 21682.6378 | 156532.2174 | 164097.0811 | 137863.598 | 413405.7426 | 77666.6733 | 256.1899 | 1.1365 | 1.2289 | 1.541 | 5.327 | 0 | 1 | 0.2361 | 11.6146 | 11.6168 | 6.267 | 130.7103 | 148.5919 | 148.5942 | 0.7727 | 0.98771 | 0.81966 | 0 | 0 | 0 | 0.5 | 0 | 0.78317 | 0 | 0 | 0.94673 | CW | 0 | 0 | 0 | 0 | 0 | 0 | 0 | 0 | 0 | 0 | 0 | 0 | 0 | 0 | 0 | 0 | 0 |  | 0.58839 | 0 | 0.69634 | 0.13777 | 0.30838 | 0 | 0 | 0 | 0 | 0 | 0 | 0 | 1 | 0.81966 | 0.98771 | 0.7727 | 0.94673 | 0.34969 | 148.5919 | 2609130.2564 | CW | 135_3.2.4 | 111 | 136 | 101 | BU | 135.1.65 | 0.37727 | 145.8776 | 3932848.4772 | 398082.238 | 101 | AP | 135.1.14 | 0.40299 | 142.4323 | 4103690.1607 | 380878.5816 | '135.1.14'
|  |  | 102 | 135_3.2.5 | 2277.7386 | 0 | 4809523.9719 | 759.2462 | 381731.226 | 759246203.7246 | 135_3.2.5 | 38 | 209270.7804 | 210991.4501 | 15968.0207 | 165206.1457 | 212142.2499 | 165195.8398 | 463448.6907 | 117421.2531 | 261.5481 | 1.1921 | 1.4921 | 1.68 | 10.1276 | 0 | 0.90286 | 0.24104 | 14.5135 | 14.6022 | 4.5131 | 128.0319 | 147.0585 | 147.1472 | 0.76157 | 0.98508 | 0.77333 | 0 | 0 | 0 | 0.45143 | 0 | 0.84032 | 0 | 0 | 0.89872 | CX | 0 | 0 | 0 | 0 | 0 | 0 | 0 | 0 | 0 | 0 | 0 | 0 | 0 | 0 | 0 | 0 | 0 |  | 0.44232 | 0 | 0.78458 | 0.26193 | 0.34147 | 0 | 0 | 0 | 0 | 0 | 0 | 0 | 0.90286 | 0.77333 | 0.98508 | 0.76157 | 0.89872 | 0.35267 | 147.0585 | 4809523.9719 | CX | 135_3.2.5 | 108 | 120 | 102 | BC | 135.1.38 | 0.37629 | 145.2724 | 5089541.7334 | 403171.7798 | 102 | CV | 135_3.2.3 | 0.41661 | 143.0497 | 7852753.104 | 388731.3347 | '135_3.2.3'
|  |  | 103 | 135_3.2.6 | 5858.25 | 0 | 12285965.1727 | 1952.75 | 355000 | 1952750000 | 135_3.2.6 | 83 | 36962.7484 | 82808.4581 | 6864.8108 | 59110.3962 | 114924.1527 | 56240.8597 | 351059.1248 | 86432.4875 | 259.7735 | 0.76665 | 1.2366 | 1.3329 | 11.5549 | 0 | 0.50173 | 0.23941 | 5.6518 | 8.0363 | 1.9598 | 128.9082 | 136.5198 | 138.9043 | 0.84667 | 0.98763 | 0.88905 | 0 | 0 | 0 | 0.25086 | 0 | 0.93135 | 0.2017 | 0.63037 | 0.88445 | CY | 0 | 0 | 0 | 0 | 0 | 0 | 0 | 0 | 0 | 0 | 0 | 0 | 0 | 0 | 0 | 0 | 0 |  | 0.88883 | 0 | 0.91303 | 0.22131 | 0.56886 | 0 | 0 | 0 | 0 | 0 | 0 | 0 | 0.50173 | 0.88905 | 0.98763 | 0.84667 | 0.88445 | 0.43302 | 136.5198 | 12285965.1727 | CY | 135_3.2.6 | 63 | 68 | 103 | BV | 135.1.66 | 0.37517 | 145.571 | 2733407.5712 | 405905.1873 | 103 | AO | 135.1.13 | 0.33583 | 143.4151 | 4516400.6769 | 393247.7353 | '135.1.13'
|  |  | 104 | 135_3.2.65 | 1175.25 | 0 | 2466700.8083 | 391.75 | 118000 | 391750000 | 135_3.2.65 | 17 | 3334.7595 | 52332.5515 | 1135.0693 | 90949.7901 | 71848.3002 | 44929.9653 | 309926.3204 | 51642.6306 | 259.9798 | 0.76813 | 2.6822 | 2.307 | 17.7339 | 0 | 1 | 0.2396 | 3.9016 | 6.4412 | 0.32434 | 128.8126 | 133.0385 | 135.5781 | 0.84637 | 0.97318 | 0.56435 | 0 | 0 | 0.0024723 | 0.5 | 0 | 0.98865 | 0.47667 | 0.96665 | 0.82266 | CZ | 0 | 0 | 0 | 0 | 0 | 0 | 0 | 0 | 0 | 0 | 0 | 0 | 0 | 0 | 0 | 0 | 0 |  | 0.97701 | 0 | 0.99532 | 0.22574 | 0.64397 | 0 | 0 | 0 | 0 | 0 | 0.0024723 | 0 | 1 | 0.56435 | 0.97318 | 0.84637 | 0.82266 | 0.46792 | 133.0385 | 2466700.8083 | CZ | 135_3.2.65 | 41 | 48 | 104 | EN | 26.1.2 | 0.37077 | 136.7844 | 1311044.2243 | 407216.2316 | 104 | CP | 135_3.2.16 | 0.39029 | 143.9083 | 2791153.5444 | 396038.8889 | '135_3.2.16'
|  |  | 105 | 135_3.2.66 | 2986.5 | 0 | 6592330.636 | 995.5 | 154000 | 995500000 | 135_3.2.66 | 40 | 40599.7358 | 71795.1496 | 35583.9656 | 98115.4176 | 81424.6758 | 60961.5118 | 287068.1001 | 70708.5516 | 273.4198 | 0.79051 | 3.4596 | 1.4013 | 12.2632 | 0.44776 | 1 | 0.25198 | 5.548 | 7.0895 | 9.6363 | 122.474 | 137.6583 | 139.1998 | 0.8419 | 0.9654 | 0.86623 | 0 | 0 | 0 | 0.72388 | 0 | 0.64416 | 0.28205 | 0.594 | 0.87737 | DA | 0 | 0 | 0 | 0 | 0 | 0 | 0 | 0 | 0 | 0 | 0 | 0 | 0 | 0 | 0 | 0 | 0 |  | 0.89406 | 0 | 0.52683 | 0.51957 | 0.54429 | 0 | 0 | 0 | 0 | 0 | 0 | 0.44776 | 1 | 0.86623 | 0.9654 | 0.8419 | 0.87737 | 0.46765 | 137.6583 | 6592330.636 | DA | 135_3.2.66 | 42 | 75 | 105 | BX | 135.1.69 | 0.35805 | 146.4523 | 2189291.0102 | 409405.5226 | 105 | BQ | 135.1.61 | 0.38785 | 144.1024 | 3522859.1733 | 399561.7481 | '135.1.61'
|  |  | 106 | 135_3.2.7 | 2469 | 0 | 5011418.8302 | 823 | 357999.9998 | 822999999.65 | 135_3.2.7 | 46 | 109928.4869 | 113422.1666 | 14357.1292 | 45050.6613 | 190087.9981 | 45048.5479 | 424192.0454 | 100723.2576 | 251.4161 | 0.57241 | 1.5623 | 1.5617 | 8.9897 | 0 | 0.36938 | 0.23171 | 9.7615 | 9.9491 | 4.2289 | 133.1891 | 147.1795 | 147.3672 | 0.88552 | 0.98438 | 0.81278 | 0 | 0 | 0 | 0.18469 | 0 | 0.85643 | 0.00062073 | 0.0016062 | 0.9101 | DB | 0 | 0 | 0 | 0 | 0 | 0 | 0 | 0 | 0 | 0 | 0 | 0 | 0 | 0 | 0 | 0 | 0 |  | 0.68176 | 0 | 0.79887 | 0.022867 | 0.33886 | 0 | 0 | 0 | 0 | 0 | 0 | 0 | 0.36938 | 0.81278 | 0.98438 | 0.88552 | 0.9101 | 0.33365 | 147.1795 | 5011418.8302 | DB | 135_3.2.7 | 124 | 122 | 106 | L | 112_1.2.1 | 0.35453 | 148.7398 | 6127261.4611 | 415532.784 | 106 | EL | 24 | 0.34563 | 144.2457 | 493571.398 | 400055.3195 | '24'
|  |  | 107 | 135_3.2.8 | 710.25 | 0 | 1532446.4074 | 236.75 | 76000 | 236750000 | 135_3.2.8 | 10 | 12262.6335 | 44042.4032 | 21511.4444 | 62137.2865 | 111407.9068 | 38535.8805 | 322447.4306 | 95702.126 | 267.256 | 1.3827 | 0.59134 | 2.0084 | 8.189 | 0.079197 | 1 | 0.2463 | 4.2453 | 5.855 | 5.9545 | 125.31 | 135.5097 | 137.1195 | 0.72347 | 0.99409 | 0.66385 | 0 | 0 | 0 | 0.5396 | 0 | 0.78489 | 0.55958 | 0.87737 | 0.91811 | DC | 0 | 0 | 0 | 0 | 0 | 0 | 0 | 0 | 0 | 0 | 0 | 0 | 0 | 0 | 0 | 0 | 0 |  | 0.95969 | 0 | 0.71206 | 0.38811 | 0.59065 | 0 | 0 | 0 | 0 | 0 | 0 | 0.079197 | 1 | 0.66385 | 0.99409 | 0.72347 | 0.91811 | 0.4552 | 135.5097 | 1532446.4074 | DC | 135_3.2.8 | 48 | 61 | 107 | M | 112_1.2.2 | 0.35349 | 147.9504 | 6334452.9609 | 421867.237 | 107 | BS | 135.1.63 | 0.31175 | 144.3016 | 1804811.6642 | 401860.1311 | '135.1.63'
|  |  | 108 | 135_3.2.9 | 2174.25 | 0 | 4653304.5633 | 724.75 | 185000 | 724750000 | 135_3.2.9 | 31 | 107593.2949 | 124719.4593 | 12948.4323 | 95517.1305 | 141825.0275 | 95311.5405 | 392769.918 | 87398.108 | 265.0974 | 1.3556 | 0.87065 | 1.0887 | 10.3674 | 0 | 1 | 0.24431 | 9.1371 | 10.0102 | 3.6152 | 126.3183 | 139.0706 | 139.9437 | 0.72888 | 0.99129 | 0.97045 | 0 | 0 | 0 | 0.5 | 0 | 0.87052 | 0 | 0.029494 | 0.89633 | DD | 0 | 0 | 0 | 0 | 0 | 0 | 0 | 0 | 0 | 0 | 0 | 0 | 0 | 0 | 0 | 0 | 0 |  | 0.71322 | 0 | 0.82975 | 0.34137 | 0.51382 | 0 | 0 | 0 | 0 | 0 | 0 | 0 | 1 | 0.97045 | 0.99129 | 0.72888 | 0.89633 | 0.43488 | 139.0706 | 4653304.5633 | DD | 135_3.2.9 | 61 | 82 | 108 | CX | 135_3.2.5 | 0.35267 | 147.0585 | 4809523.9719 | 426676.761 | 108 | EK | 17 | 0.31174 | 144.565 | 318928.0553 | 402179.0592 | '17'
|  |  | 109 | 135_4.2.1 | 2481.75 | 0 | 5285107.8803 | 827.25 | 452999.9998 | 827249999.9 | 135_4.2.1 | 49 | 8168.4796 | 91396.5497 | 7984.6015 | 329567.9627 | 206452.9284 | 206452.9284 | 354959.754 | 80384.8148 | 263.7845 | 1.3564 | 13.4918 | 1.1251 | 27.9498 | 0 | 0.16742 | 0.2431 | 4.0912 | 8.3556 | 2.236 | 126.9477 | 133.2749 | 137.5394 | 0.72872 | 0.86508 | 0.9583 | 0 | 0 | 0 | 0.083711 | 0 | 0.92015 | 0.10724 | 0.91832 | 0.7205 | DE | 0 | 0 | 0 | 0 | 0 | 0 | 0 | 0 | 0 | 0 | 0 | 0 | 0 | 0 | 0 | 0 | 0 |  | 0.96746 | 0 | 0.89914 | 0.31219 | 0.63887 | 0 | 0 | 0 | 0 | 0 | 0 | 0 | 0.16742 | 0.9583 | 0.86508 | 0.72872 | 0.7205 | 0.42755 | 133.2749 | 5285107.8803 | DE | 135_4.2.1 | 69 | 50 | 109 | EY | 62 | 0.35202 | 140.8782 | 778983.9975 | 427455.745 | 109 | CU | 135_3.2.20 | 0.39921 | 144.6966 | 2089013.5934 | 404268.0728 | '135_3.2.20'
|  |  | 110 | 135_4.2.10 | 2884.5 | 0 | 6014528.1995 | 961.5 | 413000 | 961500000.05 | 135_4.2.10 | 52 | 48997.038 | 63020.3576 | 46511.2981 | 391087.5717 | 291718.3663 | 291307.9879 | 446652.0697 | 115266.1471 | 258.2762 | 0.21747 | 9.3245 | 1.4085 | 20.3614 | 0 | 0.17681 | 0.23803 | 6.3153 | 7.047 | 13.3388 | 129.6524 | 149.3065 | 150.0382 | 0.95651 | 0.90676 | 0.86384 | 0 | 0 | 0 | 0.088404 | 0 | 0.53489 | 0.3698 | 0.51003 | 0.79639 | DF | 0 | 0 | 0 | 0 | 0 | 0 | 0 | 0 | 0 | 0 | 0 | 0 | 0 | 0 | 0 | 0 | 0 |  | 0.85539 | 0 | 0.34055 | 0.18681 | 0.29296 | 0 | 0 | 0 | 0 | 0 | 0 | 0 | 0.17681 | 0.86384 | 0.90676 | 0.95651 | 0.79639 | 0.3022 | 149.3065 | 6014528.1995 | DF | 135_4.2.10 | 133 | 141 | 110 | CD | 135.1.8 | 0.35073 | 149.3371 | 2950090.608 | 430405.8356 | 110 | AQ | 135.1.17 | 0.33635 | 144.8918 | 4328029.1425 | 408596.1019 | '135.1.17'
|  |  | 111 | 135_4.2.11 | 2694 | 0 | 5745521.8436 | 898 | 603999.9998 | 897999999.85 | 135_4.2.11 | 49 | 11719.3885 | 83118.0769 | 4730.294 | 371739.7865 | 250506.8772 | 250506.8772 | 384712.684 | 115345.9492 | 264.1711 | 1.0917 | 12.6417 | 1.5078 | 29.1921 | 0 | 0.17817 | 0.24346 | 4.2655 | 7.9185 | 1.3263 | 126.7642 | 132.356 | 136.009 | 0.78166 | 0.87358 | 0.83073 | 0 | 0 | 0 | 0.089087 | 0 | 0.9527 | 0.17516 | 0.88281 | 0.70808 | DG | 0 | 0 | 0 | 0 | 0 | 0 | 0 | 0 | 0 | 0 | 0 | 0 | 0 | 0 | 0 | 0 | 0 |  | 0.95868 | 0 | 0.94491 | 0.3207 | 0.6587 | 0 | 0 | 0 | 0 | 0 | 0 | 0 | 0.17817 | 0.83073 | 0.87358 | 0.78166 | 0.70808 | 0.43209 | 132.356 | 5745521.8436 | DG | 135_4.2.11 | 65 | 45 | 111 | CW | 135_3.2.4 | 0.34969 | 148.5919 | 2609130.2564 | 433014.9658 | 111 | BC | 135.1.38 | 0.37629 | 145.2724 | 5089541.7334 | 413685.6436 | '135.1.38'
|  |  | 112 | 135_4.2.12 | 2871 | 0 | 6211900.6892 | 957 | 396000 | 957000000 | 135_4.2.12 | 44 | 10129.8037 | 58502.9356 | 9634.0861 | 304303.8905 | 178311.2824 | 178311.2824 | 335347.8669 | 62303.9498 | 268.0061 | 1.2467 | 13.8268 | 1.4365 | 25.1562 | 0 | 0 | 0.24699 | 4.1267 | 6.5645 | 2.6623 | 124.9458 | 131.7348 | 134.1726 | 0.75067 | 0.86173 | 0.85449 | 0 | 0 | 0 | 0 | 0 | 0.90366 | 0.41497 | 0.8987 | 0.74844 | DH | 0 | 0 | 0 | 0 | 0 | 0 | 0 | 0 | 0 | 0 | 0 | 0 | 0 | 0 | 0 | 0 | 0 |  | 0.96567 | 0 | 0.87769 | 0.40499 | 0.6721 | 0 | 0 | 0 | 0 | 0 | 0 | 0 | 0 | 0.85449 | 0.86173 | 0.75067 | 0.74844 | 0.42961 | 131.7348 | 6211900.6892 | DH | 135_4.2.12 | 66 | 40 | 112 | EI | 14 | 0.34866 | 135.0305 | 204671.018 | 433219.6369 | 112 | BV | 135.1.66 | 0.37517 | 145.571 | 2733407.5712 | 416419.0512 | '135.1.66'
|  |  | 113 | 135_4.2.13 | 4146.75 | 19 | 9094876.2198 | 1382.25 | 312000 | 1382250000.05 | 135_4.2.13 | 61 | 66684.638 | 70283.9426 | 38700.0294 | 199151.3805 | 50601.5393 | 50601.5393 | 265839.7581 | 13074.1645 | 271.6704 | 0.85132 | 7.8179 | 1.0879 | 12.4914 | 0 | 0.75601 | 0.25037 | 6.8822 | 7.0612 | 10.5509 | 123.2594 | 140.6925 | 140.8715 | 0.82974 | 0.92182 | 0.9707 | 0 | 0 | 0 | 0.37801 | 0 | 0.613 | 0.29716 | 0.33315 | 0.87509 | DI | 0 | 0 | 0 | 0 | 0 | 0 | 0 | 0 | 0 | 0 | 0 | 0 | 0 | 0 | 0 | 0 | 0 |  | 0.82683 | 0 | 0.48081 | 0.48317 | 0.47883 | 0 | 0 | 0 | 0 | 0 | 0 | 0 | 0.75601 | 0.9707 | 0.92182 | 0.82974 | 0.87509 | 0.4092 | 140.6925 | 9094876.2198 | DI | 135_4.2.13 | 79 | 88 | 113 | EL | 24 | 0.34563 | 144.2457 | 493571.398 | 433713.2083 | 113 | AZ | 135.1.35 | 0.31197 | 145.5978 | 3623441.6817 | 420042.4929 | '135.1.35'
|  |  | 114 | 135_4.2.14 | 6780 | 9 | 14447212.5641 | 2260 | 822000.0004 | 2260000000.2 | 135_4.2.14 | 104 | 56930.3694 | 91063.8883 | 13834.7927 | 290491.2479 | 191858.9068 | 188955.6914 | 378323.9689 | 29330.3803 | 263.9416 | 1.5137 | 9.6436 | 1.0687 | 22.2416 | 0 | 0.15586 | 0.24325 | 6.5845 | 8.3318 | 3.8808 | 126.8682 | 137.3335 | 139.0808 | 0.69726 | 0.90356 | 0.9771 | 0 | 0 | 0 | 0.077931 | 0 | 0.86165 | 0.13631 | 0.43132 | 0.77758 | DJ | 0 | 0 | 0 | 0 | 0 | 0 | 0 | 0 | 0 | 0 | 0 | 0 | 0 | 0 | 0 | 0 | 0 |  | 0.84183 | 0 | 0.81639 | 0.31588 | 0.5513 | 0 | 0 | 0 | 0 | 0 | 0 | 0 | 0.15586 | 0.9771 | 0.90356 | 0.69726 | 0.77758 | 0.39609 | 137.3335 | 14447212.5641 | DJ | 135_4.2.14 | 91 | 71 | 114 | BD | 135.1.39 | 0.34502 | 148.7815 | 4696864.2898 | 438410.0725 | 114 | BU | 135.1.65 | 0.37727 | 145.8776 | 3932848.4772 | 423975.3414 | '135.1.65'
|  |  | 115 | 135_4.2.15 | 1723.5 | 0 | 3791118.8268 | 574.5 | 113000 | 574500000 | 135_4.2.15 | 23 | 30240.974 | 58690.8724 | 10467.8547 | 239085.7101 | 89571.4425 | 89571.4425 | 266779.7991 | 39011.3774 | 272.4643 | 0.7979 | 7.0248 | 1.2419 | 17.792 | 0.30461 | 0 | 0.2511 | 5.057 | 6.466 | 2.8536 | 122.9036 | 130.8142 | 132.2232 | 0.84042 | 0.92975 | 0.91935 | 0 | 0 | 0 | 0.15231 | 0 | 0.89532 | 0.41309 | 0.69759 | 0.82208 | DK | 0 | 0 | 0 | 0 | 0 | 0 | 0 | 0 | 0 | 0 | 0 | 0 | 0 | 0 | 0 | 0 | 0 |  | 0.91879 | 0 | 0.86807 | 0.49966 | 0.69197 | 0 | 0 | 0 | 0 | 0 | 0 | 0.30461 | 0 | 0.91935 | 0.92975 | 0.84042 | 0.82208 | 0.4676 | 130.8142 | 3791118.8268 | DK | 135_4.2.15 | 43 | 35 | 115 | EQ | 33 | 0.34223 | 139.2682 | 469990.5242 | 438880.0631 | 115 | CN | 135_3.2.14 | 0.33543 | 146.2252 | 4541920.7184 | 428517.2621 | '135_3.2.14'
|  |  | 116 | 135_4.2.16 | 1092.75 | 0 | 2358651.8293 | 364.25 | 150000 | 364250000 | 135_4.2.16 | 16 | 18636.8503 | 27966.2663 | 9200.4885 | 267097.0108 | 148600.1605 | 148600.1605 | 331553.7008 | 28728.3287 | 267.36 | 1.1201 | 11.8888 | 1.1181 | 22.2505 | 0 | 0 | 0.2464 | 4.5657 | 5.0373 | 2.5493 | 125.2455 | 132.3605 | 132.8321 | 0.77598 | 0.88111 | 0.96065 | 0 | 0 | 0 | 0 | 0 | 0.908 | 0.72034 | 0.81363 | 0.77749 | DL | 0 | 0 | 0 | 0 | 0 | 0 | 0 | 0 | 0 | 0 | 0 | 0 | 0 | 0 | 0 | 0 | 0 |  | 0.94355 | 0 | 0.88338 | 0.3911 | 0.6586 | 0 | 0 | 0 | 0 | 0 | 0 | 0 | 0 | 0.96065 | 0.88111 | 0.77598 | 0.77749 | 0.4332 | 132.3605 | 2358651.8293 | DL | 135_4.2.16 | 62 | 46 | 116 | FG | 9 | 0.34043 | 139.4512 | 220281.64 | 439100.3447 | 116 | BX | 135.1.69 | 0.35805 | 146.4523 | 2189291.0102 | 430706.5531 | '135.1.69'
|  |  | 117 | 135_4.2.17 | 3526.3087 | 0 | 7212509.9539 | 1175.4362 | 303738.7458 | 1175436223.647 | 135_4.2.17 | 59 | 99158.0988 | 118658.7881 | 29967.2082 | 362362.8934 | 279646.1589 | 274971.6983 | 457641.1534 | 75827.1966 | 253.3492 | 0.60988 | 9.0127 | 1.2848 | 26.4533 | 0 | 0.61972 | 0.23349 | 9.1132 | 10.1525 | 8.7545 | 132.1742 | 150.0419 | 151.0812 | 0.87802 | 0.90987 | 0.90508 | 0 | 0 | 0 | 0.30986 | 0 | 0.70033 | 0 | 0.054841 | 0.73547 | DM | 0 | 0 | 0 | 0 | 0 | 0 | 0 | 0 | 0 | 0 | 0 | 0 | 0 | 0 | 0 | 0 | 0 |  | 0.71442 | 0 | 0.57119 | 0.069912 | 0.2771 | 0 | 0 | 0 | 0 | 0 | 0 | 0 | 0.61972 | 0.90508 | 0.90987 | 0.87802 | 0.73547 | 0.31325 | 150.0419 | 7212509.9539 | DM | 135_4.2.17 | 127 | 147 | 117 | CE | 135.1.9 | 0.33718 | 150.3235 | 3670735.3273 | 442771.08 | 117 | Z | 131.1.7 | 0.27583 | 146.5405 | 1306645.6656 | 432013.1988 | '131.1.7'
|  |  | 118 | 135_4.2.18 | 3111.75 | 44 | 6752861.4165 | 1037.25 | 432999.9998 | 1037249999.85 | 135_4.2.18 | 53 | 41752.8033 | 41914.6992 | 4237.4132 | 230367.734 | 113439.9214 | 111935.8809 | 317144.5063 | 5518.1969 | 268.8045 | 0.66571 | 19.1584 | 1.2332 | 28.4312 | 0 | 0.14389 | 0.24773 | 5.7036 | 5.7117 | 1.169 | 124.5733 | 131.4459 | 131.4541 | 0.86686 | 0.80842 | 0.92227 | 0 | 0 | 0 | 0.071945 | 0 | 0.95763 | 0.58085 | 0.58247 | 0.71569 | DN | 0 | 0 | 0 | 0 | 0 | 0 | 0 | 0 | 0 | 0 | 0 | 0 | 0 | 0 | 0 | 0 | 0 |  | 0.88622 | 0 | 0.95282 | 0.42226 | 0.67834 | 0 | 0 | 0 | 0 | 0 | 0 | 0 | 0.14389 | 0.92227 | 0.80842 | 0.86686 | 0.71569 | 0.44419 | 131.4459 | 6752861.4165 | DN | 135_4.2.18 | 54 | 37 | 118 | AQ | 135.1.17 | 0.33635 | 144.8918 | 4328029.1425 | 447099.1092 | 118 | AU | 135.1.24 | 0.31026 | 147.0197 | 1503890.0903 | 433517.0889 | '135.1.24'
|  |  | 119 | 135_4.2.19 | 1442.25 | 24 | 3150989.0898 | 480.75 | 317000.0002 | 480750000.1 | 135_4.2.19 | 26 | 57889.9876 | 58399.2072 | 29725.0495 | 189565.6007 | 59908.4073 | 58800.6406 | 287058.6294 | 4877.3055 | 270.6199 | 1.1524 | 11.5549 | 1.1139 | 14.4436 | 0 | 1 | 0.2494 | 6.4708 | 6.4962 | 8.1313 | 123.7382 | 138.3403 | 138.3657 | 0.76952 | 0.88445 | 0.96204 | 0 | 0 | 0 | 0.5 | 0 | 0.70275 | 0.41601 | 0.4211 | 0.85556 | DO | 0 | 0 | 0 | 0 | 0 | 0 | 0 | 0 | 0 | 0 | 0 | 0 | 0 | 0 | 0 | 0 | 0 |  | 0.84756 | 0 | 0.60254 | 0.46097 | 0.52958 | 0 | 0 | 0 | 0 | 0 | 0 | 0 | 1 | 0.96204 | 0.88445 | 0.76952 | 0.85556 | 0.43541 | 138.3403 | 3150989.0898 | DO | 135_4.2.19 | 59 | 79 | 119 | BR | 135.1.62 | 0.33625 | 147.6852 | 3183249.632 | 450282.3588 | 119 | BF | 135.1.41 | 0.33538 | 147.0266 | 2469626.1989 | 435986.7151 | '135.1.41'
|  |  | 120 | 135_4.2.2 | 2443.5 | 17 | 5238475.8917 | 814.5 | 320000 | 814500000 | 135_4.2.2 | 37 | 48234.0767 | 53587.9379 | 7364.6491 | 257946.6847 | 153741.7166 | 151137.2905 | 350099.4239 | 11689.5193 | 265.5498 | 1.3197 | 5.8355 | 1.066 | 18.2308 | 0 | 0 | 0.24473 | 6.1033 | 6.3759 | 2.0544 | 126.0997 | 134.2575 | 134.53 | 0.73606 | 0.94165 | 0.978 | 0 | 0 | 0 | 0 | 0 | 0.92635 | 0.46412 | 0.51766 | 0.81769 | DP | 0 | 0 | 0 | 0 | 0 | 0 | 0 | 0 | 0 | 0 | 0 | 0 | 0 | 0 | 0 | 0 | 0 |  | 0.86607 | 0 | 0.90828 | 0.3515 | 0.61767 | 0 | 0 | 0 | 0 | 0 | 0 | 0 | 0 | 0.978 | 0.94165 | 0.73606 | 0.81769 | 0.42074 | 134.2575 | 5238475.8917 | DP | 135_4.2.2 | 73 | 54 | 120 | AO | 135.1.13 | 0.33583 | 143.4151 | 4516400.6769 | 454798.7595 | 120 | CX | 135_3.2.5 | 0.35267 | 147.0585 | 4809523.9719 | 440796.239 | '135_3.2.5'
|  |  | 121 | 135_4.2.20 | 3471 | 0 | 7833260.5753 | 1157 | 372000 | 1157000000 | 135_4.2.20 | 56 | 14124.174 | 68728.9887 | 3503.7082 | 263927.5226 | 93126.8637 | 93126.8637 | 215667.7647 | 72389.5001 | 279.5383 | 1.3416 | 21.0953 | 1.5681 | 29.3898 | 1 | 0 | 0.25762 | 4.1496 | 6.7882 | 0.92869 | 119.7908 | 124.8691 | 127.5078 | 0.73167 | 0.78905 | 0.81065 | 0 | 0 | 0 | 0.5 | 0 | 0.96496 | 0.31271 | 0.85876 | 0.7061 | DQ | 0 | 0 | 0 | 0 | 0 | 0 | 0 | 0 | 0 | 0 | 0 | 0 | 0 | 0 | 0 | 0 | 0 |  | 0.96451 | 0 | 0.96491 | 0.64395 | 0.82024 | 0 | 0 | 0 | 0 | 0 | 0 | 1 | 0 | 0.81065 | 0.78905 | 0.73167 | 0.7061 | 0.52997 | 124.8691 | 7833260.5753 | DQ | 135_4.2.20 | 15 | 12 | 121 | CN | 135_3.2.14 | 0.33543 | 146.2252 | 4541920.7184 | 459340.6802 | 121 | AG | 131_1.2.6 | 0.28147 | 147.106 | 5331103.3097 | 446127.3423 | '131_1.2.6'
|  |  | 122 | 135_4.2.21 | 1533 | 0 | 3437030.6788 | 511 | 635000 | 511000000.35 | 135_4.2.21 | 42 | 14406.2931 | 29774.5096 | 5718.1636 | 276951.6747 | 90818.8147 | 90818.8147 | 182156.3484 | 51381.2898 | 277.712 | 1.2955 | 26.5876 | 2.6223 | 31.453 | 0.97456 | 0 | 0.25594 | 4.1904 | 4.9373 | 1.527 | 120.5778 | 126.2952 | 127.0422 | 0.7409 | 0.73412 | 0.45923 | 0 | 0 | 0 | 0.48728 | 0 | 0.94282 | 0.70225 | 0.85594 | 0.68547 | DR | 0 | 0 | 0 | 0 | 0 | 0 | 0 | 0 | 0 | 0 | 0 | 0 | 0 | 0 | 0 | 0 | 0 |  | 0.96246 | 0 | 0.93481 | 0.60747 | 0.78947 | 0 | 0 | 0 | 0 | 0 | 0 | 0.97456 | 0 | 0.45923 | 0.73412 | 0.7409 | 0.68547 | 0.4955 | 126.2952 | 3437030.6788 | DR | 135_4.2.21 | 29 | 15 | 122 | BF | 135.1.41 | 0.33538 | 147.0266 | 2469626.1989 | 461810.3064 | 122 | DB | 135_3.2.7 | 0.33365 | 147.1795 | 5011418.8302 | 451138.7612 | '135_3.2.7'
|  |  | 123 | 135_4.2.22 | 1519.5 | 0 | 3421118.8919 | 506.5 | 279000 | 506500000 | 135_4.2.22 | 26 | 14139.3182 | 61222.2077 | 12135.0189 | 291349.0076 | 118520.6545 | 118520.6545 | 211885.6226 | 68940.204 | 278.8823 | 1.0473 | 20.1198 | 2.1937 | 30.844 | 1 | 0 | 0.25702 | 4.1603 | 6.4412 | 3.2212 | 120.0722 | 127.4537 | 129.7346 | 0.79054 | 0.7988 | 0.60209 | 0 | 0 | 0 | 0.5 | 0 | 0.87865 | 0.38778 | 0.85861 | 0.69156 | DS | 0 | 0 | 0 | 0 | 0 | 0 | 0 | 0 | 0 | 0 | 0 | 0 | 0 | 0 | 0 | 0 | 0 |  | 0.96398 | 0 | 0.84957 | 0.63091 | 0.76448 | 0 | 0 | 0 | 0 | 0 | 0 | 1 | 0 | 0.60209 | 0.7988 | 0.79054 | 0.69156 | 0.49994 | 127.4537 | 3421118.8919 | DS | 135_4.2.22 | 27 | 20 | 123 | BW | 135.1.68 | 0.33397 | 148.294 | 1003053.6942 | 462813.3601 | 123 | AA | 131.1.9 | 0.26655 | 147.3464 | 1523356.1669 | 452662.1173 | '131.1.9'
|  |  | 124 | 135_4.2.23 | 1155 | 0 | 2484103.6049 | 385 | 108000 | 385000000 | 135_4.2.23 | 16 | 6004.0741 | 35588.3971 | 9341.6243 | 290970.9744 | 160961.6118 | 160961.6118 | 321003.6024 | 53023.5351 | 266.4042 | 0.61534 | 11.8747 | 1.2994 | 24.5065 | 0 | 0 | 0.24552 | 3.9404 | 5.4408 | 2.5904 | 125.698 | 132.2288 | 133.7293 | 0.87693 | 0.88125 | 0.90022 | 0 | 0 | 0 | 0 | 0 | 0.90658 | 0.64412 | 0.93996 | 0.75494 | DT | 0 | 0 | 0 | 0 | 0 | 0 | 0 | 0 | 0 | 0 | 0 | 0 | 0 | 0 | 0 | 0 | 0 |  | 0.97505 | 0 | 0.88131 | 0.37012 | 0.66144 | 0 | 0 | 0 | 0 | 0 | 0 | 0 | 0 | 0.90022 | 0.88125 | 0.87693 | 0.75494 | 0.43524 | 132.2288 | 2484103.6049 | DT | 135_4.2.23 | 60 | 44 | 124 | DB | 135_3.2.7 | 0.33365 | 147.1795 | 5011418.8302 | 467824.7789 | 124 | AH | 131_1.2.7 | 0.26574 | 147.4208 | 4248890.1696 | 456911.0075 | '131_1.2.7'
|  |  | 125 | 135_4.2.24 | 1899 | 0 | 4138440.0708 | 633 | 339000 | 633000000 | 135_4.2.24 | 30 | 52552.7504 | 91800.2734 | 22176.7502 | 226659.5796 | 67698.4833 | 67698.4833 | 245664.9176 | 37581.0559 | 269.9387 | 1.5784 | 4.0312 | 1.0837 | 7.8855 | 0.19589 | 0 | 0.24878 | 6.2206 | 8.1832 | 6.0931 | 124.0565 | 136.3702 | 138.3328 | 0.68432 | 0.95969 | 0.97209 | 0 | 0 | 0 | 0.097946 | 0 | 0.77823 | 0.086811 | 0.47447 | 0.92115 | DU | 0 | 0 | 0 | 0 | 0 | 0 | 0 | 0 | 0 | 0 | 0 | 0 | 0 | 0 | 0 | 0 | 0 |  | 0.86017 | 0 | 0.70509 | 0.44621 | 0.57209 | 0 | 0 | 0 | 0 | 0 | 0 | 0.19589 | 0 | 0.97209 | 0.95969 | 0.68432 | 0.92115 | 0.41549 | 136.3702 | 4138440.0708 | DU | 135_4.2.24 | 76 | 67 | 125 | FA | 64.1.2 | 0.32295 | 148.7782 | 1365562.6392 | 469190.3416 | 125 | W | 131.1.16 | 0.2708 | 147.5871 | 3629487.4048 | 460540.4949 | '131.1.16'
|  |  | 126 | 135_4.2.25 | 644.25 | 0 | 1444230.2475 | 214.75 | 153999.9998 | 214749999.95 | 135_4.2.25 | 13 | 55849.5787 | 65335.3652 | 950.4649 | 243020.341 | 57203.0037 | 57203.0037 | 192414.8477 | 70349.1806 | 277.6741 | 1.8272 | 21.5611 | 1.7939 | 31.1001 | 1 | 0 | 0.2559 | 6.2066 | 6.6692 | 0.25336 | 120.5977 | 127.0577 | 127.5202 | 0.63456 | 0.78439 | 0.73535 | 0 | 0 | 0 | 0.5 | 0 | 0.9905 | 0.34665 | 0.4415 | 0.689 | DV | 0 | 0 | 0 | 0 | 0 | 0 | 0 | 0 | 0 | 0 | 0 | 0 | 0 | 0 | 0 | 0 | 0 |  | 0.86087 | 0 | 0.99889 | 0.60655 | 0.77302 | 0 | 0 | 0 | 0 | 0 | 0 | 1 | 0 | 0.73535 | 0.78439 | 0.63456 | 0.689 | 0.50137 | 127.0577 | 1444230.2475 | DV | 135_4.2.25 | 25 | 18 | 126 | AY | 135.1.32 | 0.32206 | 148.2474 | 3120729.9805 | 472311.0715 | 126 | BR | 135.1.62 | 0.33625 | 147.6852 | 3183249.632 | 463723.7445 | '135.1.62'
|  |  | 127 | 135_4.2.26 | 1959.75 | 0 | 4310200.0962 | 653.25 | 530999.9999 | 653249999.85 | 135_4.2.26 | 36 | 71508.298 | 86715.2967 | 16087.9629 | 226440.563 | 26162.8415 | 26162.8414 | 171438.6544 | 43272.6737 | 272.427 | 1.9056 | 5.9962 | 1.0777 | 16.129 | 0.16418 | 0.41408 | 0.25107 | 7.1009 | 7.8578 | 4.3839 | 122.9186 | 134.4035 | 135.1604 | 0.61888 | 0.94004 | 0.9741 | 0 | 0.13205 | 0.13205 | 0.28913 | 0 | 0.83912 | 0.1329 | 0.28492 | 0.83871 | DW | 0 | 0 | 0 | 0 | 0 | 0 | 0 | 0 | 0 | 0 | 0 | 0 | 0 | 0 | 0 | 0 | 0 |  | 0.81581 | 0 | 0.79108 | 0.49896 | 0.61452 | 0 | 0 | 0 | 0 | 0.13205 | 0.13205 | 0.16418 | 0.41408 | 0.9741 | 0.94004 | 0.61888 | 0.83871 | 0.44991 | 134.4035 | 4310200.0962 | DW | 135_4.2.26 | 52 | 56 | 127 | DM | 135_4.2.17 | 0.31325 | 150.0419 | 7212509.9539 | 479523.5815 | 127 | V | 131.1.15 | 0.26573 | 147.9008 | 3379212.0276 | 467102.9566 | '131.1.15'
|  |  | 128 | 135_4.2.27 | 2189.25 | 0 | 4754463.2987 | 729.75 | 392000 | 729750000 | 135_4.2.27 | 36 | 84183.7394 | 93223.8167 | 10715.3336 | 217843.0049 | 37430.0145 | 37430.0145 | 207000.1981 | 46180.7863 | 269.0045 | 1.271 | 7.8832 | 1.1223 | 18.5814 | 0 | 0.22679 | 0.24791 | 7.8301 | 8.2849 | 2.9594 | 124.4865 | 135.2761 | 135.7309 | 0.74579 | 0.92117 | 0.95923 | 0 | 0.0032429 | 0.0032429 | 0.11339 | 0 | 0.89285 | 0.070539 | 0.15816 | 0.81419 | DX | 0 | 0 | 0 | 0 | 0 | 0 | 0 | 0 | 0 | 0 | 0 | 0 | 0 | 0 | 0 | 0 | 0 |  | 0.77907 | 0 | 0.86274 | 0.42628 | 0.5957 | 0 | 0 | 0 | 0 | 0.0032429 | 0.0032429 | 0 | 0.22679 | 0.95923 | 0.92117 | 0.74579 | 0.81419 | 0.4218 | 135.2761 | 4754463.2987 | DX | 135_4.2.27 | 71 | 60 | 128 | AZ | 135.1.35 | 0.31197 | 145.5978 | 3623441.6817 | 483147.0232 | 128 | M | 112_1.2.2 | 0.35349 | 147.9504 | 6334452.9609 | 473437.4095 | '112_1.2.2'
|  |  | 129 | 135_4.2.28 | 1099.5 | 0 | 2354827.6639 | 366.5 | 136000 | 366500000 | 135_4.2.28 | 16 | 11297.9968 | 33399.5322 | 3728.2797 | 279253.4814 | 158171.3426 | 158171.3426 | 332738.4136 | 38670.3144 | 265.2878 | 1.131 | 10.4754 | 1.058 | 24.513 | 0 | 0 | 0.24449 | 4.2276 | 5.3532 | 1.0415 | 126.225 | 131.4941 | 132.6197 | 0.7738 | 0.89525 | 0.98067 | 0 | 0 | 0 | 0 | 0 | 0.96272 | 0.666 | 0.88702 | 0.75487 | DY | 0 | 0 | 0 | 0 | 0 | 0 | 0 | 0 | 0 | 0 | 0 | 0 | 0 | 0 | 0 | 0 | 0 |  | 0.96059 | 0 | 0.95924 | 0.34569 | 0.6773 | 0 | 0 | 0 | 0 | 0 | 0 | 0 | 0 | 0.98067 | 0.89525 | 0.7738 | 0.75487 | 0.44115 | 131.4941 | 2354827.6639 | DY | 135_4.2.28 | 56 | 38 | 129 | BS | 135.1.63 | 0.31175 | 144.3016 | 1804811.6642 | 484951.8348 | 129 | AF | 131_1.2.5 | 0.25981 | 148.1692 | 6027375.3466 | 479464.7849 | '131_1.2.5'
|  |  | 130 | 135_4.2.29 | 2349 | 0 | 5171059.1602 | 783 | 302000 | 783000000 | 135_4.2.29 | 34 | 61135.5422 | 91101.2958 | 8419.4508 | 227820.5301 | 58136.8899 | 58136.8899 | 221294.8937 | 49796.4691 | 272.6779 | 1.1857 | 6.9179 | 1.2369 | 16.3461 | 0.17688 | 0 | 0.2513 | 6.5833 | 8.0672 | 2.2872 | 122.8052 | 131.6757 | 133.1596 | 0.76286 | 0.93082 | 0.92103 | 0 | 0 | 0 | 0.088442 | 0 | 0.91581 | 0.098333 | 0.38864 | 0.83654 | DZ | 0 | 0 | 0 | 0 | 0 | 0 | 0 | 0 | 0 | 0 | 0 | 0 | 0 | 0 | 0 | 0 | 0 |  | 0.84189 | 0 | 0.89657 | 0.50422 | 0.67338 | 0 | 0 | 0 | 0 | 0 | 0 | 0.17688 | 0 | 0.92103 | 0.93082 | 0.76286 | 0.83654 | 0.45076 | 131.6757 | 5171059.1602 | DZ | 135_4.2.29 | 51 | 39 | 130 | EK | 17 | 0.31174 | 144.565 | 318928.0553 | 485270.7629 | 130 | AY | 135.1.32 | 0.32206 | 148.2474 | 3120729.9805 | 482585.5149 | '135.1.32'
|  |  | 131 | 135_4.2.3 | 4100.25 | 0 | 9167041.4167 | 1366.75 | 519000 | 1366750000 | 135_4.2.3 | 60 | 14676.6843 | 71136.0074 | 10296.4328 | 258706.325 | 101057.4435 | 101057.4435 | 248392.1972 | 59001.6482 | 276.9315 | 1.4092 | 11.2489 | 1.4094 | 24.2621 | 1 | 0 | 0.25522 | 4.2138 | 6.9673 | 2.7613 | 120.919 | 127.8941 | 130.6476 | 0.71817 | 0.88751 | 0.86354 | 0 | 0 | 0 | 0.5 | 0 | 0.89704 | 0.28864 | 0.85323 | 0.75738 | EA | 0 | 0 | 0 | 0 | 0 | 0 | 0 | 0 | 0 | 0 | 0 | 0 | 0 | 0 | 0 | 0 | 0 |  | 0.96128 | 0 | 0.87271 | 0.59166 | 0.75498 | 0 | 0 | 0 | 0 | 0 | 0 | 1 | 0 | 0.86354 | 0.88751 | 0.71817 | 0.75738 | 0.51332 | 127.8941 | 9167041.4167 | EA | 135_4.2.3 | 23 | 24 | 131 | EZ | 64.1.1 | 0.31137 | 149.8086 | 1929797.194 | 487200.5601 | 131 | BW | 135.1.68 | 0.33397 | 148.294 | 1003053.6942 | 483588.5686 | '135.1.68'
|  |  | 132 | 135_4.2.30 | 1200 | 0 | 2685999.4208 | 400 | 429999.9992 | 399999999.5 | 135_4.2.30 | 29 | 65297.6852 | 78988.5155 | 6778.9086 | 242639.4329 | 27737.5802 | 27737.5802 | 152838.8655 | 37608.9336 | 277.2542 | 2.1411 | 7.1381 | 1.4881 | 22.64 | 1 | 0 | 0.25552 | 6.6779 | 7.3459 | 1.8125 | 120.7789 | 129.2693 | 129.9372 | 0.57177 | 0.92862 | 0.83729 | 0 | 0.1024 | 0.1024 | 0.5 | 0 | 0.93221 | 0.21011 | 0.34702 | 0.7736 | EB | 0 | 0 | 0 | 0 | 0 | 0 | 0 | 0 | 0 | 0 | 0 | 0 | 0 | 0 | 0 | 0 | 0 |  | 0.83712 | 0 | 0.92045 | 0.59815 | 0.7253 | 0 | 0 | 0 | 0 | 0.1024 | 0.1024 | 1 | 0 | 0.83729 | 0.92862 | 0.57177 | 0.7736 | 0.50081 | 129.2693 | 2685999.4208 | EB | 135_4.2.30 | 26 | 28 | 132 | AU | 135.1.24 | 0.31026 | 147.0197 | 1503890.0903 | 488704.4502 | 132 | Y | 131.1.6 | 0.27847 | 148.3359 | 3158864.9571 | 486747.4335 | '131.1.6'
|  |  | 133 | 135_4.2.4 | 6105 | 0 | 12849288.097 | 2035 | 677000 | 2035000000.2 | 135_4.2.4 | 95 | 16314.5067 | 56533.6682 | 20192.9243 | 384603.69 | 274569.9613 | 274569.9613 | 419173.4929 | 117590.3345 | 260.7035 | 0.46397 | 9.9119 | 1.6263 | 25.3029 | 0 | 0.13194 | 0.24026 | 4.5621 | 6.6464 | 5.7348 | 128.4466 | 138.7435 | 140.8278 | 0.90721 | 0.90088 | 0.79124 | 0 | 0 | 0 | 0.065971 | 0 | 0.79807 | 0.43466 | 0.83685 | 0.74697 | EC | 0 | 0 | 0 | 0 | 0 | 0 | 0 | 0 | 0 | 0 | 0 | 0 | 0 | 0 | 0 | 0 | 0 |  | 0.94373 | 0 | 0.72311 | 0.24271 | 0.52088 | 0 | 0 | 0 | 0 | 0 | 0 | 0 | 0.13194 | 0.79124 | 0.90088 | 0.90721 | 0.74697 | 0.38226 | 138.7435 | 12849288.097 | EC | 135_4.2.4 | 97 | 81 | 133 | DF | 135_4.2.10 | 0.3022 | 149.3065 | 6014528.1995 | 494718.9784 | 133 | T | 131.1.13 | 0.26031 | 148.3513 | 3083910.4536 | 489831.344 | '131.1.13'
|  |  | 134 | 135_4.2.5 | 626.25 | 0 | 1290881.7152 | 208.75 | 166000 | 208749999.95 | 135_4.2.5 | 15 | 76351.4907 | 93452.3379 | 55052.5974 | 373863.8416 | 282901.6656 | 280415.9551 | 450698.5207 | 93345.2473 | 255.3243 | 0.16035 | 9.4611 | 1.1856 | 21.2299 | 0 | 0.55329 | 0.23531 | 7.8358 | 8.7397 | 15.9655 | 131.1505 | 154.9518 | 155.8557 | 0.96793 | 0.90539 | 0.93812 | 0 | 0 | 0 | 0.27665 | 0 | 0.44947 | 0.065477 | 0.23649 | 0.7877 | ED | 0 | 0 | 0 | 0 | 0 | 0 | 0 | 0 | 0 | 0 | 0 | 0 | 0 | 0 | 0 | 0 | 0 |  | 0.77878 | 0 | 0.2084 | 0.11737 | 0.17116 | 0 | 0 | 0 | 0 | 0 | 0 | 0 | 0.55329 | 0.93812 | 0.90539 | 0.96793 | 0.7877 | 0.27608 | 154.9518 | 1290881.7152 | ED | 135_4.2.5 | 142 | 162 | 134 | CR | 135_3.2.18 | 0.29876 | 151.9555 | 10648412.4161 | 505367.3908 | 134 | AC | 131_1.2.2 | 0.2686 | 148.3742 | 5914419.8907 | 495745.7639 | '131_1.2.2'
|  |  | 135 | 135_4.2.6 | 3999.75 | 6 | 8737621.5566 | 1333.25 | 328000 | 1333250000 | 135_4.2.6 | 57 | 18418.5249 | 25174.8193 | 7229.8718 | 261024.9143 | 126020.4351 | 126020.4351 | 299558.2687 | 30316.1888 | 270.5913 | 0.70403 | 9.612 | 1.1573 | 23.3491 | 0 | 0 | 0.24938 | 4.5 | 4.8374 | 1.9806 | 123.7517 | 130.2323 | 130.5697 | 0.85919 | 0.90388 | 0.94756 | 0 | 0 | 0 | 0 | 0 | 0.9277 | 0.74825 | 0.81581 | 0.76651 | EE | 0 | 0 | 0 | 0 | 0 | 0 | 0 | 0 | 0 | 0 | 0 | 0 | 0 | 0 | 0 | 0 | 0 |  | 0.94686 | 0 | 0.91199 | 0.46035 | 0.70452 | 0 | 0 | 0 | 0 | 0 | 0 | 0 | 0 | 0.94756 | 0.90388 | 0.85919 | 0.76651 | 0.45567 | 130.2323 | 8737621.5566 | EE | 135_4.2.6 | 47 | 32 | 135 | BG | 135.1.43 | 0.29155 | 150.4841 | 2265810.2997 | 507633.2011 | 135 | AB | 131_1.2.1 | 0.25533 | 148.4789 | 5443720.8345 | 501189.4847 | '131_1.2.1'
|  |  | 136 | 135_4.2.7 | 1152 | 0 | 2560869.8453 | 384 | 391000 | 384000000.1 | 135_4.2.7 | 22 | 65168.5759 | 65894.8685 | 1877.2201 | 238516.4029 | 44474.8414 | 44474.8413 | 176210.516 | 61366.7888 | 275.3521 | 2.0218 | 11.7552 | 1.5137 | 28.4479 | 0.7194 | 0 | 0.25376 | 6.7184 | 6.7541 | 0.50039 | 121.6159 | 128.8347 | 128.8704 | 0.59564 | 0.88245 | 0.82878 | 0 | 0 | 0 | 0.3597 | 0 | 0.98123 | 0.34105 | 0.34831 | 0.71552 | EF | 0 | 0 | 0 | 0 | 0 | 0 | 0 | 0 | 0 | 0 | 0 | 0 | 0 | 0 | 0 | 0 | 0 |  | 0.83508 | 0 | 0.98646 | 0.55935 | 0.73468 | 0 | 0 | 0 | 0 | 0 | 0 | 0.7194 | 0 | 0.82878 | 0.88245 | 0.59564 | 0.71552 | 0.48096 | 128.8347 | 2560869.8453 | EF | 135_4.2.7 | 36 | 27 | 136 | AJ | 131_2.2.1 | 0.28777 | 150.587 | 4525960.9211 | 512159.162 | 136 | CW | 135_3.2.4 | 0.34969 | 148.5919 | 2609130.2564 | 503798.6149 | '135_3.2.4'
|  |  | 137 | 135_4.2.8 | 3492 | 0 | 7262473.4433 | 1164 | 589000.0002 | 1164000000.25 | 135_4.2.8 | 70 | 132218.4614 | 165829.7242 | 5947.7089 | 327099.7718 | 258517.9634 | 249945.0493 | 454876.224 | 34834.8641 | 257.6106 | 1.4811 | 16.1252 | 1.0569 | 30.6632 | 0 | 0.83355 | 0.23741 | 10.6961 | 12.4573 | 1.7113 | 129.989 | 142.3964 | 144.1576 | 0.70378 | 0.83875 | 0.98103 | 0 | 0 | 0 | 0.41677 | 0 | 0.94052 | 0 | 0 | 0.69337 | EG | 0 | 0 | 0 | 0 | 0 | 0 | 0 | 0 | 0 | 0 | 0 | 0 | 0 | 0 | 0 | 0 | 0 |  | 0.63467 | 0 | 0.92554 | 0.17121 | 0.44206 | 0 | 0 | 0 | 0 | 0 | 0 | 0 | 0.83355 | 0.98103 | 0.83875 | 0.70378 | 0.69337 | 0.37935 | 142.3964 | 7262473.4433 | EG | 135_4.2.8 | 100 | 99 | 137 | K | 112.1.6 | 0.28257 | 154.5436 | 2289587.7581 | 514448.7498 | 137 | L | 112_1.2.1 | 0.35453 | 148.7398 | 6127261.4611 | 509925.8764 | '112_1.2.1'
|  |  | 138 | 135_4.2.9 | 1711.5 | 0 | 3783436.0826 | 570.5 | 186000 | 570500000 | 135_4.2.9 | 24 | 7713.1909 | 32082.3781 | 5736.2544 | 262352.2278 | 118300.1532 | 118300.1532 | 282059.0229 | 39066.8657 | 273.8186 | 0.85654 | 8.3457 | 1.2095 | 24.2244 | 0.25767 | 0 | 0.25235 | 3.9189 | 5.1202 | 1.5513 | 122.292 | 127.7622 | 128.9634 | 0.82869 | 0.91654 | 0.93018 | 0 | 0 | 0 | 0.12883 | 0 | 0.94264 | 0.67918 | 0.92287 | 0.75776 | EH | 0 | 0 | 0 | 0 | 0 | 0 | 0 | 0 | 0 | 0 | 0 | 0 | 0 | 0 | 0 | 0 | 0 |  | 0.97614 | 0 | 0.93359 | 0.52801 | 0.75782 | 0 | 0 | 0 | 0 | 0 | 0 | 0.25767 | 0 | 0.93018 | 0.91654 | 0.82869 | 0.75776 | 0.48767 | 127.7622 | 3783436.0826 | EH | 135_4.2.9 | 33 | 23 | 138 | AG | 131_1.2.6 | 0.28147 | 147.106 | 5331103.3097 | 519779.8531 | 138 | FA | 64.1.2 | 0.32295 | 148.7782 | 1365562.6392 | 511291.439 | '64.1.2'
|  |  | 139 | 14 | 99 | 5 | 204671.018 | 33 | 100000 | 33000000.2 | 14 | 5 | 4687.9123 | 7771.9046 | 809.0912 | 227750.1734 | 65965.2623 | 65965.2624 | 211340.9715 | 5565.6926 | 256.0794 | 2.0796 | 58.7652 | 2.3636 | 37.6667 | 0 | 0 | 0.236 | 4.0288 | 4.1918 | 0.23126 | 130.7704 | 135.0305 | 135.1935 | 0.58407 | 0.41235 | 0.54545 | 0 | 0 | 0 | 0 | 0 | 0.99191 | 0.92228 | 0.95312 | 0.62333 | EI | 0 | 0 | 0 | 0 | 0 | 0 | 0 | 0 | 0 | 0 | 0 | 0 | 0 | 0 | 0 | 0 | 0 |  | 0.9706 | 0 | 1 | 0.13499 | 0.60099 | 0 | 0 | 0 | 0 | 0 | 0 | 0 | 0 | 0.54545 | 0.41235 | 0.58407 | 0.62333 | 0.34866 | 135.0305 | 204671.018 | EI | 14 | 112 | 58 | 139 | AK | 131_2.2.2 | 0.27996 | 150.3492 | 1995563.4766 | 521775.4166 | 139 | BD | 135.1.39 | 0.34502 | 148.7815 | 4696864.2898 | 515988.3033 | '135.1.39'
|  |  | 140 | 16 | 170.25 | 0 | 357403.7819 | 56.75 | 155999.9996 | 56750000.45 | 16 | 10 | 9383.6019 | 23870.3743 | 9404.289 | 261350.0298 | 66570.4054 | 66570.4054 | 169060.2253 | 51176.8394 | 260.0312 | 1.7397 | 28.7489 | 2.2115 | 32.4449 | 0 | 0.51101 | 0.23964 | 4.2179 | 4.9701 | 2.6939 | 128.8042 | 135.716 | 136.4682 | 0.65205 | 0.71251 | 0.59618 | 0 | 0 | 0 | 0.25551 | 0 | 0.90596 | 0.7613 | 0.90616 | 0.67555 | EJ | 0 | 0 | 0 | 0 | 0 | 0 | 0 | 0 | 0 | 0 | 0 | 0 | 0 | 0 | 0 | 0 | 0 |  | 0.96107 | 0 | 0.8761 | 0.22613 | 0.5862 | 0 | 0 | 0 | 0 | 0 | 0 | 0 | 0.51101 | 0.59618 | 0.71251 | 0.65205 | 0.67555 | 0.39185 | 135.716 | 357403.7819 | EJ | 16 | 92 | 64 | 140 | AM | 135.1.1 | 0.27865 | 153.3957 | 2486655.7014 | 524262.0723 | 140 | A | 1 | 0.26504 | 149.2372 | 1415270.5787 | 517403.5739 | '1'
|  |  | 141 | 17 | 157.5 | 0 | 318928.0553 | 52.5 | 142999.9996 | 52499999.95 | 17 | 8 | 24404.9511 | 63545.6537 | 19938.5574 | 341280.1882 | 121122.1889 | 121122.1888 | 90661.0225 | 132792.0875 | 250.822 | 1.0102 | 13.1667 | 2.8952 | 24.2095 | 0 | 0 | 0.23116 | 5.1793 | 7.2871 | 5.8816 | 133.5041 | 144.565 | 146.6728 | 0.79797 | 0.86833 | 0.36825 | 0 | 0 | 0 | 0 | 0.09339 | 0.80061 | 0.36454 | 0.75595 | 0.7579 | EK | 0 | 0 | 0 | 0 | 0 | 0 | 0 | 0 | 0 | 0 | 0 | 0 | 0 | 0 | 0 | 0 | 0 |  | 0.91263 | 0 | 0.71573 | 0.0082619 | 0.39527 | 0 | 0 | 0.09339 | 0 | 0 | 0 | 0 | 0 | 0.36825 | 0.86833 | 0.79797 | 0.7579 | 0.31174 | 144.565 | 318928.0553 | EK | 17 | 130 | 108 | 141 | Y | 131.1.6 | 0.27847 | 148.3359 | 3158864.9571 | 527420.9372 | 141 | DF | 135_4.2.10 | 0.3022 | 149.3065 | 6014528.1995 | 523418.1021 | '135_4.2.10'
|  |  | 142 | 24 | 237 | 0 | 493571.398 | 79 | 185999.9988 | 78999999.45 | 24 | 11 | 45179.6251 | 48250.6568 | 28942.4829 | 35912.5717 | 38370.1878 | 35912.5717 | 111437.3329 | 26278.9368 | 257.9616 | 2.1983 | 15.3987 | 2.2373 | 29.8671 | 0 | 1 | 0.23774 | 6.1234 | 6.2834 | 8.3107 | 129.8116 | 144.2457 | 144.4058 | 0.56034 | 0.84601 | 0.58755 | 0 | 0 | 0 | 0.5 | 0 | 0.71058 | 0.51749 | 0.5482 | 0.70133 | EL | 0 | 0 | 0 | 0 | 0 | 0 | 0 | 0 | 0 | 0 | 0 | 0 | 0 | 0 | 0 | 0 | 0 |  | 0.86506 | 0 | 0.59352 | 0.17943 | 0.40216 | 0 | 0 | 0 | 0 | 0 | 0 | 0 | 1 | 0.58755 | 0.84601 | 0.56034 | 0.70133 | 0.34563 | 144.2457 | 493571.398 | EL | 24 | 113 | 106 | 142 | ED | 135_4.2.5 | 0.27608 | 154.9518 | 1290881.7152 | 528711.8189 | 142 | CD | 135.1.8 | 0.35073 | 149.3371 | 2950090.608 | 526368.1927 | '135.1.8'
|  |  | 143 | 26.1.1 | 1026 | 0 | 2169996.1359 | 342 | 708000.0018 | 342000000.45 | 26.1.1 | 46 | 13478.405 | 45043.6652 | 5682.1502 | 158661.788 | 44874.1272 | 44874.1272 | 172746.0302 | 82467.1905 | 261.9781 | 1.6794 | 10.905 | 2.1623 | 25.5965 | 0 | 0 | 0.24144 | 4.3921 | 6.0163 | 1.6013 | 127.8272 | 133.8206 | 135.4447 | 0.66411 | 0.89095 | 0.61257 | 0 | 0.039784 | 0.039784 | 0 | 0 | 0.94318 | 0.54956 | 0.86522 | 0.74404 | EM | 0 | 0 | 0 | 0 | 0 | 0 | 0 | 0 | 0 | 0 | 0 | 0 | 0 | 0 | 0 | 0 | 0 |  | 0.9523 | 0 | 0.93107 | 0.27142 | 0.6271 | 0 | 0 | 0 | 0 | 0.039784 | 0.039784 | 0 | 0 | 0.61257 | 0.89095 | 0.66411 | 0.74404 | 0.39841 | 133.8206 | 2169996.1359 | EM | 26.1.1 | 89 | 52 | 143 | Z | 131.1.7 | 0.27583 | 146.5405 | 1306645.6656 | 530018.4646 | 143 | EZ | 64.1.1 | 0.31137 | 149.8086 | 1929797.194 | 528297.9899 | '64.1.1'
|  |  | 144 | 26.1.2 | 627 | 0 | 1311044.2243 | 209 | 289999.9996 | 209000000.15 | 26.1.2 | 17 | 38952.6735 | 50824.6008 | 6016.8446 | 199919.713 | 23381.4407 | 23381.4407 | 216875.5365 | 38785.6822 | 259.0021 | 2.2622 | 11.6137 | 2.3201 | 26.2699 | 0 | 0 | 0.2387 | 5.773 | 6.3929 | 1.7227 | 129.2887 | 136.7844 | 137.4042 | 0.54756 | 0.88386 | 0.55998 | 0 | 0.18142 | 0.18142 | 0 | 0 | 0.93983 | 0.49175 | 0.61047 | 0.7373 | EN | 0 | 0 | 0 | 0 | 0 | 0 | 0 | 0 | 0 | 0 | 0 | 0 | 0 | 0 | 0 | 0 | 0 |  | 0.88272 | 0 | 0.92496 | 0.20367 | 0.56315 | 0 | 0 | 0 | 0 | 0.18142 | 0.18142 | 0 | 0 | 0.55998 | 0.88386 | 0.54756 | 0.7373 | 0.37077 | 136.7844 | 1311044.2243 | EN | 26.1.2 | 104 | 69 | 144 | W | 131.1.16 | 0.2708 | 147.5871 | 3629487.4048 | 533647.952 | 144 | R | 131.1.11 | 0.25425 | 149.9505 | 2585736.3766 | 530883.7263 | '131.1.11'
|  |  | 145 | 31.1.1 | 765.75 | 0 | 1647126.0569 | 255.25 | 666000 | 255250000.05 | 31.1.1 | 44 | 4105.9457 | 17868.1767 | 4083.4834 | 68257.3099 | 77977.1634 | 61461.3528 | 67946.2106 | 47376.6535 | 266.4362 | 1.6378 | 20.7326 | 2.4456 | 31.4407 | 0 | 0.010774 | 0.24555 | 3.8453 | 4.5451 | 1.1325 | 125.6872 | 130.665 | 131.3648 | 0.67244 | 0.79267 | 0.51812 | 0 | 0 | 0 | 0.0053869 | 0.32054 | 0.95917 | 0.82132 | 0.95894 | 0.68559 | EO | 0 | 0 | 0 | 0 | 0 | 0 | 0 | 0 | 0 | 0 | 0 | 0 | 0 | 0 | 0 | 0 | 0 |  | 0.97985 | 0 | 0.95466 | 0.37062 | 0.69519 | 0 | 0 | 0.32054 | 0 | 0 | 0 | 0 | 0.010774 | 0.51812 | 0.79267 | 0.67244 | 0.68559 | 0.46014 | 130.665 | 1647126.0569 | EO | 31.1.1 | 46 | 33 | 145 | AC | 131_1.2.2 | 0.2686 | 148.3742 | 5914419.8907 | 539562.3719 | 145 | AE | 131_1.2.4 | 0.24 | 149.952 | 3712589.9492 | 534596.3162 | '131_1.2.4'
|  |  | 146 | 31.1.2 | 506.25 | 0 | 1070032.2687 | 168.75 | 403000.001 | 168750000.65 | 31.1.2 | 24 | 19281.0321 | 33502.6822 | 5888.333 | 98040.9877 | 100489.1599 | 95416.0911 | 110699.4005 | 83867.0039 | 261.8094 | 1.8189 | 14.2919 | 2.48 | 27.9096 | 0 | 0 | 0.24128 | 4.6995 | 5.4329 | 1.6696 | 127.9075 | 134.2766 | 135.01 | 0.63622 | 0.85708 | 0.50667 | 0 | 0 | 0 | 0 | 0.0071377 | 0.94112 | 0.66497 | 0.80719 | 0.7209 | EP | 0 | 0 | 0 | 0 | 0 | 0 | 0 | 0 | 0 | 0 | 0 | 0 | 0 | 0 | 0 | 0 | 0 |  | 0.93681 | 0 | 0.92763 | 0.2677 | 0.61726 | 0 | 0 | 0.0071377 | 0 | 0 | 0 | 0 | 0 | 0.50667 | 0.85708 | 0.63622 | 0.7209 | 0.38402 | 134.2766 | 1070032.2687 | EP | 31.1.2 | 95 | 55 | 146 | N | 112_1.2.3 | 0.26687 | 155.9758 | 5561086.0031 | 545123.4579 | 146 | AI | 131_1.2.8 | 0.24103 | 150.0087 | 6269686.4451 | 540866.0027 | '131_1.2.8'
|  |  | 147 | 33 | 231 | 0 | 469990.5242 | 77 | 202000 | 76999999.45 | 33 | 11 | 30818.392 | 33354.9823 | 3061.0231 | 219027.3627 | 131289.9565 | 131289.9565 | 162298.0637 | 125460.5697 | 252.0174 | 1.2994 | 31.2565 | 2.0812 | 29.9026 | 0 | 0 | 0.23226 | 5.4975 | 5.6332 | 0.89846 | 132.8722 | 139.2682 | 139.4039 | 0.74012 | 0.68744 | 0.63961 | 0 | 0 | 0 | 0 | 0 | 0.96939 | 0.66645 | 0.69182 | 0.70097 | EQ | 0 | 0 | 0 | 0 | 0 | 0 | 0 | 0 | 0 | 0 | 0 | 0 | 0 | 0 | 0 | 0 | 0 |  | 0.8966 | 0 | 0.96643 | 0.037555 | 0.50956 | 0 | 0 | 0 | 0 | 0 | 0 | 0 | 0 | 0.63961 | 0.68744 | 0.74012 | 0.70097 | 0.34223 | 139.2682 | 469990.5242 | EQ | 33 | 115 | 83 | 147 | AA | 131.1.9 | 0.26655 | 147.3464 | 1523356.1669 | 546646.8141 | 147 | DM | 135_4.2.17 | 0.31325 | 150.0419 | 7212509.9539 | 548078.5126 | '135_4.2.17'
|  |  | 148 | 44 | 92.25 | 0 | 201890.0114 | 30.75 | 105000.0002 | 30749999.85 | 44 | 8 | 4727.9995 | 21142.1537 | 5363.7923 | 103753.6399 | 84556.9531 | 50292.49 | 33884.579 | 29118.8886 | 271.0827 | 1.6346 | 45.6341 | 2.5772 | 32.6098 | 0 | 0 | 0.24983 | 3.809 | 4.6278 | 1.4655 | 123.528 | 128.8025 | 129.6213 | 0.67309 | 0.54366 | 0.47425 | 0 | 0 | 0 | 0 | 0.66115 | 0.94636 | 0.78858 | 0.95272 | 0.6739 | ER | 0 | 0 | 0 | 0 | 0 | 0 | 0 | 0 | 0 | 0 | 0 | 0 | 0 | 0 | 0 | 0 | 0 |  | 0.98167 | 0 | 0.9379 | 0.47072 | 0.73537 | 0 | 0 | 0.66115 | 0 | 0 | 0 | 0 | 0 | 0.47425 | 0.54366 | 0.67309 | 0.6739 | 0.51157 | 128.8025 | 201890.0114 | ER | 44 | 24 | 26 | 148 | AH | 131_1.2.7 | 0.26574 | 147.4208 | 4248890.1696 | 550895.7042 | 148 | AD | 131_1.2.3 | 0.25178 | 150.251 | 2340958.5112 | 550419.4711 | '131_1.2.3'
|  |  | 149 | 45 | 269.25 | 0 | 647682.1211 | 89.75 | 229000.0006 | 89750000.75 | 45 | 14 | 23637.0907 | 40099.804 | 1763.7169 | 85203.3358 | 60116.0412 | 60116.0413 | 105464.4931 | 66647.2203 | 297.9611 | 1.1215 | 38.5599 | 2.9081 | 32.4039 | 0.97772 | 0 | 0.2746 | 4.3282 | 5.0717 | 0.441 | 112.4071 | 117.1763 | 117.9198 | 0.77569 | 0.6144 | 0.36397 | 0 | 0 | 0 | 0.48886 | 0.0025501 | 0.98236 | 0.599 | 0.76363 | 0.67596 | ES | 0 | 0 | 0 | 0 | 0 | 0 | 0 | 0 | 0 | 0 | 0 | 0 | 0 | 0 | 0 | 0 | 0 |  | 0.95551 | 0 | 0.98945 | 0.98623 | 0.98623 | 0 | 0 | 0.0025501 | 0 | 0 | 0 | 0.97772 | 0 | 0.36397 | 0.6144 | 0.77569 | 0.67596 | 0.56526 | 117.1763 | 647682.1211 | ES | 45 | 6 | 2 | 149 | V | 131.1.15 | 0.26573 | 147.9008 | 3379212.0276 | 554274.9163 | 149 | CE | 135.1.9 | 0.33718 | 150.3235 | 3670735.3273 | 554090.2065 | '135.1.9'
|  |  | 150 | 52 | 270 | 0 | 648537.825 | 90 | 211000.0004 | 90000000.3 | 52 | 9 | 4325.6512 | 45591.4404 | 5489.6601 | 114913.3466 | 70694.3669 | 70694.3669 | 107021.4288 | 76225.8887 | 297.526 | 1.2593 | 24.5278 | 2.8667 | 34.65 | 1 | 0 | 0.2742 | 3.4523 | 5.3269 | 1.3635 | 112.5506 | 117.3664 | 119.2411 | 0.74813 | 0.75472 | 0.37778 | 0 | 0 | 0 | 0.5 | 0 | 0.9451 | 0.54409 | 0.95674 | 0.6535 | ET | 0 | 0 | 0 | 0 | 0 | 0 | 0 | 0 | 0 | 0 | 0 | 0 | 0 | 0 | 0 | 0 | 0 |  | 0.99965 | 0 | 0.94303 | 0.97958 | 0.98213 | 0 | 0 | 0 | 0 | 0 | 0 | 1 | 0 | 0.37778 | 0.75472 | 0.74813 | 0.6535 | 0.56956 | 117.3664 | 648537.825 | ET | 52 | 4 | 4 | 150 | A | 1 | 0.26504 | 149.2372 | 1415270.5787 | 555690.1869 | 150 | AK | 131_2.2.2 | 0.27996 | 150.3492 | 1995563.4766 | 556085.77 | '131_2.2.2'
|  |  | 151 | 53.1.1 | 678.75 | 1 | 1508630.7226 | 226.25 | 394999.9994 | 226249999.75 | 53.1.1 | 26 | 9901.3694 | 20145.7655 | 8568.676 | 84637.3961 | 14339.1118 | 14311.4668 | 43382.548 | 22837.866 | 275.3129 | 1.9667 | 26.8309 | 2.821 | 33.0729 | 0.038674 | 0.26298 | 0.25373 | 4.0076 | 4.5105 | 2.3157 | 121.6364 | 127.9597 | 128.4626 | 0.60665 | 0.73169 | 0.393 | 0 | 0.42644 | 0.42754 | 0.15083 | 0.56617 | 0.91431 | 0.79854 | 0.90099 | 0.66927 | EU | 0 | 0 | 0 | 0 | 0 | 0 | 0 | 0 | 0 | 0 | 0 | 0 | 0 | 0 | 0 | 0 | 0 |  | 0.97167 | 0 | 0.89513 | 0.5584 | 0.75356 | 0 | 0 | 0.56617 | 0 | 0.42644 | 0.42754 | 0.038674 | 0.26298 | 0.393 | 0.73169 | 0.60665 | 0.66927 | 0.54279 | 127.9597 | 1508630.7226 | EU | 53.1.1 | 11 | 25 | 151 | Q | 131.1.10 | 0.26161 | 151.9039 | 2705433.194 | 558395.62 | 151 | BG | 135.1.43 | 0.29155 | 150.4841 | 2265810.2997 | 558351.5803 | '135.1.43'
|  |  | 152 | 53.1.2 | 959.25 | 23 | 2021973.5589 | 319.75 | 590000.0002 | 319750000.25 | 53.1.2 | 35 | 20877.8 | 23313.596 | 17525.8585 | 17122.5039 | 19486.0334 | 15308.5527 | 96249.2687 | 6279.1819 | 261.0941 | 2.1711 | 26.5254 | 2.2346 | 26.8749 | 0 | 0 | 0.24062 | 4.7931 | 4.9186 | 4.9803 | 128.2588 | 138.0321 | 138.1576 | 0.56577 | 0.73475 | 0.58848 | 0.35546 | 0.24939 | 0.40548 | 0 | 0.09427 | 0.82474 | 0.76686 | 0.79122 | 0.73125 | EV | 0 | 0 | 0 | 0 | 0 | 0 | 0 | 0 | 0 | 0 | 0 | 0 | 0 | 0 | 0 | 0 | 0 |  | 0.93209 | 0 | 0.76107 | 0.25142 | 0.53623 | 0 | 0 | 0.09427 | 0.35546 | 0.24939 | 0.40548 | 0 | 0 | 0.58848 | 0.73475 | 0.56577 | 0.73125 | 0.40766 | 138.0321 | 2021973.5589 | EV | 53.1.2 | 82 | 78 | 152 | T | 131.1.13 | 0.26031 | 148.3513 | 3083910.4536 | 561479.5305 | 152 | AJ | 131_2.2.1 | 0.28777 | 150.587 | 4525960.9211 | 562877.5412 | '131_2.2.1'
|  |  | 153 | 53.1.3 | 1269 | 36 | 2734809.2823 | 423 | 607000.0002 | 423000000.2 | 53.1.3 | 43 | 13742.8438 | 18382.6862 | 5778.4229 | 15716.564 | 12276.102 | 10933.3345 | 91142.403 | 4711.6518 | 266.9432 | 1.7204 | 25.6773 | 2.2394 | 28.5686 | 0 | 0 | 0.24601 | 4.3257 | 4.5599 | 1.5998 | 125.445 | 131.3705 | 131.6047 | 0.65591 | 0.74323 | 0.58688 | 0.3768 | 0.51309 | 0.5636 | 0 | 0.10435 | 0.94222 | 0.81617 | 0.86257 | 0.71431 | EW | 0 | 0 | 0 | 0 | 0 | 0 | 0 | 0 | 0 | 0 | 0 | 0 | 0 | 0 | 0 | 0 | 0 |  | 0.95564 | 0 | 0.93115 | 0.38185 | 0.67996 | 0 | 0 | 0.10435 | 0.3768 | 0.51309 | 0.5636 | 0 | 0 | 0.58688 | 0.74323 | 0.65591 | 0.71431 | 0.48599 | 131.3705 | 2734809.2823 | EW | 53.1.3 | 35 | 36 | 153 | AF | 131_1.2.5 | 0.25981 | 148.1692 | 6027375.3466 | 567506.9058 | 153 | U | 131.1.14 | 0.21908 | 151.7595 | 2632735.8414 | 565510.277 | '131.1.14'
|  |  | 154 | 53.1.4 | 570.75 | 3 | 1231224.7903 | 190.25 | 438000 | 190250000.75 | 53.1.4 | 27 | 8335.8712 | 35069.9579 | 9425.8853 | 41511.1884 | 42706.0789 | 27823.2872 | 49137.9499 | 19030.9913 | 267.2052 | 1.757 | 23.8752 | 2.272 | 30.7503 | 0 | 0.30486 | 0.24626 | 4.0475 | 5.3988 | 2.6041 | 125.3348 | 131.9864 | 133.3377 | 0.6486 | 0.76125 | 0.576 | 0 | 0 | 0.036086 | 0.15243 | 0.50862 | 0.90574 | 0.6493 | 0.91664 | 0.6925 | EX | 0 | 0 | 0 | 0 | 0 | 0 | 0 | 0 | 0 | 0 | 0 | 0 | 0 | 0 | 0 | 0 | 0 |  | 0.96966 | 0 | 0.88062 | 0.38696 | 0.66668 | 0 | 0 | 0.50862 | 0 | 0 | 0.036086 | 0 | 0.30486 | 0.576 | 0.76125 | 0.6486 | 0.6925 | 0.49212 | 131.9864 | 1231224.7903 | EX | 53.1.4 | 31 | 43 | 154 | AB | 131_1.2.1 | 0.25533 | 148.4789 | 5443720.8345 | 572950.6267 | 154 | AL | 131_2.2.3 | 0.25102 | 151.8961 | 5869274.5421 | 571379.5516 | '131_2.2.3'
|  |  | 155 | 62 | 383.25 | 0 | 778983.9975 | 127.75 | 343000.0012 | 127750000.5 | 62 | 18 | 12207.6114 | 100201.5792 | 11505.3476 | 305817.846 | 148849.7107 | 148849.7106 | 194099.5279 | 63757.8522 | 251.7676 | 0.59103 | 6.9139 | 2.4188 | 23.4892 | 0 | 0.13699 | 0.23203 | 4.5012 | 9.2243 | 3.3721 | 133.005 | 140.8782 | 145.6014 | 0.88179 | 0.93086 | 0.52707 | 0 | 0 | 0 | 0.068493 | 0 | 0.88495 | 0.030425 | 0.87792 | 0.76511 | EY | 0 | 0 | 0 | 0 | 0 | 0 | 0 | 0 | 0 | 0 | 0 | 0 | 0 | 0 | 0 | 0 | 0 |  | 0.9468 | 0 | 0.84198 | 0.031401 | 0.47482 | 0 | 0 | 0 | 0 | 0 | 0 | 0 | 0.13699 | 0.52707 | 0.93086 | 0.88179 | 0.76511 | 0.35202 | 140.8782 | 778983.9975 | EY | 62 | 109 | 89 | 155 | R | 131.1.11 | 0.25425 | 149.9505 | 2585736.3766 | 575536.3631 | 155 | Q | 131.1.10 | 0.26161 | 151.9039 | 2705433.194 | 574084.9848 | '131.1.10'
|  |  | 156 | 64.1.1 | 943.5 | 0 | 1929797.194 | 314.5 | 317000 | 314499999.95 | 64.1.1 | 21 | 53344.3878 | 86684.3328 | 37536.4495 | 329683.9878 | 129014.6523 | 129014.6522 | 210505.3398 | 25629.6219 | 253.3513 | 0.88678 | 2.8784 | 2.9698 | 15.663 | 0 | 0.98967 | 0.23349 | 6.6688 | 8.446 | 10.9686 | 132.1712 | 149.8086 | 151.5857 | 0.82264 | 0.97122 | 0.3434 | 0 | 0 | 0 | 0.49483 | 0 | 0.62464 | 0.1354 | 0.46656 | 0.84337 | EZ | 0 | 0 | 0 | 0 | 0 | 0 | 0 | 0 | 0 | 0 | 0 | 0 | 0 | 0 | 0 | 0 | 0 |  | 0.83758 | 0 | 0.4598 | 0.070054 | 0.28213 | 0 | 0 | 0 | 0 | 0 | 0 | 0 | 0.98967 | 0.3434 | 0.97122 | 0.82264 | 0.84337 | 0.31137 | 149.8086 | 1929797.194 | EZ | 64.1.1 | 131 | 143 | 156 | AD | 131_1.2.3 | 0.25178 | 150.251 | 2340958.5112 | 577877.3216 | 156 | CR | 135_3.2.18 | 0.29876 | 151.9555 | 10648412.4161 | 584733.3972 | '135_3.2.18'
|  |  | 157 | 64.1.2 | 674.25 | 6 | 1365562.6392 | 224.75 | 213000 | 224750000 | 64.1.2 | 17 | 56738.1841 | 76054.8519 | 28395.6658 | 341749.3855 | 134197.2676 | 134197.2675 | 222288.4059 | 16921.9896 | 250.8673 | 0.81745 | 2.9043 | 2.842 | 16.9355 | 0 | 1 | 0.2312 | 6.9176 | 7.9577 | 8.381 | 133.4797 | 148.7782 | 149.8184 | 0.83651 | 0.97096 | 0.38598 | 0 | 0 | 0 | 0.5 | 0 | 0.71604 | 0.23945 | 0.43262 | 0.83065 | FA | 0 | 0 | 0 | 0 | 0 | 0 | 0 | 0 | 0 | 0 | 0 | 0 | 0 | 0 | 0 | 0 | 0 |  | 0.82505 | 0 | 0.58998 | 0.0093953 | 0.30436 | 0 | 0 | 0 | 0 | 0 | 0 | 0 | 1 | 0.38598 | 0.97096 | 0.83651 | 0.83065 | 0.32295 | 148.7782 | 1365562.6392 | FA | 64.1.2 | 125 | 138 | 157 | AL | 131_2.2.3 | 0.25102 | 151.8961 | 5869274.5421 | 583746.5961 | 157 | S | 131.1.12 | 0.22644 | 152.6511 | 3017663.4887 | 587751.0607 | '131.1.12'
|  |  | 158 | 68 | 96.75 | 0 | 230923.7488 | 32.25 | 91000.0002 | 32249999.95 | 68 | 5 | 7090.7161 | 38387.0815 | 1949.009 | 226472.2542 | 59032.5829 | 59032.5829 | 69077.7125 | 27653.9082 | 295.6454 | 2.2771 | 18.8062 | 2.7519 | 30.2713 | 1 | 0.27907 | 0.27247 | 3.601 | 5.0312 | 0.48794 | 113.2629 | 117.3519 | 118.7821 | 0.54458 | 0.81194 | 0.41602 | 0 | 0 | 0 | 0.63953 | 0.30922 | 0.98051 | 0.61613 | 0.92909 | 0.69729 | FB | 0 | 0 | 0 | 0 | 0 | 0 | 0 | 0 | 0 | 0 | 0 | 0 | 0 | 0 | 0 | 0 | 0 |  | 0.99215 | 0 | 0.98709 | 0.94656 | 0.98244 | 0 | 0 | 0.30922 | 0 | 0 | 0 | 1 | 0.27907 | 0.41602 | 0.81194 | 0.54458 | 0.69729 | 0.62681 | 117.3519 | 230923.7488 | FB | 68 | 1 | 3 | 158 | AI | 131_1.2.8 | 0.24103 | 150.0087 | 6269686.4451 | 590016.2826 | 158 | P | 129 | 0.21209 | 152.6584 | 994134.041 | 588745.1947 | '129'
|  |  | 159 | 74 | 106.5 | 0 | 248260.3739 | 35.5 | 106000.0002 | 35499999.5 | 74 | 5 | 2582.9577 | 19944.6474 | 1517.9804 | 247008.1939 | 85539.4829 | 70124.1645 | 104164.571 | 48215.4453 | 288.7428 | 1.0603 | 17.7042 | 2.9296 | 30.1268 | 1 | 0 | 0.26611 | 3.4763 | 4.2882 | 0.38809 | 115.9714 | 119.8357 | 120.6476 | 0.78795 | 0.82296 | 0.35681 | 0 | 0 | 0 | 0.5 | 0 | 0.98482 | 0.80055 | 0.97417 | 0.69873 | FC | 0 | 0 | 0 | 0 | 0 | 0 | 0 | 0 | 0 | 0 | 0 | 0 | 0 | 0 | 0 | 0 | 0 |  | 0.99844 | 0 | 0.99211 | 0.82101 | 0.92885 | 0 | 0 | 0 | 0 | 0 | 0 | 1 | 0 | 0.35681 | 0.82296 | 0.78795 | 0.69873 | 0.55486 | 119.8357 | 248260.3739 | FC | 74 | 8 | 6 | 159 | AE | 131_1.2.4 | 0.24 | 149.952 | 3712589.9492 | 593728.8725 | 159 | AM | 135.1.1 | 0.27865 | 153.3957 | 2486655.7014 | 591231.8504 | '135.1.1'
|  |  | 160 | 83 | 93 | 0 | 223518.3077 | 31 | 68000 | 31000000 | 83 | 3 | 36438.2044 | 61434.1895 | 10270.0653 | 281485.6414 | 90490.8516 | 64996.3796 | 124218.9435 | 63419.9611 | 297.7033 | 2.2415 | 7.9758 | 3 | 22.5161 | 1 | 0 | 0.27436 | 4.9082 | 6.0424 | 2.555 | 112.4809 | 119.9441 | 121.0783 | 0.5517 | 0.92024 | 0.33333 | 0 | 0 | 0 | 0.5 | 0 | 0.8973 | 0.38566 | 0.63562 | 0.77484 | FD | 0 | 0 | 0 | 0 | 0 | 0 | 0 | 0 | 0 | 0 | 0 | 0 | 0 | 0 | 0 | 0 | 0 |  | 0.92629 | 0 | 0.88309 | 0.98281 | 0.92651 | 0 | 0 | 0 | 0 | 0 | 0 | 1 | 0 | 0.33333 | 0.92024 | 0.5517 | 0.77484 | 0.54961 | 119.9441 | 223518.3077 | FD | 83 | 10 | 7 | 160 | S | 131.1.12 | 0.22644 | 152.6511 | 3017663.4887 | 596746.536 | 160 | X | 131.1.17 | 0.21403 | 153.6372 | 967331.4228 | 592199.1818 | '131.1.17'
|  |  | 161 | 84 | 139.5 | 4 | 329684.5484 | 46.5 | 133999.9996 | 46500000.15 | 84 | 9 | 6961.4464 | 26447.8279 | 1443.3575 | 268719.1926 | 19298.8575 | 19298.8575 | 69034.9776 | 12817.8814 | 292.7371 | 2.546 | 31.9462 | 2.4624 | 33.5914 | 1 | 0 | 0.26979 | 3.6313 | 4.5302 | 0.36493 | 114.3881 | 118.3844 | 119.2833 | 0.49081 | 0.68054 | 0.51254 | 0 | 0.23187 | 0.23187 | 0.5 | 0.30965 | 0.98557 | 0.73552 | 0.93039 | 0.66409 | FE | 0 | 0 | 0 | 0 | 0 | 0 | 0 | 0 | 0 | 0 | 0 | 0 | 0 | 0 | 0 | 0 | 0 |  | 0.99063 | 0 | 0.99328 | 0.8944 | 0.96016 | 0 | 0 | 0.30965 | 0 | 0.23187 | 0.23187 | 1 | 0 | 0.51254 | 0.68054 | 0.49081 | 0.66409 | 0.60951 | 118.3844 | 329684.5484 | FE | 84 | 2 | 5 | 161 | BH | 135.1.44 | 0.22243 | 155.643 | 2309550.1811 | 599056.0862 | 161 | K | 112.1.6 | 0.28257 | 154.5436 | 2289587.7581 | 594488.7696 | '112.1.6'
|  |  | 162 | 89 | 482.25 | 0 | 1080465.2872 | 160.75 | 261999.9992 | 160749999.6 | 89 | 16 | 38020.1491 | 42039.1256 | 3044.2218 | 253263.8363 | 36954.7136 | 35578.5321 | 204802.3955 | 78402.0028 | 277.5185 | 1.8163 | 16.0731 | 2.2271 | 25.3888 | 0.7605 | 0.87714 | 0.25576 | 5.34 | 5.5366 | 0.81199 | 120.6671 | 126.8191 | 127.0156 | 0.63673 | 0.83927 | 0.59098 | 0 | 0.0026771 | 0.026765 | 0.81882 | 0 | 0.96956 | 0.57961 | 0.6198 | 0.74611 | FF | 0 | 0 | 0 | 0 | 0 | 0 | 0 | 0 | 0 | 0 | 0 | 0 | 0 | 0 | 0 | 0 | 0 |  | 0.90454 | 0 | 0.97078 | 0.60333 | 0.77817 | 0 | 0 | 0 | 0 | 0.0026771 | 0.026765 | 0.7605 | 0.87714 | 0.59098 | 0.83927 | 0.63673 | 0.74611 | 0.53394 | 126.8191 | 1080465.2872 | FF | 89 | 14 | 16 | 162 | U | 131.1.14 | 0.21908 | 151.7595 | 2632735.8414 | 601688.822 | 162 | ED | 135_4.2.5 | 0.27608 | 154.9518 | 1290881.7152 | 595779.6513 | '135_4.2.5'
|  |  | 163 | 9 | 108 | 0 | 220281.64 | 36 | 110000.0008 | 36000001 | 9 | 8 | 30836.2496 | 50766.8557 | 4852.9211 | 292359.2585 | 110188.9202 | 110188.9202 | 152615.1249 | 44747.0985 | 252.6434 | 1.2433 | 23.5833 | 2.3681 | 29.5833 | 0 | 0 | 0.23284 | 5.4843 | 6.5503 | 1.424 | 132.543 | 139.4512 | 140.5172 | 0.75134 | 0.76417 | 0.54398 | 0 | 0 | 0 | 0 | 0 | 0.95147 | 0.49233 | 0.69164 | 0.70417 | FG | 0 | 0 | 0 | 0 | 0 | 0 | 0 | 0 | 0 | 0 | 0 | 0 | 0 | 0 | 0 | 0 | 0 |  | 0.89726 | 0 | 0.93999 | 0.052819 | 0.50561 | 0 | 0 | 0 | 0 | 0 | 0 | 0 | 0 | 0.54398 | 0.76417 | 0.75134 | 0.70417 | 0.34043 | 139.4512 | 220281.64 | FG | 9 | 116 | 84 | 163 | X | 131.1.17 | 0.21403 | 153.6372 | 967331.4228 | 602656.1534 | 163 | BH | 135.1.44 | 0.22243 | 155.643 | 2309550.1811 | 598089.2015 | '135.1.44'
|  |  | 164 | 92 | 660.75 | 0 | 1593316.3846 | 220.25 | 600999.9988 | 220250000.25 | 92 | 37 | 5808.8309 | 36718.6248 | 3715.8759 | 280195.7579 | 58401.8802 | 58401.8802 | 107639.9593 | 45415.7054 | 298.6883 | 1.253 | 21.0377 | 2.9639 | 29.7402 | 1 | 0 | 0.27527 | 3.5061 | 4.9039 | 0.92195 | 112.1101 | 116.5382 | 117.936 | 0.74941 | 0.78962 | 0.34536 | 0 | 0 | 0 | 0.5 | 0.018402 | 0.96284 | 0.63281 | 0.94191 | 0.7026 | FH | 0 | 0 | 0 | 0 | 0 | 0 | 0 | 0 | 0 | 0 | 0 | 0 | 0 | 0 | 0 | 0 | 0 |  | 0.99694 | 0 | 0.96525 | 1 | 1 | 0 | 0 | 0.018402 | 0 | 0 | 0 | 1 | 0 | 0.34536 | 0.78962 | 0.74941 | 0.7026 | 0.58211 | 116.5382 | 1593316.3846 | FH | 92 | 3 | 1 | 164 | P | 129 | 0.21209 | 152.6584 | 994134.041 | 603650.2875 | 164 | N | 112_1.2.3 | 0.26687 | 155.9758 | 5561086.0031 | 603650.2875 | '112_1.2.3'
|  |  | 165 | 94 | 410.25 | 0 | 956588.5468 | 136.75 | 178999.9994 | 136749999.55 | 94 | 14 | 1935.8649 | 76322.8694 | 20862.2278 | 255537.6657 | 91127.369 | 64975.2998 | 157083.6925 | 44062.9065 | 288.8218 | 1.6848 | 7.1682 | 2.9945 | 23.234 | 1 | 0 | 0.26618 | 3.4453 | 6.9247 | 5.3489 | 115.9389 | 124.7331 | 128.2125 | 0.66304 | 0.92832 | 0.33516 | 0 | 0 | 0 | 0.5 | 0 | 0.79138 | 0.23677 | 0.98064 | 0.76766 | FI | 0 | 0 | 0 | 0 | 0 | 0 | 0 | 0 | 0 | 0 | 0 | 0 | 0 | 0 | 0 | 0 | 0 |  | 1 | 0 | 0.74253 | 0.82251 | 0.82318 | 0 | 0 | 0 | 0 | 0 | 0 | 1 | 0 | 0.33516 | 0.92832 | 0.66304 | 0.76766 | 0.51398 | 124.7331 | 956588.5468 | FI | 94 | 22 | 10 | 165 | O | 112_1.2.4 | 0.20257 | 162.8842 | 8372037.8058 | 612022.3253 | 165 | O | 112_1.2.4 | 0.20257 | 162.8842 | 8372037.8058 | 612022.3253 | '112_1.2.4'
|  |  | 0 | 0 | 0 | 0 | 0 | 0 | 0 | 0 | 0 | 0 | 0 | 0 | 0 | 0 | 0 | 0 | 0 | 0 | 0 | 0 | 0 | 0 | 0 | 0 | 0 | 0 | 0 | 0 | 0 | 0 | 0 | 0 | 0 | 0 | 0 | 0 | 0 | 0 | 0 | 0 | 0 | 0 | 0 | 0 | 0 | 0 | 0 | 0 | 0 | 0 | 0 | 0 | 0 | 0 | 0 | 0 | 0 | 0 | 0 | 0 | 0 | 0 |  | 1.1736 | 0 | 1.0116 | 6.197 | 3.5145 | 0 | 0 | 0 | 0 | 0 | 0 | 0 | 0 | 0 | 0 | 0 | 0 | 0 | 0 | 0 | 0 | 0 |  |  | 166 | #N/A | #N/A | #N/A | #N/A | #N/A | #N/A | 166 | #N/A | #N/A | #N/A | #N/A | #N/A | #N/A | #N/A
|  |  | 0 | 0 | 0 | 0 | 0 | 0 | 0 | 0 | 0 | 0 | 0 | 0 | 0 | 0 | 0 | 0 | 0 | 0 | 0 | 0 | 0 | 0 | 0 | 0 | 0 | 0 | 0 | 0 | 0 | 0 | 0 | 0 | 0 | 0 | 0 | 0 | 0 | 0 | 0 | 0 | 0 | 0 | 0 | 0 | 0 | 0 | 0 | 0 | 0 | 0 | 0 | 0 | 0 | 0 | 0 | 0 | 0 | 0 | 0 | 0 | 0 | 0 |  | 1.1736 | 0 | 1.0116 | 6.197 | 3.5145 | 0 | 0 | 0 | 0 | 0 | 0 | 0 | 0 | 0 | 0 | 0 | 0 | 0 | 0 | 0 | 0 | 0 |  |  | 167 | #N/A | #N/A | #N/A | #N/A | #N/A | #N/A | 167 | #N/A | #N/A | #N/A | #N/A | #N/A | #N/A | #N/A
|  |  | 0 | 0 | 0 | 0 | 0 | 0 | 0 | 0 | 0 | 0 | 0 | 0 | 0 | 0 | 0 | 0 | 0 | 0 | 0 | 0 | 0 | 0 | 0 | 0 | 0 | 0 | 0 | 0 | 0 | 0 | 0 | 0 | 0 | 0 | 0 | 0 | 0 | 0 | 0 | 0 | 0 | 0 | 0 | 0 | 0 | 0 | 0 | 0 | 0 | 0 | 0 | 0 | 0 | 0 | 0 | 0 | 0 | 0 | 0 | 0 | 0 | 0 |  | 1.1736 | 0 | 1.0116 | 6.197 | 3.5145 | 0 | 0 | 0 | 0 | 0 | 0 | 0 | 0 | 0 | 0 | 0 | 0 | 0 | 0 | 0 | 0 | 0 |  |  | 168 | #N/A | #N/A | #N/A | #N/A | #N/A | #N/A | 168 | #N/A | #N/A | #N/A | #N/A | #N/A | #N/A | #N/A
|  |  | 0 | 0 | 0 | 0 | 0 | 0 | 0 | 0 | 0 | 0 | 0 | 0 | 0 | 0 | 0 | 0 | 0 | 0 | 0 | 0 | 0 | 0 | 0 | 0 | 0 | 0 | 0 | 0 | 0 | 0 | 0 | 0 | 0 | 0 | 0 | 0 | 0 | 0 | 0 | 0 | 0 | 0 | 0 | 0 | 0 | 0 | 0 | 0 | 0 | 0 | 0 | 0 | 0 | 0 | 0 | 0 | 0 | 0 | 0 | 0 | 0 | 0 |  | 1.1736 | 0 | 1.0116 | 6.197 | 3.5145 | 0 | 0 | 0 | 0 | 0 | 0 | 0 | 0 | 0 | 0 | 0 | 0 | 0 | 0 | 0 | 0 | 0 |  |  | 169 | #N/A | #N/A | #N/A | #N/A | #N/A | #N/A | 169 | #N/A | #N/A | #N/A | #N/A | #N/A | #N/A | #N/A
|  |  | 0 | 0 | 0 | 0 | 0 | 0 | 0 | 0 | 0 | 0 | 0 | 0 | 0 | 0 | 0 | 0 | 0 | 0 | 0 | 0 | 0 | 0 | 0 | 0 | 0 | 0 | 0 | 0 | 0 | 0 | 0 | 0 | 0 | 0 | 0 | 0 | 0 | 0 | 0 | 0 | 0 | 0 | 0 | 0 | 0 | 0 | 0 | 0 | 0 | 0 | 0 | 0 | 0 | 0 | 0 | 0 | 0 | 0 | 0 | 0 | 0 | 0 |  | 1.1736 | 0 | 1.0116 | 6.197 | 3.5145 | 0 | 0 | 0 | 0 | 0 | 0 | 0 | 0 | 0 | 0 | 0 | 0 | 0 | 0 | 0 | 0 | 0 |  |  | 170 | #N/A | #N/A | #N/A | #N/A | #N/A | #N/A | 170 | #N/A | #N/A | #N/A | #N/A | #N/A | #N/A | #N/A
|  |  | 0 | 0 | 0 | 0 | 0 | 0 | 0 | 0 | 0 | 0 | 0 | 0 | 0 | 0 | 0 | 0 | 0 | 0 | 0 | 0 | 0 | 0 | 0 | 0 | 0 | 0 | 0 | 0 | 0 | 0 | 0 | 0 | 0 | 0 | 0 | 0 | 0 | 0 | 0 | 0 | 0 | 0 | 0 | 0 | 0 | 0 | 0 | 0 | 0 | 0 | 0 | 0 | 0 | 0 | 0 | 0 | 0 | 0 | 0 | 0 | 0 | 0 |  | 1.1736 | 0 | 1.0116 | 6.197 | 3.5145 | 0 | 0 | 0 | 0 | 0 | 0 | 0 | 0 | 0 | 0 | 0 | 0 | 0 | 0 | 0 | 0 | 0 |  |  | 171 | #N/A | #N/A | #N/A | #N/A | #N/A | #N/A | 171 | #N/A | #N/A | #N/A | #N/A | #N/A | #N/A | #N/A
|  |  | 0 | 0 | 0 | 0 | 0 | 0 | 0 | 0 | 0 | 0 | 0 | 0 | 0 | 0 | 0 | 0 | 0 | 0 | 0 | 0 | 0 | 0 | 0 | 0 | 0 | 0 | 0 | 0 | 0 | 0 | 0 | 0 | 0 | 0 | 0 | 0 | 0 | 0 | 0 | 0 | 0 | 0 | 0 | 0 | 0 | 0 | 0 | 0 | 0 | 0 | 0 | 0 | 0 | 0 | 0 | 0 | 0 | 0 | 0 | 0 | 0 | 0 |  | 1.1736 | 0 | 1.0116 | 6.197 | 3.5145 | 0 | 0 | 0 | 0 | 0 | 0 | 0 | 0 | 0 | 0 | 0 | 0 | 0 | 0 | 0 | 0 | 0 |  |  | 172 | #N/A | #N/A | #N/A | #N/A | #N/A | #N/A | 172 | #N/A | #N/A | #N/A | #N/A | #N/A | #N/A | #N/A
|  |  | 0 | 0 | 0 | 0 | 0 | 0 | 0 | 0 | 0 | 0 | 0 | 0 | 0 | 0 | 0 | 0 | 0 | 0 | 0 | 0 | 0 | 0 | 0 | 0 | 0 | 0 | 0 | 0 | 0 | 0 | 0 | 0 | 0 | 0 | 0 | 0 | 0 | 0 | 0 | 0 | 0 | 0 | 0 | 0 | 0 | 0 | 0 | 0 | 0 | 0 | 0 | 0 | 0 | 0 | 0 | 0 | 0 | 0 | 0 | 0 | 0 | 0 |  | 1.1736 | 0 | 1.0116 | 6.197 | 3.5145 | 0 | 0 | 0 | 0 | 0 | 0 | 0 | 0 | 0 | 0 | 0 | 0 | 0 | 0 | 0 | 0 | 0 |  |  | 173 | #N/A | #N/A | #N/A | #N/A | #N/A | #N/A | 173 | #N/A | #N/A | #N/A | #N/A | #N/A | #N/A | #N/A
|  |  | 0 | 0 | 0 | 0 | 0 | 0 | 0 | 0 | 0 | 0 | 0 | 0 | 0 | 0 | 0 | 0 | 0 | 0 | 0 | 0 | 0 | 0 | 0 | 0 | 0 | 0 | 0 | 0 | 0 | 0 | 0 | 0 | 0 | 0 | 0 | 0 | 0 | 0 | 0 | 0 | 0 | 0 | 0 | 0 | 0 | 0 | 0 | 0 | 0 | 0 | 0 | 0 | 0 | 0 | 0 | 0 | 0 | 0 | 0 | 0 | 0 | 0 |  | 1.1736 | 0 | 1.0116 | 6.197 | 3.5145 | 0 | 0 | 0 | 0 | 0 | 0 | 0 | 0 | 0 | 0 | 0 | 0 | 0 | 0 | 0 | 0 | 0 |  |  | 174 | #N/A | #N/A | #N/A | #N/A | #N/A | #N/A | 174 | #N/A | #N/A | #N/A | #N/A | #N/A | #N/A | #N/A
|  |  | 0 | 0 | 0 | 0 | 0 | 0 | 0 | 0 | 0 | 0 | 0 | 0 | 0 | 0 | 0 | 0 | 0 | 0 | 0 | 0 | 0 | 0 | 0 | 0 | 0 | 0 | 0 | 0 | 0 | 0 | 0 | 0 | 0 | 0 | 0 | 0 | 0 | 0 | 0 | 0 | 0 | 0 | 0 | 0 | 0 | 0 | 0 | 0 | 0 | 0 | 0 | 0 | 0 | 0 | 0 | 0 | 0 | 0 | 0 | 0 | 0 | 0 |  | 1.1736 | 0 | 1.0116 | 6.197 | 3.5145 | 0 | 0 | 0 | 0 | 0 | 0 | 0 | 0 | 0 | 0 | 0 | 0 | 0 | 0 | 0 | 0 | 0 |  |  | 175 | #N/A | #N/A | #N/A | #N/A | #N/A | #N/A | 175 | #N/A | #N/A | #N/A | #N/A | #N/A | #N/A | #N/A
|  |  | 0 | 0 | 0 | 0 | 0 | 0 | 0 | 0 | 0 | 0 | 0 | 0 | 0 | 0 | 0 | 0 | 0 | 0 | 0 | 0 | 0 | 0 | 0 | 0 | 0 | 0 | 0 | 0 | 0 | 0 | 0 | 0 | 0 | 0 | 0 | 0 | 0 | 0 | 0 | 0 | 0 | 0 | 0 | 0 | 0 | 0 | 0 | 0 | 0 | 0 | 0 | 0 | 0 | 0 | 0 | 0 | 0 | 0 | 0 | 0 | 0 | 0 |  | 1.1736 | 0 | 1.0116 | 6.197 | 3.5145 | 0 | 0 | 0 | 0 | 0 | 0 | 0 | 0 | 0 | 0 | 0 | 0 | 0 | 0 | 0 | 0 | 0 |  |  | 176 | #N/A | #N/A | #N/A | #N/A | #N/A | #N/A | 176 | #N/A | #N/A | #N/A | #N/A | #N/A | #N/A | #N/A
|  |  | 0 | 0 | 0 | 0 | 0 | 0 | 0 | 0 | 0 | 0 | 0 | 0 | 0 | 0 | 0 | 0 | 0 | 0 | 0 | 0 | 0 | 0 | 0 | 0 | 0 | 0 | 0 | 0 | 0 | 0 | 0 | 0 | 0 | 0 | 0 | 0 | 0 | 0 | 0 | 0 | 0 | 0 | 0 | 0 | 0 | 0 | 0 | 0 | 0 | 0 | 0 | 0 | 0 | 0 | 0 | 0 | 0 | 0 | 0 | 0 | 0 | 0 |  | 1.1736 | 0 | 1.0116 | 6.197 | 3.5145 | 0 | 0 | 0 | 0 | 0 | 0 | 0 | 0 | 0 | 0 | 0 | 0 | 0 | 0 | 0 | 0 | 0 |  |  | 177 | #N/A | #N/A | #N/A | #N/A | #N/A | #N/A | 177 | #N/A | #N/A | #N/A | #N/A | #N/A | #N/A | #N/A
|  |  | 0 | 0 | 0 | 0 | 0 | 0 | 0 | 0 | 0 | 0 | 0 | 0 | 0 | 0 | 0 | 0 | 0 | 0 | 0 | 0 | 0 | 0 | 0 | 0 | 0 | 0 | 0 | 0 | 0 | 0 | 0 | 0 | 0 | 0 | 0 | 0 | 0 | 0 | 0 | 0 | 0 | 0 | 0 | 0 | 0 | 0 | 0 | 0 | 0 | 0 | 0 | 0 | 0 | 0 | 0 | 0 | 0 | 0 | 0 | 0 | 0 | 0 |  | 1.1736 | 0 | 1.0116 | 6.197 | 3.5145 | 0 | 0 | 0 | 0 | 0 | 0 | 0 | 0 | 0 | 0 | 0 | 0 | 0 | 0 | 0 | 0 | 0 |  |  | 178 | #N/A | #N/A | #N/A | #N/A | #N/A | #N/A | 178 | #N/A | #N/A | #N/A | #N/A | #N/A | #N/A | #N/A
|  |  | 0 | 0 | 0 | 0 | 0 | 0 | 0 | 0 | 0 | 0 | 0 | 0 | 0 | 0 | 0 | 0 | 0 | 0 | 0 | 0 | 0 | 0 | 0 | 0 | 0 | 0 | 0 | 0 | 0 | 0 | 0 | 0 | 0 | 0 | 0 | 0 | 0 | 0 | 0 | 0 | 0 | 0 | 0 | 0 | 0 | 0 | 0 | 0 | 0 | 0 | 0 | 0 | 0 | 0 | 0 | 0 | 0 | 0 | 0 | 0 | 0 | 0 |  | 1.1736 | 0 | 1.0116 | 6.197 | 3.5145 | 0 | 0 | 0 | 0 | 0 | 0 | 0 | 0 | 0 | 0 | 0 | 0 | 0 | 0 | 0 | 0 | 0 |  |  | 179 | #N/A | #N/A | #N/A | #N/A | #N/A | #N/A | 179 | #N/A | #N/A | #N/A | #N/A | #N/A | #N/A | #N/A
|  |  | 0 | 0 | 0 | 0 | 0 | 0 | 0 | 0 | 0 | 0 | 0 | 0 | 0 | 0 | 0 | 0 | 0 | 0 | 0 | 0 | 0 | 0 | 0 | 0 | 0 | 0 | 0 | 0 | 0 | 0 | 0 | 0 | 0 | 0 | 0 | 0 | 0 | 0 | 0 | 0 | 0 | 0 | 0 | 0 | 0 | 0 | 0 | 0 | 0 | 0 | 0 | 0 | 0 | 0 | 0 | 0 | 0 | 0 | 0 | 0 | 0 | 0 |  | 1.1736 | 0 | 1.0116 | 6.197 | 3.5145 | 0 | 0 | 0 | 0 | 0 | 0 | 0 | 0 | 0 | 0 | 0 | 0 | 0 | 0 | 0 | 0 | 0 |  |  | 180 | #N/A | #N/A | #N/A | #N/A | #N/A | #N/A | 180 | #N/A | #N/A | #N/A | #N/A | #N/A | #N/A | #N/A
|  |  | 0 | 0 | 0 | 0 | 0 | 0 | 0 | 0 | 0 | 0 | 0 | 0 | 0 | 0 | 0 | 0 | 0 | 0 | 0 | 0 | 0 | 0 | 0 | 0 | 0 | 0 | 0 | 0 | 0 | 0 | 0 | 0 | 0 | 0 | 0 | 0 | 0 | 0 | 0 | 0 | 0 | 0 | 0 | 0 | 0 | 0 | 0 | 0 | 0 | 0 | 0 | 0 | 0 | 0 | 0 | 0 | 0 | 0 | 0 | 0 | 0 | 0 |  | 1.1736 | 0 | 1.0116 | 6.197 | 3.5145 | 0 | 0 | 0 | 0 | 0 | 0 | 0 | 0 | 0 | 0 | 0 | 0 | 0 | 0 | 0 | 0 | 0 |  |  | 181 | #N/A | #N/A | #N/A | #N/A | #N/A | #N/A | 181 | #N/A | #N/A | #N/A | #N/A | #N/A | #N/A | #N/A
|  |  | 0 | 0 | 0 | 0 | 0 | 0 | 0 | 0 | 0 | 0 | 0 | 0 | 0 | 0 | 0 | 0 | 0 | 0 | 0 | 0 | 0 | 0 | 0 | 0 | 0 | 0 | 0 | 0 | 0 | 0 | 0 | 0 | 0 | 0 | 0 | 0 | 0 | 0 | 0 | 0 | 0 | 0 | 0 | 0 | 0 | 0 | 0 | 0 | 0 | 0 | 0 | 0 | 0 | 0 | 0 | 0 | 0 | 0 | 0 | 0 | 0 | 0 |  | 1.1736 | 0 | 1.0116 | 6.197 | 3.5145 | 0 | 0 | 0 | 0 | 0 | 0 | 0 | 0 | 0 | 0 | 0 | 0 | 0 | 0 | 0 | 0 | 0 |  |  | 182 | #N/A | #N/A | #N/A | #N/A | #N/A | #N/A | 182 | #N/A | #N/A | #N/A | #N/A | #N/A | #N/A | #N/A
|  |  | 0 | 0 | 0 | 0 | 0 | 0 | 0 | 0 | 0 | 0 | 0 | 0 | 0 | 0 | 0 | 0 | 0 | 0 | 0 | 0 | 0 | 0 | 0 | 0 | 0 | 0 | 0 | 0 | 0 | 0 | 0 | 0 | 0 | 0 | 0 | 0 | 0 | 0 | 0 | 0 | 0 | 0 | 0 | 0 | 0 | 0 | 0 | 0 | 0 | 0 | 0 | 0 | 0 | 0 | 0 | 0 | 0 | 0 | 0 | 0 | 0 | 0 |  | 1.1736 | 0 | 1.0116 | 6.197 | 3.5145 | 0 | 1 | 0 | 0 | 0 | 0 | 0 | 0 | 0 | 0 | 0 | 0 | 0 | 0 | 0 | 0 | 0 |  |  | 183 | #N/A | #N/A | #N/A | #N/A | #N/A | #N/A | 183 | #N/A | #N/A | #N/A | #N/A | #N/A | #N/A | #N/A
|  |  | 0 | 0 | 0 | 0 | 0 | 0 | 0 | 0 | 0 | 0 | 0 | 0 | 0 | 0 | 0 | 0 | 0 | 0 | 0 | 0 | 0 | 0 | 0 | 0 | 0 | 0 | 0 | 0 | 0 | 0 | 0 | 0 | 0 | 0 | 0 | 0 | 0 | 0 | 0 | 0 | 0 | 0 | 0 | 0 | 0 | 0 | 0 | 0 | 0 | 0 | 0 | 0 | 0 | 0 | 0 | 0 | 0 | 0 | 0 | 0 | 0 | 0 |  | 1.1736 | 0 | 1.0116 | 6.197 | 3.5145 | 0 | 2 | 0 | 0 | 0 | 0 | 0 | 0 | 0 | 0 | 0 | 0 | 0 | 0 | 0 | 0 | 0 |  |  | 184 | #N/A | #N/A | #N/A | #N/A | #N/A | #N/A | 184 | #N/A | #N/A | #N/A | #N/A | #N/A | #N/A | #N/A
|  |  | 0 | 0 | 0 | 0 | 0 | 0 | 0 | 0 | 0 | 0 | 0 | 0 | 0 | 0 | 0 | 0 | 0 | 0 | 0 | 0 | 0 | 0 | 0 | 0 | 0 | 0 | 0 | 0 | 0 | 0 | 0 | 0 | 0 | 0 | 0 | 0 | 0 | 0 | 0 | 0 | 0 | 0 | 0 | 0 | 0 | 0 | 0 | 0 | 0 | 0 | 0 | 0 | 0 | 0 | 0 | 0 | 0 | 0 | 0 | 0 | 0 | 0 |  | 1.1736 | 0 | 1.0116 | 6.197 | 3.5145 | 0 | 3 | 0 | 0 | 0 | 0 | 0 | 0 | 0 | 0 | 0 | 0 | 0 | 0 | 0 | 0 | 0 |  |  | 185 | #N/A | #N/A | #N/A | #N/A | #N/A | #N/A | 185 | #N/A | #N/A | #N/A | #N/A | #N/A | #N/A | #N/A
|  |  | 0 | 0 | 0 | 0 | 0 | 0 | 0 | 0 | 0 | 0 | 0 | 0 | 0 | 0 | 0 | 0 | 0 | 0 | 0 | 0 | 0 | 0 | 0 | 0 | 0 | 0 | 0 | 0 | 0 | 0 | 0 | 0 | 0 | 0 | 0 | 0 | 0 | 0 | 0 | 0 | 0 | 0 | 0 | 0 | 0 | 0 | 0 | 0 | 0 | 0 | 0 | 0 | 0 | 0 | 0 | 0 | 0 | 0 | 0 | 0 | 0 | 0 |  | 1.1736 | 0 | 1.0116 | 6.197 | 3.5145 | 0 | 4 | 0 | 0 | 0 | 0 | 0 | 0 | 0 | 0 | 0 | 0 | 0 | 0 | 0 | 0 | 0 |  |  | 186 | #N/A | #N/A | #N/A | #N/A | #N/A | #N/A | 186 | #N/A | #N/A | #N/A | #N/A | #N/A | #N/A | #N/A
|  |  | 0 | 0 | 0 | 0 | 0 | 0 | 0 | 0 | 0 | 0 | 0 | 0 | 0 | 0 | 0 | 0 | 0 | 0 | 0 | 0 | 0 | 0 | 0 | 0 | 0 | 0 | 0 | 0 | 0 | 0 | 0 | 0 | 0 | 0 | 0 | 0 | 0 | 0 | 0 | 0 | 0 | 0 | 0 | 0 | 0 | 0 | 0 | 0 | 0 | 0 | 0 | 0 | 0 | 0 | 0 | 0 | 0 | 0 | 0 | 0 | 0 | 0 |  | 1.1736 | 0 | 1.0116 | 6.197 | 3.5145 | 0 | 5 | 0 | 0 | 0 | 0 | 0 | 0 | 0 | 0 | 0 | 0 | 0 | 0 | 0 | 0 | 0 |  |  | 187 | #N/A | #N/A | #N/A | #N/A | #N/A | #N/A | 187 | #N/A | #N/A | #N/A | #N/A | #N/A | #N/A | #N/A
|  |  | 0 | 0 | 0 | 0 | 0 | 0 | 0 | 0 | 0 | 0 | 0 | 0 | 0 | 0 | 0 | 0 | 0 | 0 | 0 | 0 | 0 | 0 | 0 | 0 | 0 | 0 | 0 | 0 | 0 | 0 | 0 | 0 | 0 | 0 | 0 | 0 | 0 | 0 | 0 | 0 | 0 | 0 | 0 | 0 | 0 | 0 | 0 | 0 | 0 | 0 | 0 | 0 | 0 | 0 | 0 | 0 | 0 | 0 | 0 | 0 | 0 | 0 |  | 1.1736 | 0 | 1.0116 | 6.197 | 3.5145 | 0 | 6 | 0 | 0 | 0 | 0 | 0 | 0 | 0 | 0 | 0 | 0 | 0 | 0 | 0 | 0 | 0 |  |  | 188 | #N/A | #N/A | #N/A | #N/A | #N/A | #N/A | 188 | #N/A | #N/A | #N/A | #N/A | #N/A | #N/A | #N/A
|  |  | 0 | 0 | 0 | 0 | 0 | 0 | 0 | 0 | 0 | 0 | 0 | 0 | 0 | 0 | 0 | 0 | 0 | 0 | 0 | 0 | 0 | 0 | 0 | 0 | 0 | 0 | 0 | 0 | 0 | 0 | 0 | 0 | 0 | 0 | 0 | 0 | 0 | 0 | 0 | 0 | 0 | 0 | 0 | 0 | 0 | 0 | 0 | 0 | 0 | 0 | 0 | 0 | 0 | 0 | 0 | 0 | 0 | 0 | 0 | 0 | 0 | 0 |  | 1.1736 | 0 | 1.0116 | 6.197 | 3.5145 | 0 | 7 | 0 | 0 | 0 | 0 | 0 | 0 | 0 | 0 | 0 | 0 | 0 | 0 | 0 | 0 | 0 |  |  | 189 | #N/A | #N/A | #N/A | #N/A | #N/A | #N/A | 189 | #N/A | #N/A | #N/A | #N/A | #N/A | #N/A | #N/A
|  |  | 0 | 0 | 0 | 0 | 0 | 0 | 0 | 0 | 0 | 0 | 0 | 0 | 0 | 0 | 0 | 0 | 0 | 0 | 0 | 0 | 0 | 0 | 0 | 0 | 0 | 0 | 0 | 0 | 0 | 0 | 0 | 0 | 0 | 0 | 0 | 0 | 0 | 0 | 0 | 0 | 0 | 0 | 0 | 0 | 0 | 0 | 0 | 0 | 0 | 0 | 0 | 0 | 0 | 0 | 0 | 0 | 0 | 0 | 0 | 0 | 0 | 0 |  | 1.1736 | 0 | 1.0116 | 6.197 | 3.5145 | 0 | 8 | 0 | 0 | 0 | 0 | 0 | 0 | 0 | 0 | 0 | 0 | 0 | 0 | 0 | 0 | 0 |  |  | 190 | #N/A | #N/A | #N/A | #N/A | #N/A | #N/A | 190 | #N/A | #N/A | #N/A | #N/A | #N/A | #N/A | #N/A
|  |  | 0 | 0 | 0 | 0 | 0 | 0 | 0 | 0 | 0 | 0 | 0 | 0 | 0 | 0 | 0 | 0 | 0 | 0 | 0 | 0 | 0 | 0 | 0 | 0 | 0 | 0 | 0 | 0 | 0 | 0 | 0 | 0 | 0 | 0 | 0 | 0 | 0 | 0 | 0 | 0 | 0 | 0 | 0 | 0 | 0 | 0 | 0 | 0 | 0 | 0 | 0 | 0 | 0 | 0 | 0 | 0 | 0 | 0 | 0 | 0 | 0 | 0 |  | 1.1736 | 0 | 1.0116 | 6.197 | 3.5145 | 0 | 9 | 0 | 0 | 0 | 0 | 0 | 0 | 0 | 0 | 0 | 0 | 0 | 0 | 0 | 0 | 0 |  |  | 191 | #N/A | #N/A | #N/A | #N/A | #N/A | #N/A | 191 | #N/A | #N/A | #N/A | #N/A | #N/A | #N/A | #N/A
|  |  | 0 | 0 | 0 | 0 | 0 | 0 | 0 | 0 | 0 | 0 | 0 | 0 | 0 | 0 | 0 | 0 | 0 | 0 | 0 | 0 | 0 | 0 | 0 | 0 | 0 | 0 | 0 | 0 | 0 | 0 | 0 | 0 | 0 | 0 | 0 | 0 | 0 | 0 | 0 | 0 | 0 | 0 | 0 | 0 | 0 | 0 | 0 | 0 | 0 | 0 | 0 | 0 | 0 | 0 | 0 | 0 | 0 | 0 | 0 | 0 | 0 | 0 |  | 1.1736 | 0 | 1.0116 | 6.197 | 3.5145 | 0 | 10 | 0 | 0 | 0 | 0 | 0 | 0 | 0 | 0 | 0 | 0 | 0 | 0 | 0 | 0 | 0 |  |  | 192 | #N/A | #N/A | #N/A | #N/A | #N/A | #N/A | 192 | #N/A | #N/A | #N/A | #N/A | #N/A | #N/A | #N/A
|  |  | 0 | 0 | 0 | 0 | 0 | 0 | 0 | 0 | 0 | 0 | 0 | 0 | 0 | 0 | 0 | 0 | 0 | 0 | 0 | 0 | 0 | 0 | 0 | 0 | 0 | 0 | 0 | 0 | 0 | 0 | 0 | 0 | 0 | 0 | 0 | 0 | 0 | 0 | 0 | 0 | 0 | 0 | 0 | 0 | 0 | 0 | 0 | 0 | 0 | 0 | 0 | 0 | 0 | 0 | 0 | 0 | 0 | 0 | 0 | 0 | 0 | 0 |  | 1.1736 | 0 | 1.0116 | 6.197 | 3.5145 | 0 | 11 | 0 | 0 | 0 | 0 | 0 | 0 | 0 | 0 | 0 | 0 | 0 | 0 | 0 | 0 | 0 |  |  | 193 | #N/A | #N/A | #N/A | #N/A | #N/A | #N/A | 193 | #N/A | #N/A | #N/A | #N/A | #N/A | #N/A | #N/A
|  |  | 0 | 0 | 0 | 0 | 0 | 0 | 0 | 0 | 0 | 0 | 0 | 0 | 0 | 0 | 0 | 0 | 0 | 0 | 0 | 0 | 0 | 0 | 0 | 0 | 0 | 0 | 0 | 0 | 0 | 0 | 0 | 0 | 0 | 0 | 0 | 0 | 0 | 0 | 0 | 0 | 0 | 0 | 0 | 0 | 0 | 0 | 0 | 0 | 0 | 0 | 0 | 0 | 0 | 0 | 0 | 0 | 0 | 0 | 0 | 0 | 0 | 0 |  | 1.1736 | 0 | 1.0116 | 6.197 | 3.5145 | 0 | 12 | 0 | 0 | 0 | 0 | 0 | 0 | 0 | 0 | 0 | 0 | 0 | 0 | 0 | 0 | 0 |  |  | 194 | #N/A | #N/A | #N/A | #N/A | #N/A | #N/A | 194 | #N/A | #N/A | #N/A | #N/A | #N/A | #N/A | #N/A
|  |  | 0 | 0 | 0 | 0 | 0 | 0 | 0 | 0 | 0 | 0 | 0 | 0 | 0 | 0 | 0 | 0 | 0 | 0 | 0 | 0 | 0 | 0 | 0 | 0 | 0 | 0 | 0 | 0 | 0 | 0 | 0 | 0 | 0 | 0 | 0 | 0 | 0 | 0 | 0 | 0 | 0 | 0 | 0 | 0 | 0 | 0 | 0 | 0 | 0 | 0 | 0 | 0 | 0 | 0 | 0 | 0 | 0 | 0 | 0 | 0 | 0 | 0 |  | 1.1736 | 0 | 1.0116 | 6.197 | 3.5145 | 0 | 13 | 0 | 0 | 0 | 0 | 0 | 0 | 0 | 0 | 0 | 0 | 0 | 0 | 0 | 0 | 0 |  |  | 195 | #N/A | #N/A | #N/A | #N/A | #N/A | #N/A | 195 | #N/A | #N/A | #N/A | #N/A | #N/A | #N/A | #N/A
|  |  | 0 | 0 | 0 | 0 | 0 | 0 | 0 | 0 | 0 | 0 | 0 | 0 | 0 | 0 | 0 | 0 | 0 | 0 | 0 | 0 | 0 | 0 | 0 | 0 | 0 | 0 | 0 | 0 | 0 | 0 | 0 | 0 | 0 | 0 | 0 | 0 | 0 | 0 | 0 | 0 | 0 | 0 | 0 | 0 | 0 | 0 | 0 | 0 | 0 | 0 | 0 | 0 | 0 | 0 | 0 | 0 | 0 | 0 | 0 | 0 | 0 | 0 |  | 1.1736 | 0 | 1.0116 | 6.197 | 3.5145 | 0 | 14 | 0 | 0 | 0 | 0 | 0 | 0 | 0 | 0 | 0 | 0 | 0 | 0 | 0 | 0 | 0 |  |  | 196 | #N/A | #N/A | #N/A | #N/A | #N/A | #N/A | 196 | #N/A | #N/A | #N/A | #N/A | #N/A | #N/A | #N/A
|  |  | 0 | 0 | 0 | 0 | 0 | 0 | 0 | 0 | 0 | 0 | 0 | 0 | 0 | 0 | 0 | 0 | 0 | 0 | 0 | 0 | 0 | 0 | 0 | 0 | 0 | 0 | 0 | 0 | 0 | 0 | 0 | 0 | 0 | 0 | 0 | 0 | 0 | 0 | 0 | 0 | 0 | 0 | 0 | 0 | 0 | 0 | 0 | 0 | 0 | 0 | 0 | 0 | 0 | 0 | 0 | 0 | 0 | 0 | 0 | 0 | 0 | 0 |  | 1.1736 | 0 | 1.0116 | 6.197 | 3.5145 | 0 | 15 | 0 | 0 | 0 | 0 | 0 | 0 | 0 | 0 | 0 | 0 | 0 | 0 | 0 | 0 | 0 |  |  | 197 | #N/A | #N/A | #N/A | #N/A | #N/A | #N/A | 197 | #N/A | #N/A | #N/A | #N/A | #N/A | #N/A | #N/A
|  |  | 0 | 0 | 0 | 0 | 0 | 0 | 0 | 0 | 0 | 0 | 0 | 0 | 0 | 0 | 0 | 0 | 0 | 0 | 0 | 0 | 0 | 0 | 0 | 0 | 0 | 0 | 0 | 0 | 0 | 0 | 0 | 0 | 0 | 0 | 0 | 0 | 0 | 0 | 0 | 0 | 0 | 0 | 0 | 0 | 0 | 0 | 0 | 0 | 0 | 0 | 0 | 0 | 0 | 0 | 0 | 0 | 0 | 0 | 0 | 0 | 0 | 0 |  | 1.1736 | 0 | 1.0116 | 6.197 | 3.5145 | 0 | 16 | 0 | 0 | 0 | 0 | 0 | 0 | 0 | 0 | 0 | 0 | 0 | 0 | 0 | 0 | 0 |  |  | 198 | #N/A | #N/A | #N/A | #N/A | #N/A | #N/A | 198 | #N/A | #N/A | #N/A | #N/A | #N/A | #N/A | #N/A
|  |  | 0 | 0 | 0 | 0 | 0 | 0 | 0 | 0 | 0 | 0 | 0 | 0 | 0 | 0 | 0 | 0 | 0 | 0 | 0 | 0 | 0 | 0 | 0 | 0 | 0 | 0 | 0 | 0 | 0 | 0 | 0 | 0 | 0 | 0 | 0 | 0 | 0 | 0 | 0 | 0 | 0 | 0 | 0 | 0 | 0 | 0 | 0 | 0 | 0 | 0 | 0 | 0 | 0 | 0 | 0 | 0 | 0 | 0 | 0 | 0 | 0 | 0 |  | 1.1736 | 0 | 1.0116 | 6.197 | 3.5145 | 0 | 17 | 0 | 0 | 0 | 0 | 0 | 0 | 0 | 0 | 0 | 0 | 0 | 0 | 0 | 0 | 0 |  |  | 199 | #N/A | #N/A | #N/A | #N/A | #N/A | #N/A | 199 | #N/A | #N/A | #N/A | #N/A | #N/A | #N/A | #N/A
|  |  | 0 | 0 | 0 | 0 | 0 | 0 | 0 | 0 | 0 | 0 | 0 | 0 | 0 | 0 | 0 | 0 | 0 | 0 | 0 | 0 | 0 | 0 | 0 | 0 | 0 | 0 | 0 | 0 | 0 | 0 | 0 | 0 | 0 | 0 | 0 | 0 | 0 | 0 | 0 | 0 | 0 | 0 | 0 | 0 | 0 | 0 | 0 | 0 | 0 | 0 | 0 | 0 | 0 | 0 | 0 | 0 | 0 | 0 | 0 | 0 | 0 | 0 |  | 1.1736 | 0 | 1.0116 | 6.197 | 3.5145 | 0 | 18 | 0 | 0 | 0 | 0 | 0 | 0 | 0 | 0 | 0 | 0 | 0 | 0 | 0 | 0 | 0 |  |  | 200 | #N/A | #N/A | #N/A | #N/A | #N/A | #N/A | 200 | #N/A | #N/A | #N/A | #N/A | #N/A | #N/A | #N/A
|  |  | 0 | 0 | 0 | 0 | 0 | 0 | 0 | 0 | 0 | 0 | 0 | 0 | 0 | 0 | 0 | 0 | 0 | 0 | 0 | 0 | 0 | 0 | 0 | 0 | 0 | 0 | 0 | 0 | 0 | 0 | 0 | 0 | 0 | 0 | 0 | 0 | 0 | 0 | 0 | 0 | 0 | 0 | 0 | 0 | 0 | 0 | 0 | 0 | 0 | 0 | 0 | 0 | 0 | 0 | 0 | 0 | 0 | 0 | 0 | 0 | 0 | 0 |  | 1.1736 | 0 | 1.0116 | 6.197 | 3.5145 | 0 | 19 | 0 | 0 | 0 | 0 | 0 | 0 | 0 | 0 | 0 | 0 | 0 | 0 | 0 | 0 | 0 |  |  | 201 | #N/A | #N/A | #N/A | #N/A | #N/A | #N/A | 201 | #N/A | #N/A | #N/A | #N/A | #N/A | #N/A | #N/A
|  |  | 0 | 0 | 0 | 0 | 0 | 0 | 0 | 0 | 0 | 0 | 0 | 0 | 0 | 0 | 0 | 0 | 0 | 0 | 0 | 0 | 0 | 0 | 0 | 0 | 0 | 0 | 0 | 0 | 0 | 0 | 0 | 0 | 0 | 0 | 0 | 0 | 0 | 0 | 0 | 0 | 0 | 0 | 0 | 0 | 0 | 0 | 0 | 0 | 0 | 0 | 0 | 0 | 0 | 0 | 0 | 0 | 0 | 0 | 0 | 0 | 0 | 0 |  | 1.1736 | 0 | 1.0116 | 6.197 | 3.5145 | 0 | 20 | 0 | 0 | 0 | 0 | 0 | 0 | 0 | 0 | 0 | 0 | 0 | 0 | 0 | 0 | 0 |  |  | 202 | #N/A | #N/A | #N/A | #N/A | #N/A | #N/A | 202 | #N/A | #N/A | #N/A | #N/A | #N/A | #N/A | #N/A
|  |  | 0 | 0 | 0 | 0 | 0 | 0 | 0 | 0 | 0 | 0 | 0 | 0 | 0 | 0 | 0 | 0 | 0 | 0 | 0 | 0 | 0 | 0 | 0 | 0 | 0 | 0 | 0 | 0 | 0 | 0 | 0 | 0 | 0 | 0 | 0 | 0 | 0 | 0 | 0 | 0 | 0 | 0 | 0 | 0 | 0 | 0 | 0 | 0 | 0 | 0 | 0 | 0 | 0 | 0 | 0 | 0 | 0 | 0 | 0 | 0 | 0 | 0 |  | 1.1736 | 0 | 1.0116 | 6.197 | 3.5145 | 0 | 21 | 0 | 0 | 0 | 0 | 0 | 0 | 0 | 0 | 0 | 0 | 0 | 0 | 0 | 0 | 0 |  |  | 203 | #N/A | #N/A | #N/A | #N/A | #N/A | #N/A | 203 | #N/A | #N/A | #N/A | #N/A | #N/A | #N/A | #N/A
|  |  | 0 | 0 | 0 | 0 | 0 | 0 | 0 | 0 | 0 | 0 | 0 | 0 | 0 | 0 | 0 | 0 | 0 | 0 | 0 | 0 | 0 | 0 | 0 | 0 | 0 | 0 | 0 | 0 | 0 | 0 | 0 | 0 | 0 | 0 | 0 | 0 | 0 | 0 | 0 | 0 | 0 | 0 | 0 | 0 | 0 | 0 | 0 | 0 | 0 | 0 | 0 | 0 | 0 | 0 | 0 | 0 | 0 | 0 | 0 | 0 | 0 | 0 |  | 1.1736 | 0 | 1.0116 | 6.197 | 3.5145 | 0 | 22 | 0 | 0 | 0 | 0 | 0 | 0 | 0 | 0 | 0 | 0 | 0 | 0 | 0 | 0 | 0 |  |  | 204 | #N/A | #N/A | #N/A | #N/A | #N/A | #N/A | 204 | #N/A | #N/A | #N/A | #N/A | #N/A | #N/A | #N/A
|  |  | 0 | 0 | 0 | 0 | 0 | 0 | 0 | 0 | 0 | 0 | 0 | 0 | 0 | 0 | 0 | 0 | 0 | 0 | 0 | 0 | 0 | 0 | 0 | 0 | 0 | 0 | 0 | 0 | 0 | 0 | 0 | 0 | 0 | 0 | 0 | 0 | 0 | 0 | 0 | 0 | 0 | 0 | 0 | 0 | 0 | 0 | 0 | 0 | 0 | 0 | 0 | 0 | 0 | 0 | 0 | 0 | 0 | 0 | 0 | 0 | 0 | 0 |  | 1.1736 | 0 | 1.0116 | 6.197 | 3.5145 | 0 | 23 | 0 | 0 | 0 | 0 | 0 | 0 | 0 | 0 | 0 | 0 | 0 | 0 | 0 | 0 | 0 |  |  | 205 | #N/A | #N/A | #N/A | #N/A | #N/A | #N/A | 205 | #N/A | #N/A | #N/A | #N/A | #N/A | #N/A | #N/A
|  |  | 0 | 0 | 0 | 0 | 0 | 0 | 0 | 0 | 0 | 0 | 0 | 0 | 0 | 0 | 0 | 0 | 0 | 0 | 0 | 0 | 0 | 0 | 0 | 0 | 0 | 0 | 0 | 0 | 0 | 0 | 0 | 0 | 0 | 0 | 0 | 0 | 0 | 0 | 0 | 0 | 0 | 0 | 0 | 0 | 0 | 0 | 0 | 0 | 0 | 0 | 0 | 0 | 0 | 0 | 0 | 0 | 0 | 0 | 0 | 0 | 0 | 0 |  | 1.1736 | 0 | 1.0116 | 6.197 | 3.5145 | 0 | 24 | 0 | 0 | 0 | 0 | 0 | 0 | 0 | 0 | 0 | 0 | 0 | 0 | 0 | 0 | 0 |  |  | 206 | #N/A | #N/A | #N/A | #N/A | #N/A | #N/A | 206 | #N/A | #N/A | #N/A | #N/A | #N/A | #N/A | #N/A
|  |  | 0 | 0 | 0 | 0 | 0 | 0 | 0 | 0 | 0 | 0 | 0 | 0 | 0 | 0 | 0 | 0 | 0 | 0 | 0 | 0 | 0 | 0 | 0 | 0 | 0 | 0 | 0 | 0 | 0 | 0 | 0 | 0 | 0 | 0 | 0 | 0 | 0 | 0 | 0 | 0 | 0 | 0 | 0 | 0 | 0 | 0 | 0 | 0 | 0 | 0 | 0 | 0 | 0 | 0 | 0 | 0 | 0 | 0 | 0 | 0 | 0 | 0 |  | 1.1736 | 0 | 1.0116 | 6.197 | 3.5145 | 0 | 25 | 0 | 0 | 0 | 0 | 0 | 0 | 0 | 0 | 0 | 0 | 0 | 0 | 0 | 0 | 0 |  |  | 207 | #N/A | #N/A | #N/A | #N/A | #N/A | #N/A | 207 | #N/A | #N/A | #N/A | #N/A | #N/A | #N/A | #N/A
|  |  | 0 | 0 | 0 | 0 | 0 | 0 | 0 | 0 | 0 | 0 | 0 | 0 | 0 | 0 | 0 | 0 | 0 | 0 | 0 | 0 | 0 | 0 | 0 | 0 | 0 | 0 | 0 | 0 | 0 | 0 | 0 | 0 | 0 | 0 | 0 | 0 | 0 | 0 | 0 | 0 | 0 | 0 | 0 | 0 | 0 | 0 | 0 | 0 | 0 | 0 | 0 | 0 | 0 | 0 | 0 | 0 | 0 | 0 | 0 | 0 | 0 | 0 |  | 1.1736 | 0 | 1.0116 | 6.197 | 3.5145 | 0 | 26 | 0 | 0 | 0 | 0 | 0 | 0 | 0 | 0 | 0 | 0 | 0 | 0 | 0 | 0 | 0 |  |  | 208 | #N/A | #N/A | #N/A | #N/A | #N/A | #N/A | 208 | #N/A | #N/A | #N/A | #N/A | #N/A | #N/A | #N/A
|  |  | 0 | 0 | 0 | 0 | 0 | 0 | 0 | 0 | 0 | 0 | 0 | 0 | 0 | 0 | 0 | 0 | 0 | 0 | 0 | 0 | 0 | 0 | 0 | 0 | 0 | 0 | 0 | 0 | 0 | 0 | 0 | 0 | 0 | 0 | 0 | 0 | 0 | 0 | 0 | 0 | 0 | 0 | 0 | 0 | 0 | 0 | 0 | 0 | 0 | 0 | 0 | 0 | 0 | 0 | 0 | 0 | 0 | 0 | 0 | 0 | 0 | 0 |  | 1.1736 | 0 | 1.0116 | 6.197 | 3.5145 | 0 | 27 | 0 | 0 | 0 | 0 | 0 | 0 | 0 | 0 | 0 | 0 | 0 | 0 | 0 | 0 | 0 |  |  | 209 | #N/A | #N/A | #N/A | #N/A | #N/A | #N/A | 209 | #N/A | #N/A | #N/A | #N/A | #N/A | #N/A | #N/A
|  |  | 0 | 0 | 0 | 0 | 0 | 0 | 0 | 0 | 0 | 0 | 0 | 0 | 0 | 0 | 0 | 0 | 0 | 0 | 0 | 0 | 0 | 0 | 0 | 0 | 0 | 0 | 0 | 0 | 0 | 0 | 0 | 0 | 0 | 0 | 0 | 0 | 0 | 0 | 0 | 0 | 0 | 0 | 0 | 0 | 0 | 0 | 0 | 0 | 0 | 0 | 0 | 0 | 0 | 0 | 0 | 0 | 0 | 0 | 0 | 0 | 0 | 0 |  | 1.1736 | 0 | 1.0116 | 6.197 | 3.5145 | 0 | 28 | 0 | 0 | 0 | 0 | 0 | 0 | 0 | 0 | 0 | 0 | 0 | 0 | 0 | 0 | 0 |  |  | 210 | #N/A | #N/A | #N/A | #N/A | #N/A | #N/A | 210 | #N/A | #N/A | #N/A | #N/A | #N/A | #N/A | #N/A
|  |  | 0 | 0 | 0 | 0 | 0 | 0 | 0 | 0 | 0 | 0 | 0 | 0 | 0 | 0 | 0 | 0 | 0 | 0 | 0 | 0 | 0 | 0 | 0 | 0 | 0 | 0 | 0 | 0 | 0 | 0 | 0 | 0 | 0 | 0 | 0 | 0 | 0 | 0 | 0 | 0 | 0 | 0 | 0 | 0 | 0 | 0 | 0 | 0 | 0 | 0 | 0 | 0 | 0 | 0 | 0 | 0 | 0 | 0 | 0 | 0 | 0 | 0 |  | 1.1736 | 0 | 1.0116 | 6.197 | 3.5145 | 0 | 29 | 0 | 0 | 0 | 0 | 0 | 0 | 0 | 0 | 0 | 0 | 0 | 0 | 0 | 0 | 0 |  |  | 211 | #N/A | #N/A | #N/A | #N/A | #N/A | #N/A | 211 | #N/A | #N/A | #N/A | #N/A | #N/A | #N/A | #N/A
|  |  | 0 | 0 | 0 | 0 | 0 | 0 | 0 | 0 | 0 | 0 | 0 | 0 | 0 | 0 | 0 | 0 | 0 | 0 | 0 | 0 | 0 | 0 | 0 | 0 | 0 | 0 | 0 | 0 | 0 | 0 | 0 | 0 | 0 | 0 | 0 | 0 | 0 | 0 | 0 | 0 | 0 | 0 | 0 | 0 | 0 | 0 | 0 | 0 | 0 | 0 | 0 | 0 | 0 | 0 | 0 | 0 | 0 | 0 | 0 | 0 | 0 | 0 |  | 1.1736 | 0 | 1.0116 | 6.197 | 3.5145 | 0 | 30 | 0 | 0 | 0 | 0 | 0 | 0 | 0 | 0 | 0 | 0 | 0 | 0 | 0 | 0 | 0 |  |  | 212 | #N/A | #N/A | #N/A | #N/A | #N/A | #N/A | 212 | #N/A | #N/A | #N/A | #N/A | #N/A | #N/A | #N/A
|  |  | 0 | 0 | 0 | 0 | 0 | 0 | 0 | 0 | 0 | 0 | 0 | 0 | 0 | 0 | 0 | 0 | 0 | 0 | 0 | 0 | 0 | 0 | 0 | 0 | 0 | 0 | 0 | 0 | 0 | 0 | 0 | 0 | 0 | 0 | 0 | 0 | 0 | 0 | 0 | 0 | 0 | 0 | 0 | 0 | 0 | 0 | 0 | 0 | 0 | 0 | 0 | 0 | 0 | 0 | 0 | 0 | 0 | 0 | 0 | 0 | 0 | 0 |  | 1.1736 | 0 | 1.0116 | 6.197 | 3.5145 | 0 | 31 | 0 | 0 | 0 | 0 | 0 | 0 | 0 | 0 | 0 | 0 | 0 | 0 | 0 | 0 | 0 |  |  | 213 | #N/A | #N/A | #N/A | #N/A | #N/A | #N/A | 213 | #N/A | #N/A | #N/A | #N/A | #N/A | #N/A | #N/A
|  |  | 0 | 0 | 0 | 0 | 0 | 0 | 0 | 0 | 0 | 0 | 0 | 0 | 0 | 0 | 0 | 0 | 0 | 0 | 0 | 0 | 0 | 0 | 0 | 0 | 0 | 0 | 0 | 0 | 0 | 0 | 0 | 0 | 0 | 0 | 0 | 0 | 0 | 0 | 0 | 0 | 0 | 0 | 0 | 0 | 0 | 0 | 0 | 0 | 0 | 0 | 0 | 0 | 0 | 0 | 0 | 0 | 0 | 0 | 0 | 0 | 0 | 0 |  | 1.1736 | 0 | 1.0116 | 6.197 | 3.5145 | 0 | 32 | 0 | 0 | 0 | 0 | 0 | 0 | 0 | 0 | 0 | 0 | 0 | 0 | 0 | 0 | 0 |  |  | 214 | #N/A | #N/A | #N/A | #N/A | #N/A | #N/A | 214 | #N/A | #N/A | #N/A | #N/A | #N/A | #N/A | #N/A
|  |  | 0 | 0 | 0 | 0 | 0 | 0 | 0 | 0 | 0 | 0 | 0 | 0 | 0 | 0 | 0 | 0 | 0 | 0 | 0 | 0 | 0 | 0 | 0 | 0 | 0 | 0 | 0 | 0 | 0 | 0 | 0 | 0 | 0 | 0 | 0 | 0 | 0 | 0 | 0 | 0 | 0 | 0 | 0 | 0 | 0 | 0 | 0 | 0 | 0 | 0 | 0 | 0 | 0 | 0 | 0 | 0 | 0 | 0 | 0 | 0 | 0 | 0 |  | 1.1736 | 0 | 1.0116 | 6.197 | 3.5145 | 0 | 33 | 0 | 0 | 0 | 0 | 0 | 0 | 0 | 0 | 0 | 0 | 0 | 0 | 0 | 0 | 0 |  |  | 215 | #N/A | #N/A | #N/A | #N/A | #N/A | #N/A | 215 | #N/A | #N/A | #N/A | #N/A | #N/A | #N/A | #N/A
|  |  | 0 | 0 | 0 | 0 | 0 | 0 | 0 | 0 | 0 | 0 | 0 | 0 | 0 | 0 | 0 | 0 | 0 | 0 | 0 | 0 | 0 | 0 | 0 | 0 | 0 | 0 | 0 | 0 | 0 | 0 | 0 | 0 | 0 | 0 | 0 | 0 | 0 | 0 | 0 | 0 | 0 | 0 | 0 | 0 | 0 | 0 | 0 | 0 | 0 | 0 | 0 | 0 | 0 | 0 | 0 | 0 | 0 | 0 | 0 | 0 | 0 | 0 |  | 1.1736 | 0 | 1.0116 | 6.197 | 3.5145 | 0 | 34 | 0 | 0 | 0 | 0 | 0 | 0 | 0 | 0 | 0 | 0 | 0 | 0 | 0 | 0 | 0 |  |  | 216 | #N/A | #N/A | #N/A | #N/A | #N/A | #N/A | 216 | #N/A | #N/A | #N/A | #N/A | #N/A | #N/A | #N/A
|  |  | 0 | 0 | 0 | 0 | 0 | 0 | 0 | 0 | 0 | 0 | 0 | 0 | 0 | 0 | 0 | 0 | 0 | 0 | 0 | 0 | 0 | 0 | 0 | 0 | 0 | 0 | 0 | 0 | 0 | 0 | 0 | 0 | 0 | 0 | 0 | 0 | 0 | 0 | 0 | 0 | 0 | 0 | 0 | 0 | 0 | 0 | 0 | 0 | 0 | 0 | 0 | 0 | 0 | 0 | 0 | 0 | 0 | 0 | 0 | 0 | 0 | 0 |  | 1.1736 | 0 | 1.0116 | 6.197 | 3.5145 | 0 | 35 | 0 | 0 | 0 | 0 | 0 | 0 | 0 | 0 | 0 | 0 | 0 | 0 | 0 | 0 | 0 |  |  | 217 | #N/A | #N/A | #N/A | #N/A | #N/A | #N/A | 217 | #N/A | #N/A | #N/A | #N/A | #N/A | #N/A | #N/A
|  |  | 0 | 0 | 0 | 0 | 0 | 0 | 0 | 0 | 0 | 0 | 0 | 0 | 0 | 0 | 0 | 0 | 0 | 0 | 0 | 0 | 0 | 0 | 0 | 0 | 0 | 0 | 0 | 0 | 0 | 0 | 0 | 0 | 0 | 0 | 0 | 0 | 0 | 0 | 0 | 0 | 0 | 0 | 0 | 0 | 0 | 0 | 0 | 0 | 0 | 0 | 0 | 0 | 0 | 0 | 0 | 0 | 0 | 0 | 0 | 0 | 0 | 0 |  | 1.1736 | 0 | 1.0116 | 6.197 | 3.5145 | 0 | 36 | 0 | 0 | 0 | 0 | 0 | 0 | 0 | 0 | 0 | 0 | 0 | 0 | 0 | 0 | 0 |  |  | 218 | #N/A | #N/A | #N/A | #N/A | #N/A | #N/A | 218 | #N/A | #N/A | #N/A | #N/A | #N/A | #N/A | #N/A
|  |  | 0 | 0 | 0 | 0 | 0 | 0 | 0 | 0 | 0 | 0 | 0 | 0 | 0 | 0 | 0 | 0 | 0 | 0 | 0 | 0 | 0 | 0 | 0 | 0 | 0 | 0 | 0 | 0 | 0 | 0 | 0 | 0 | 0 | 0 | 0 | 0 | 0 | 0 | 0 | 0 | 0 | 0 | 0 | 0 | 0 | 0 | 0 | 0 | 0 | 0 | 0 | 0 | 0 | 0 | 0 | 0 | 0 | 0 | 0 | 0 | 0 | 0 |  | 1.1736 | 0 | 1.0116 | 6.197 | 3.5145 | 0 | 37 | 0 | 0 | 0 | 0 | 0 | 0 | 0 | 0 | 0 | 0 | 0 | 0 | 0 | 0 | 0 |  |  | 219 | #N/A | #N/A | #N/A | #N/A | #N/A | #N/A | 219 | #N/A | #N/A | #N/A | #N/A | #N/A | #N/A | #N/A
|  |  | 0 | 0 | 0 | 0 | 0 | 0 | 0 | 0 | 0 | 0 | 0 | 0 | 0 | 0 | 0 | 0 | 0 | 0 | 0 | 0 | 0 | 0 | 0 | 0 | 0 | 0 | 0 | 0 | 0 | 0 | 0 | 0 | 0 | 0 | 0 | 0 | 0 | 0 | 0 | 0 | 0 | 0 | 0 | 0 | 0 | 0 | 0 | 0 | 0 | 0 | 0 | 0 | 0 | 0 | 0 | 0 | 0 | 0 | 0 | 0 | 0 | 0 |  | 1.1736 | 0 | 1.0116 | 6.197 | 3.5145 | 0 | 38 | 0 | 0 | 0 | 0 | 0 | 0 | 0 | 0 | 0 | 0 | 0 | 0 | 0 | 0 | 0 |  |  | 220 | #N/A | #N/A | #N/A | #N/A | #N/A | #N/A | 220 | #N/A | #N/A | #N/A | #N/A | #N/A | #N/A | #N/A
|  |  | 0 | 0 | 0 | 0 | 0 | 0 | 0 | 0 | 0 | 0 | 0 | 0 | 0 | 0 | 0 | 0 | 0 | 0 | 0 | 0 | 0 | 0 | 0 | 0 | 0 | 0 | 0 | 0 | 0 | 0 | 0 | 0 | 0 | 0 | 0 | 0 | 0 | 0 | 0 | 0 | 0 | 0 | 0 | 0 | 0 | 0 | 0 | 0 | 0 | 0 | 0 | 0 | 0 | 0 | 0 | 0 | 0 | 0 | 0 | 0 | 0 | 0 |  | 1.1736 | 0 | 1.0116 | 6.197 | 3.5145 | 0 | 39 | 0 | 0 | 0 | 0 | 0 | 0 | 0 | 0 | 0 | 0 | 0 | 0 | 0 | 0 | 0 |  |  | 221 | #N/A | #N/A | #N/A | #N/A | #N/A | #N/A | 221 | #N/A | #N/A | #N/A | #N/A | #N/A | #N/A | #N/A
|  |  | 0 | 0 | 0 | 0 | 0 | 0 | 0 | 0 | 0 | 0 | 0 | 0 | 0 | 0 | 0 | 0 | 0 | 0 | 0 | 0 | 0 | 0 | 0 | 0 | 0 | 0 | 0 | 0 | 0 | 0 | 0 | 0 | 0 | 0 | 0 | 0 | 0 | 0 | 0 | 0 | 0 | 0 | 0 | 0 | 0 | 0 | 0 | 0 | 0 | 0 | 0 | 0 | 0 | 0 | 0 | 0 | 0 | 0 | 0 | 0 | 0 | 0 |  | 1.1736 | 0 | 1.0116 | 6.197 | 3.5145 | 0 | 40 | 0 | 0 | 0 | 0 | 0 | 0 | 0 | 0 | 0 | 0 | 0 | 0 | 0 | 0 | 0 |  |  | 222 | #N/A | #N/A | #N/A | #N/A | #N/A | #N/A | 222 | #N/A | #N/A | #N/A | #N/A | #N/A | #N/A | #N/A
|  |  | 0 | 0 | 0 | 0 | 0 | 0 | 0 | 0 | 0 | 0 | 0 | 0 | 0 | 0 | 0 | 0 | 0 | 0 | 0 | 0 | 0 | 0 | 0 | 0 | 0 | 0 | 0 | 0 | 0 | 0 | 0 | 0 | 0 | 0 | 0 | 0 | 0 | 0 | 0 | 0 | 0 | 0 | 0 | 0 | 0 | 0 | 0 | 0 | 0 | 0 | 0 | 0 | 0 | 0 | 0 | 0 | 0 | 0 | 0 | 0 | 0 | 0 |  | 1.1736 | 0 | 1.0116 | 6.197 | 3.5145 | 0 | 41 | 0 | 0 | 0 | 0 | 0 | 0 | 0 | 0 | 0 | 0 | 0 | 0 | 0 | 0 | 0 |  |  | 223 | #N/A | #N/A | #N/A | #N/A | #N/A | #N/A | 223 | #N/A | #N/A | #N/A | #N/A | #N/A | #N/A | #N/A
|  |  | 0 | 0 | 0 | 0 | 0 | 0 | 0 | 0 | 0 | 0 | 0 | 0 | 0 | 0 | 0 | 0 | 0 | 0 | 0 | 0 | 0 | 0 | 0 | 0 | 0 | 0 | 0 | 0 | 0 | 0 | 0 | 0 | 0 | 0 | 0 | 0 | 0 | 0 | 0 | 0 | 0 | 0 | 0 | 0 | 0 | 0 | 0 | 0 | 0 | 0 | 0 | 0 | 0 | 0 | 0 | 0 | 0 | 0 | 0 | 0 | 0 | 0 |  | 1.1736 | 0 | 1.0116 | 6.197 | 3.5145 | 0 | 42 | 0 | 0 | 0 | 0 | 0 | 0 | 0 | 0 | 0 | 0 | 0 | 0 | 0 | 0 | 0 |  |  | 224 | #N/A | #N/A | #N/A | #N/A | #N/A | #N/A | 224 | #N/A | #N/A | #N/A | #N/A | #N/A | #N/A | #N/A
|  |  | 0 | 0 | 0 | 0 | 0 | 0 | 0 | 0 | 0 | 0 | 0 | 0 | 0 | 0 | 0 | 0 | 0 | 0 | 0 | 0 | 0 | 0 | 0 | 0 | 0 | 0 | 0 | 0 | 0 | 0 | 0 | 0 | 0 | 0 | 0 | 0 | 0 | 0 | 0 | 0 | 0 | 0 | 0 | 0 | 0 | 0 | 0 | 0 | 0 | 0 | 0 | 0 | 0 | 0 | 0 | 0 | 0 | 0 | 0 | 0 | 0 | 0 |  | 1.1736 | 0 | 1.0116 | 6.197 | 3.5145 | 0 | 43 | 0 | 0 | 0 | 0 | 0 | 0 | 0 | 0 | 0 | 0 | 0 | 0 | 0 | 0 | 0 |  |  | 225 | #N/A | #N/A | #N/A | #N/A | #N/A | #N/A | 225 | #N/A | #N/A | #N/A | #N/A | #N/A | #N/A | #N/A
|  |  | 0 | 0 | 0 | 0 | 0 | 0 | 0 | 0 | 0 | 0 | 0 | 0 | 0 | 0 | 0 | 0 | 0 | 0 | 0 | 0 | 0 | 0 | 0 | 0 | 0 | 0 | 0 | 0 | 0 | 0 | 0 | 0 | 0 | 0 | 0 | 0 | 0 | 0 | 0 | 0 | 0 | 0 | 0 | 0 | 0 | 0 | 0 | 0 | 0 | 0 | 0 | 0 | 0 | 0 | 0 | 0 | 0 | 0 | 0 | 0 | 0 | 0 |  | 1.1736 | 0 | 1.0116 | 6.197 | 3.5145 | 0 | 44 | 0 | 0 | 0 | 0 | 0 | 0 | 0 | 0 | 0 | 0 | 0 | 0 | 0 | 0 | 0 |  |  | 226 | #N/A | #N/A | #N/A | #N/A | #N/A | #N/A | 226 | #N/A | #N/A | #N/A | #N/A | #N/A | #N/A | #N/A
|  |  | 0 | 0 | 0 | 0 | 0 | 0 | 0 | 0 | 0 | 0 | 0 | 0 | 0 | 0 | 0 | 0 | 0 | 0 | 0 | 0 | 0 | 0 | 0 | 0 | 0 | 0 | 0 | 0 | 0 | 0 | 0 | 0 | 0 | 0 | 0 | 0 | 0 | 0 | 0 | 0 | 0 | 0 | 0 | 0 | 0 | 0 | 0 | 0 | 0 | 0 | 0 | 0 | 0 | 0 | 0 | 0 | 0 | 0 | 0 | 0 | 0 | 0 |  | 1.1736 | 0 | 1.0116 | 6.197 | 3.5145 | 0 | 45 | 0 | 0 | 0 | 0 | 0 | 0 | 0 | 0 | 0 | 0 | 0 | 0 | 0 | 0 | 0 |  |  | 227 | #N/A | #N/A | #N/A | #N/A | #N/A | #N/A | 227 | #N/A | #N/A | #N/A | #N/A | #N/A | #N/A | #N/A
|  |  | 0 | 0 | 0 | 0 | 0 | 0 | 0 | 0 | 0 | 0 | 0 | 0 | 0 | 0 | 0 | 0 | 0 | 0 | 0 | 0 | 0 | 0 | 0 | 0 | 0 | 0 | 0 | 0 | 0 | 0 | 0 | 0 | 0 | 0 | 0 | 0 | 0 | 0 | 0 | 0 | 0 | 0 | 0 | 0 | 0 | 0 | 0 | 0 | 0 | 0 | 0 | 0 | 0 | 0 | 0 | 0 | 0 | 0 | 0 | 0 | 0 | 0 |  | 1.1736 | 0 | 1.0116 | 6.197 | 3.5145 | 0 | 46 | 0 | 0 | 0 | 0 | 0 | 0 | 0 | 0 | 0 | 0 | 0 | 0 | 0 | 0 | 0 |  |  | 228 | #N/A | #N/A | #N/A | #N/A | #N/A | #N/A | 228 | #N/A | #N/A | #N/A | #N/A | #N/A | #N/A | #N/A
|  |  | 0 | 0 | 0 | 0 | 0 | 0 | 0 | 0 | 0 | 0 | 0 | 0 | 0 | 0 | 0 | 0 | 0 | 0 | 0 | 0 | 0 | 0 | 0 | 0 | 0 | 0 | 0 | 0 | 0 | 0 | 0 | 0 | 0 | 0 | 0 | 0 | 0 | 0 | 0 | 0 | 0 | 0 | 0 | 0 | 0 | 0 | 0 | 0 | 0 | 0 | 0 | 0 | 0 | 0 | 0 | 0 | 0 | 0 | 0 | 0 | 0 | 0 |  | 1.1736 | 0 | 1.0116 | 6.197 | 3.5145 | 0 | 47 | 0 | 0 | 0 | 0 | 0 | 0 | 0 | 0 | 0 | 0 | 0 | 0 | 0 | 0 | 0 |  |  | 229 | #N/A | #N/A | #N/A | #N/A | #N/A | #N/A | 229 | #N/A | #N/A | #N/A | #N/A | #N/A | #N/A | #N/A
|  |  | 0 | 0 | 0 | 0 | 0 | 0 | 0 | 0 | 0 | 0 | 0 | 0 | 0 | 0 | 0 | 0 | 0 | 0 | 0 | 0 | 0 | 0 | 0 | 0 | 0 | 0 | 0 | 0 | 0 | 0 | 0 | 0 | 0 | 0 | 0 | 0 | 0 | 0 | 0 | 0 | 0 | 0 | 0 | 0 | 0 | 0 | 0 | 0 | 0 | 0 | 0 | 0 | 0 | 0 | 0 | 0 | 0 | 0 | 0 | 0 | 0 | 0 |  | 1.1736 | 0 | 1.0116 | 6.197 | 3.5145 | 0 | 48 | 0 | 0 | 0 | 0 | 0 | 0 | 0 | 0 | 0 | 0 | 0 | 0 | 0 | 0 | 0 |  |  | 230 | #N/A | #N/A | #N/A | #N/A | #N/A | #N/A | 230 | #N/A | #N/A | #N/A | #N/A | #N/A | #N/A | #N/A
|  |  | 0 | 0 | 0 | 0 | 0 | 0 | 0 | 0 | 0 | 0 | 0 | 0 | 0 | 0 | 0 | 0 | 0 | 0 | 0 | 0 | 0 | 0 | 0 | 0 | 0 | 0 | 0 | 0 | 0 | 0 | 0 | 0 | 0 | 0 | 0 | 0 | 0 | 0 | 0 | 0 | 0 | 0 | 0 | 0 | 0 | 0 | 0 | 0 | 0 | 0 | 0 | 0 | 0 | 0 | 0 | 0 | 0 | 0 | 0 | 0 | 0 | 0 |  | 1.1736 | 0 | 1.0116 | 6.197 | 3.5145 | 0 | 49 | 0 | 0 | 0 | 0 | 0 | 0 | 0 | 0 | 0 | 0 | 0 | 0 | 0 | 0 | 0 |  |  | 231 | #N/A | #N/A | #N/A | #N/A | #N/A | #N/A | 231 | #N/A | #N/A | #N/A | #N/A | #N/A | #N/A | #N/A
|  |  | 0 | 0 | 0 | 0 | 0 | 0 | 0 | 0 | 0 | 0 | 0 | 0 | 0 | 0 | 0 | 0 | 0 | 0 | 0 | 0 | 0 | 0 | 0 | 0 | 0 | 0 | 0 | 0 | 0 | 0 | 0 | 0 | 0 | 0 | 0 | 0 | 0 | 0 | 0 | 0 | 0 | 0 | 0 | 0 | 0 | 0 | 0 | 0 | 0 | 0 | 0 | 0 | 0 | 0 | 0 | 0 | 0 | 0 | 0 | 0 | 0 | 0 |  | 1.1736 | 0 | 1.0116 | 6.197 | 3.5145 | 0 | 50 | 0 | 0 | 0 | 0 | 0 | 0 | 0 | 0 | 0 | 0 | 0 | 0 | 0 | 0 | 0 |  |  | 232 | #N/A | #N/A | #N/A | #N/A | #N/A | #N/A | 232 | #N/A | #N/A | #N/A | #N/A | #N/A | #N/A | #N/A
|  |  | 0 | 0 | 0 | 0 | 0 | 0 | 0 | 0 | 0 | 0 | 0 | 0 | 0 | 0 | 0 | 0 | 0 | 0 | 0 | 0 | 0 | 0 | 0 | 0 | 0 | 0 | 0 | 0 | 0 | 0 | 0 | 0 | 0 | 0 | 0 | 0 | 0 | 0 | 0 | 0 | 0 | 0 | 0 | 0 | 0 | 0 | 0 | 0 | 0 | 0 | 0 | 0 | 0 | 0 | 0 | 0 | 0 | 0 | 0 | 0 | 0 | 0 |  | 1.1736 | 0 | 1.0116 | 6.197 | 3.5145 | 0 | 51 | 0 | 0 | 0 | 0 | 0 | 0 | 0 | 0 | 0 | 0 | 0 | 0 | 0 | 0 | 0 |  |  | 233 | #N/A | #N/A | #N/A | #N/A | #N/A | #N/A | 233 | #N/A | #N/A | #N/A | #N/A | #N/A | #N/A | #N/A
|  |  | 0 | 0 | 0 | 0 | 0 | 0 | 0 | 0 | 0 | 0 | 0 | 0 | 0 | 0 | 0 | 0 | 0 | 0 | 0 | 0 | 0 | 0 | 0 | 0 | 0 | 0 | 0 | 0 | 0 | 0 | 0 | 0 | 0 | 0 | 0 | 0 | 0 | 0 | 0 | 0 | 0 | 0 | 0 | 0 | 0 | 0 | 0 | 0 | 0 | 0 | 0 | 0 | 0 | 0 | 0 | 0 | 0 | 0 | 0 | 0 | 0 | 0 |  | 1.1736 | 0 | 1.0116 | 6.197 | 3.5145 | 0 | 52 | 0 | 0 | 0 | 0 | 0 | 0 | 0 | 0 | 0 | 0 | 0 | 0 | 0 | 0 | 0 |  |  | 234 | #N/A | #N/A | #N/A | #N/A | #N/A | #N/A | 234 | #N/A | #N/A | #N/A | #N/A | #N/A | #N/A | #N/A
|  |  | 0 | 0 | 0 | 0 | 0 | 0 | 0 | 0 | 0 | 0 | 0 | 0 | 0 | 0 | 0 | 0 | 0 | 0 | 0 | 0 | 0 | 0 | 0 | 0 | 0 | 0 | 0 | 0 | 0 | 0 | 0 | 0 | 0 | 0 | 0 | 0 | 0 | 0 | 0 | 0 | 0 | 0 | 0 | 0 | 0 | 0 | 0 | 0 | 0 | 0 | 0 | 0 | 0 | 0 | 0 | 0 | 0 | 0 | 0 | 0 | 0 | 0 |  | 1.1736 | 0 | 1.0116 | 6.197 | 3.5145 | 0 | 53 | 0 | 0 | 0 | 0 | 0 | 0 | 0 | 0 | 0 | 0 | 0 | 0 | 0 | 0 | 0 |  |  | 235 | #N/A | #N/A | #N/A | #N/A | #N/A | #N/A | 235 | #N/A | #N/A | #N/A | #N/A | #N/A | #N/A | #N/A
|  |  | 0 | 0 | 0 | 0 | 0 | 0 | 0 | 0 | 0 | 0 | 0 | 0 | 0 | 0 | 0 | 0 | 0 | 0 | 0 | 0 | 0 | 0 | 0 | 0 | 0 | 0 | 0 | 0 | 0 | 0 | 0 | 0 | 0 | 0 | 0 | 0 | 0 | 0 | 0 | 0 | 0 | 0 | 0 | 0 | 0 | 0 | 0 | 0 | 0 | 0 | 0 | 0 | 0 | 0 | 0 | 0 | 0 | 0 | 0 | 0 | 0 | 0 |  | 1.1736 | 0 | 1.0116 | 6.197 | 3.5145 | 0 | 54 | 0 | 0 | 0 | 0 | 0 | 0 | 0 | 0 | 0 | 0 | 0 | 0 | 0 | 0 | 0 |  |  | 236 | #N/A | #N/A | #N/A | #N/A | #N/A | #N/A | 236 | #N/A | #N/A | #N/A | #N/A | #N/A | #N/A | #N/A
|  |  | 0 | 0 | 0 | 0 | 0 | 0 | 0 | 0 | 0 | 0 | 0 | 0 | 0 | 0 | 0 | 0 | 0 | 0 | 0 | 0 | 0 | 0 | 0 | 0 | 0 | 0 | 0 | 0 | 0 | 0 | 0 | 0 | 0 | 0 | 0 | 0 | 0 | 0 | 0 | 0 | 0 | 0 | 0 | 0 | 0 | 0 | 0 | 0 | 0 | 0 | 0 | 0 | 0 | 0 | 0 | 0 | 0 | 0 | 0 | 0 | 0 | 0 |  | 1.1736 | 0 | 1.0116 | 6.197 | 3.5145 | 0 | 55 | 0 | 0 | 0 | 0 | 0 | 0 | 0 | 0 | 0 | 0 | 0 | 0 | 0 | 0 | 0 |  |  | 237 | #N/A | #N/A | #N/A | #N/A | #N/A | #N/A | 237 | #N/A | #N/A | #N/A | #N/A | #N/A | #N/A | #N/A
|  |  | 0 | 0 | 0 | 0 | 0 | 0 | 0 | 0 | 0 | 0 | 0 | 0 | 0 | 0 | 0 | 0 | 0 | 0 | 0 | 0 | 0 | 0 | 0 | 0 | 0 | 0 | 0 | 0 | 0 | 0 | 0 | 0 | 0 | 0 | 0 | 0 | 0 | 0 | 0 | 0 | 0 | 0 | 0 | 0 | 0 | 0 | 0 | 0 | 0 | 0 | 0 | 0 | 0 | 0 | 0 | 0 | 0 | 0 | 0 | 0 | 0 | 0 |  | 1.1736 | 0 | 1.0116 | 6.197 | 3.5145 | 0 | 56 | 0 | 0 | 0 | 0 | 0 | 0 | 0 | 0 | 0 | 0 | 0 | 0 | 0 | 0 | 0 |  |  | 238 | #N/A | #N/A | #N/A | #N/A | #N/A | #N/A | 238 | #N/A | #N/A | #N/A | #N/A | #N/A | #N/A | #N/A
|  |  | 0 | 0 | 0 | 0 | 0 | 0 | 0 | 0 | 0 | 0 | 0 | 0 | 0 | 0 | 0 | 0 | 0 | 0 | 0 | 0 | 0 | 0 | 0 | 0 | 0 | 0 | 0 | 0 | 0 | 0 | 0 | 0 | 0 | 0 | 0 | 0 | 0 | 0 | 0 | 0 | 0 | 0 | 0 | 0 | 0 | 0 | 0 | 0 | 0 | 0 | 0 | 0 | 0 | 0 | 0 | 0 | 0 | 0 | 0 | 0 | 0 | 0 |  | 1.1736 | 0 | 1.0116 | 6.197 | 3.5145 | 0 | 57 | 0 | 0 | 0 | 0 | 0 | 0 | 0 | 0 | 0 | 0 | 0 | 0 | 0 | 0 | 0 |  |  | 239 | #N/A | #N/A | #N/A | #N/A | #N/A | #N/A | 239 | #N/A | #N/A | #N/A | #N/A | #N/A | #N/A | #N/A
|  |  | 0 | 0 | 0 | 0 | 0 | 0 | 0 | 0 | 0 | 0 | 0 | 0 | 0 | 0 | 0 | 0 | 0 | 0 | 0 | 0 | 0 | 0 | 0 | 0 | 0 | 0 | 0 | 0 | 0 | 0 | 0 | 0 | 0 | 0 | 0 | 0 | 0 | 0 | 0 | 0 | 0 | 0 | 0 | 0 | 0 | 0 | 0 | 0 | 0 | 0 | 0 | 0 | 0 | 0 | 0 | 0 | 0 | 0 | 0 | 0 | 0 | 0 |  | 1.1736 | 0 | 1.0116 | 6.197 | 3.5145 | 0 | 58 | 0 | 0 | 0 | 0 | 0 | 0 | 0 | 0 | 0 | 0 | 0 | 0 | 0 | 0 | 0 |  |  | 240 | #N/A | #N/A | #N/A | #N/A | #N/A | #N/A | 240 | #N/A | #N/A | #N/A | #N/A | #N/A | #N/A | #N/A
|  |  | 0 | 0 | 0 | 0 | 0 | 0 | 0 | 0 | 0 | 0 | 0 | 0 | 0 | 0 | 0 | 0 | 0 | 0 | 0 | 0 | 0 | 0 | 0 | 0 | 0 | 0 | 0 | 0 | 0 | 0 | 0 | 0 | 0 | 0 | 0 | 0 | 0 | 0 | 0 | 0 | 0 | 0 | 0 | 0 | 0 | 0 | 0 | 0 | 0 | 0 | 0 | 0 | 0 | 0 | 0 | 0 | 0 | 0 | 0 | 0 | 0 | 0 |  | 1.1736 | 0 | 1.0116 | 6.197 | 3.5145 | 0 | 59 | 0 | 0 | 0 | 0 | 0 | 0 | 0 | 0 | 0 | 0 | 0 | 0 | 0 | 0 | 0 |  |  | 241 | #N/A | #N/A | #N/A | #N/A | #N/A | #N/A | 241 | #N/A | #N/A | #N/A | #N/A | #N/A | #N/A | #N/A
|  |  | 0 | 0 | 0 | 0 | 0 | 0 | 0 | 0 | 0 | 0 | 0 | 0 | 0 | 0 | 0 | 0 | 0 | 0 | 0 | 0 | 0 | 0 | 0 | 0 | 0 | 0 | 0 | 0 | 0 | 0 | 0 | 0 | 0 | 0 | 0 | 0 | 0 | 0 | 0 | 0 | 0 | 0 | 0 | 0 | 0 | 0 | 0 | 0 | 0 | 0 | 0 | 0 | 0 | 0 | 0 | 0 | 0 | 0 | 0 | 0 | 0 | 0 |  | 1.1736 | 0 | 1.0116 | 6.197 | 3.5145 | 0 | 60 | 0 | 0 | 0 | 0 | 0 | 0 | 0 | 0 | 0 | 0 | 0 | 0 | 0 | 0 | 0 |  |  | 242 | #N/A | #N/A | #N/A | #N/A | #N/A | #N/A | 242 | #N/A | #N/A | #N/A | #N/A | #N/A | #N/A | #N/A
|  |  | 0 | 0 | 0 | 0 | 0 | 0 | 0 | 0 | 0 | 0 | 0 | 0 | 0 | 0 | 0 | 0 | 0 | 0 | 0 | 0 | 0 | 0 | 0 | 0 | 0 | 0 | 0 | 0 | 0 | 0 | 0 | 0 | 0 | 0 | 0 | 0 | 0 | 0 | 0 | 0 | 0 | 0 | 0 | 0 | 0 | 0 | 0 | 0 | 0 | 0 | 0 | 0 | 0 | 0 | 0 | 0 | 0 | 0 | 0 | 0 | 0 | 0 |  | 1.1736 | 0 | 1.0116 | 6.197 | 3.5145 | 0 | 61 | 0 | 0 | 0 | 0 | 0 | 0 | 0 | 0 | 0 | 0 | 0 | 0 | 0 | 0 | 0 |  |  | 243 | #N/A | #N/A | #N/A | #N/A | #N/A | #N/A | 243 | #N/A | #N/A | #N/A | #N/A | #N/A | #N/A | #N/A
|  |  | 0 | 0 | 0 | 0 | 0 | 0 | 0 | 0 | 0 | 0 | 0 | 0 | 0 | 0 | 0 | 0 | 0 | 0 | 0 | 0 | 0 | 0 | 0 | 0 | 0 | 0 | 0 | 0 | 0 | 0 | 0 | 0 | 0 | 0 | 0 | 0 | 0 | 0 | 0 | 0 | 0 | 0 | 0 | 0 | 0 | 0 | 0 | 0 | 0 | 0 | 0 | 0 | 0 | 0 | 0 | 0 | 0 | 0 | 0 | 0 | 0 | 0 |  | 1.1736 | 0 | 1.0116 | 6.197 | 3.5145 | 0 | 62 | 0 | 0 | 0 | 0 | 0 | 0 | 0 | 0 | 0 | 0 | 0 | 0 | 0 | 0 | 0 |  |  | 244 | #N/A | #N/A | #N/A | #N/A | #N/A | #N/A | 244 | #N/A | #N/A | #N/A | #N/A | #N/A | #N/A | #N/A
|  |  | 0 | 0 | 0 | 0 | 0 | 0 | 0 | 0 | 0 | 0 | 0 | 0 | 0 | 0 | 0 | 0 | 0 | 0 | 0 | 0 | 0 | 0 | 0 | 0 | 0 | 0 | 0 | 0 | 0 | 0 | 0 | 0 | 0 | 0 | 0 | 0 | 0 | 0 | 0 | 0 | 0 | 0 | 0 | 0 | 0 | 0 | 0 | 0 | 0 | 0 | 0 | 0 | 0 | 0 | 0 | 0 | 0 | 0 | 0 | 0 | 0 | 0 |  | 1.1736 | 0 | 1.0116 | 6.197 | 3.5145 | 0 | 63 | 0 | 0 | 0 | 0 | 0 | 0 | 0 | 0 | 0 | 0 | 0 | 0 | 0 | 0 | 0 |  |  | 245 | #N/A | #N/A | #N/A | #N/A | #N/A | #N/A | 245 | #N/A | #N/A | #N/A | #N/A | #N/A | #N/A | #N/A
|  |  | 0 | 0 | 0 | 0 | 0 | 0 | 0 | 0 | 0 | 0 | 0 | 0 | 0 | 0 | 0 | 0 | 0 | 0 | 0 | 0 | 0 | 0 | 0 | 0 | 0 | 0 | 0 | 0 | 0 | 0 | 0 | 0 | 0 | 0 | 0 | 0 | 0 | 0 | 0 | 0 | 0 | 0 | 0 | 0 | 0 | 0 | 0 | 0 | 0 | 0 | 0 | 0 | 0 | 0 | 0 | 0 | 0 | 0 | 0 | 0 | 0 | 0 |  | 1.1736 | 0 | 1.0116 | 6.197 | 3.5145 | 0 | 64 | 0 | 0 | 0 | 0 | 0 | 0 | 0 | 0 | 0 | 0 | 0 | 0 | 0 | 0 | 0 |  |  | 246 | #N/A | #N/A | #N/A | #N/A | #N/A | #N/A | 246 | #N/A | #N/A | #N/A | #N/A | #N/A | #N/A | #N/A
|  |  | 0 | 0 | 0 | 0 | 0 | 0 | 0 | 0 | 0 | 0 | 0 | 0 | 0 | 0 | 0 | 0 | 0 | 0 | 0 | 0 | 0 | 0 | 0 | 0 | 0 | 0 | 0 | 0 | 0 | 0 | 0 | 0 | 0 | 0 | 0 | 0 | 0 | 0 | 0 | 0 | 0 | 0 | 0 | 0 | 0 | 0 | 0 | 0 | 0 | 0 | 0 | 0 | 0 | 0 | 0 | 0 | 0 | 0 | 0 | 0 | 0 | 0 |  | 1.1736 | 0 | 1.0116 | 6.197 | 3.5145 | 0 | 65 | 0 | 0 | 0 | 0 | 0 | 0 | 0 | 0 | 0 | 0 | 0 | 0 | 0 | 0 | 0 |  |  | 247 | #N/A | #N/A | #N/A | #N/A | #N/A | #N/A | 247 | #N/A | #N/A | #N/A | #N/A | #N/A | #N/A | #N/A
|  |  | 0 | 0 | 0 | 0 | 0 | 0 | 0 | 0 | 0 | 0 | 0 | 0 | 0 | 0 | 0 | 0 | 0 | 0 | 0 | 0 | 0 | 0 | 0 | 0 | 0 | 0 | 0 | 0 | 0 | 0 | 0 | 0 | 0 | 0 | 0 | 0 | 0 | 0 | 0 | 0 | 0 | 0 | 0 | 0 | 0 | 0 | 0 | 0 | 0 | 0 | 0 | 0 | 0 | 0 | 0 | 0 | 0 | 0 | 0 | 0 | 0 | 0 |  | 1.1736 | 0 | 1.0116 | 6.197 | 3.5145 | 0 | 66 | 0 | 0 | 0 | 0 | 0 | 0 | 0 | 0 | 0 | 0 | 0 | 0 | 0 | 0 | 0 |  |  | 248 | #N/A | #N/A | #N/A | #N/A | #N/A | #N/A | 248 | #N/A | #N/A | #N/A | #N/A | #N/A | #N/A | #N/A
|  |  | 0 | 0 | 0 | 0 | 0 | 0 | 0 | 0 | 0 | 0 | 0 | 0 | 0 | 0 | 0 | 0 | 0 | 0 | 0 | 0 | 0 | 0 | 0 | 0 | 0 | 0 | 0 | 0 | 0 | 0 | 0 | 0 | 0 | 0 | 0 | 0 | 0 | 0 | 0 | 0 | 0 | 0 | 0 | 0 | 0 | 0 | 0 | 0 | 0 | 0 | 0 | 0 | 0 | 0 | 0 | 0 | 0 | 0 | 0 | 0 | 0 | 0 |  | 1.1736 | 0 | 1.0116 | 6.197 | 3.5145 | 0 | 67 | 0 | 0 | 0 | 0 | 0 | 0 | 0 | 0 | 0 | 0 | 0 | 0 | 0 | 0 | 0 |  |  | 249 | #N/A | #N/A | #N/A | #N/A | #N/A | #N/A | 249 | #N/A | #N/A | #N/A | #N/A | #N/A | #N/A | #N/A
|  |  | 0 | 0 | 0 | 0 | 0 | 0 | 0 | 0 | 0 | 0 | 0 | 0 | 0 | 0 | 0 | 0 | 0 | 0 | 0 | 0 | 0 | 0 | 0 | 0 | 0 | 0 | 0 | 0 | 0 | 0 | 0 | 0 | 0 | 0 | 0 | 0 | 0 | 0 | 0 | 0 | 0 | 0 | 0 | 0 | 0 | 0 | 0 | 0 | 0 | 0 | 0 | 0 | 0 | 0 | 0 | 0 | 0 | 0 | 0 | 0 | 0 | 0 |  | 1.1736 | 0 | 1.0116 | 6.197 | 3.5145 | 0 | 68 | 0 | 0 | 0 | 0 | 0 | 0 | 0 | 0 | 0 | 0 | 0 | 0 | 0 | 0 | 0 |  |  | 250 | #N/A | #N/A | #N/A | #N/A | #N/A | #N/A | 250 | #N/A | #N/A | #N/A | #N/A | #N/A | #N/A | #N/A
|  |  | 0 | 0 | 0 | 0 | 0 | 0 | 0 | 0 | 0 | 0 | 0 | 0 | 0 | 0 | 0 | 0 | 0 | 0 | 0 | 0 | 0 | 0 | 0 | 0 | 0 | 0 | 0 | 0 | 0 | 0 | 0 | 0 | 0 | 0 | 0 | 0 | 0 | 0 | 0 | 0 | 0 | 0 | 0 | 0 | 0 | 0 | 0 | 0 | 0 | 0 | 0 | 0 | 0 | 0 | 0 | 0 | 0 | 0 | 0 | 0 | 0 | 0 |  | 1.1736 | 0 | 1.0116 | 6.197 | 3.5145 | 0 | 69 | 0 | 0 | 0 | 0 | 0 | 0 | 0 | 0 | 0 | 0 | 0 | 0 | 0 | 0 | 0 |  |  | 251 | #N/A | #N/A | #N/A | #N/A | #N/A | #N/A | 251 | #N/A | #N/A | #N/A | #N/A | #N/A | #N/A | #N/A
|  |  | 0 | 0 | 0 | 0 | 0 | 0 | 0 | 0 | 0 | 0 | 0 | 0 | 0 | 0 | 0 | 0 | 0 | 0 | 0 | 0 | 0 | 0 | 0 | 0 | 0 | 0 | 0 | 0 | 0 | 0 | 0 | 0 | 0 | 0 | 0 | 0 | 0 | 0 | 0 | 0 | 0 | 0 | 0 | 0 | 0 | 0 | 0 | 0 | 0 | 0 | 0 | 0 | 0 | 0 | 0 | 0 | 0 | 0 | 0 | 0 | 0 | 0 |  | 1.1736 | 0 | 1.0116 | 6.197 | 3.5145 | 0 | 70 | 0 | 0 | 0 | 0 | 0 | 0 | 0 | 0 | 0 | 0 | 0 | 0 | 0 | 0 | 0 |  |  | 252 | #N/A | #N/A | #N/A | #N/A | #N/A | #N/A | 252 | #N/A | #N/A | #N/A | #N/A | #N/A | #N/A | #N/A
|  |  | 0 | 0 | 0 | 0 | 0 | 0 | 0 | 0 | 0 | 0 | 0 | 0 | 0 | 0 | 0 | 0 | 0 | 0 | 0 | 0 | 0 | 0 | 0 | 0 | 0 | 0 | 0 | 0 | 0 | 0 | 0 | 0 | 0 | 0 | 0 | 0 | 0 | 0 | 0 | 0 | 0 | 0 | 0 | 0 | 0 | 0 | 0 | 0 | 0 | 0 | 0 | 0 | 0 | 0 | 0 | 0 | 0 | 0 | 0 | 0 | 0 | 0 |  | 1.1736 | 0 | 1.0116 | 6.197 | 3.5145 | 0 | 71 | 0 | 0 | 0 | 0 | 0 | 0 | 0 | 0 | 0 | 0 | 0 | 0 | 0 | 0 | 0 |  |  | 253 | #N/A | #N/A | #N/A | #N/A | #N/A | #N/A | 253 | #N/A | #N/A | #N/A | #N/A | #N/A | #N/A | #N/A
|  |  | 0 | 0 | 0 | 0 | 0 | 0 | 0 | 0 | 0 | 0 | 0 | 0 | 0 | 0 | 0 | 0 | 0 | 0 | 0 | 0 | 0 | 0 | 0 | 0 | 0 | 0 | 0 | 0 | 0 | 0 | 0 | 0 | 0 | 0 | 0 | 0 | 0 | 0 | 0 | 0 | 0 | 0 | 0 | 0 | 0 | 0 | 0 | 0 | 0 | 0 | 0 | 0 | 0 | 0 | 0 | 0 | 0 | 0 | 0 | 0 | 0 | 0 |  | 1.1736 | 0 | 1.0116 | 6.197 | 3.5145 | 0 | 72 | 0 | 0 | 0 | 0 | 0 | 0 | 0 | 0 | 0 | 0 | 0 | 0 | 0 | 0 | 0 |  |  | 254 | #N/A | #N/A | #N/A | #N/A | #N/A | #N/A | 254 | #N/A | #N/A | #N/A | #N/A | #N/A | #N/A | #N/A
|  |  | 0 | 0 | 0 | 0 | 0 | 0 | 0 | 0 | 0 | 0 | 0 | 0 | 0 | 0 | 0 | 0 | 0 | 0 | 0 | 0 | 0 | 0 | 0 | 0 | 0 | 0 | 0 | 0 | 0 | 0 | 0 | 0 | 0 | 0 | 0 | 0 | 0 | 0 | 0 | 0 | 0 | 0 | 0 | 0 | 0 | 0 | 0 | 0 | 0 | 0 | 0 | 0 | 0 | 0 | 0 | 0 | 0 | 0 | 0 | 0 | 0 | 0 |  | 1.1736 | 0 | 1.0116 | 6.197 | 3.5145 | 0 | 73 | 0 | 0 | 0 | 0 | 0 | 0 | 0 | 0 | 0 | 0 | 0 | 0 | 0 | 0 | 0 |  |  | 255 | #N/A | #N/A | #N/A | #N/A | #N/A | #N/A | 255 | #N/A | #N/A | #N/A | #N/A | #N/A | #N/A | #N/A
|  |  | 0 | 0 | 0 | 0 | 0 | 0 | 0 | 0 | 0 | 0 | 0 | 0 | 0 | 0 | 0 | 0 | 0 | 0 | 0 | 0 | 0 | 0 | 0 | 0 | 0 | 0 | 0 | 0 | 0 | 0 | 0 | 0 | 0 | 0 | 0 | 0 | 0 | 0 | 0 | 0 | 0 | 0 | 0 | 0 | 0 | 0 | 0 | 0 | 0 | 0 | 0 | 0 | 0 | 0 | 0 | 0 | 0 | 0 | 0 | 0 | 0 | 0 |  | 1.1736 | 0 | 1.0116 | 6.197 | 3.5145 | 0 | 74 | 0 | 0 | 0 | 0 | 0 | 0 | 0 | 0 | 0 | 0 | 0 | 0 | 0 | 0 | 0 |  |  | 256 | #N/A | #N/A | #N/A | #N/A | #N/A | #N/A | 256 | #N/A | #N/A | #N/A | #N/A | #N/A | #N/A | #N/A
|  |  | 0 | 0 | 0 | 0 | 0 | 0 | 0 | 0 | 0 | 0 | 0 | 0 | 0 | 0 | 0 | 0 | 0 | 0 | 0 | 0 | 0 | 0 | 0 | 0 | 0 | 0 | 0 | 0 | 0 | 0 | 0 | 0 | 0 | 0 | 0 | 0 | 0 | 0 | 0 | 0 | 0 | 0 | 0 | 0 | 0 | 0 | 0 | 0 | 0 | 0 | 0 | 0 | 0 | 0 | 0 | 0 | 0 | 0 | 0 | 0 | 0 | 0 |  | 1.1736 | 0 | 1.0116 | 6.197 | 3.5145 | 0 | 75 | 0 | 0 | 0 | 0 | 0 | 0 | 0 | 0 | 0 | 0 | 0 | 0 | 0 | 0 | 0 |  |  | 257 | #N/A | #N/A | #N/A | #N/A | #N/A | #N/A | 257 | #N/A | #N/A | #N/A | #N/A | #N/A | #N/A | #N/A
|  |  | 0 | 0 | 0 | 0 | 0 | 0 | 0 | 0 | 0 | 0 | 0 | 0 | 0 | 0 | 0 | 0 | 0 | 0 | 0 | 0 | 0 | 0 | 0 | 0 | 0 | 0 | 0 | 0 | 0 | 0 | 0 | 0 | 0 | 0 | 0 | 0 | 0 | 0 | 0 | 0 | 0 | 0 | 0 | 0 | 0 | 0 | 0 | 0 | 0 | 0 | 0 | 0 | 0 | 0 | 0 | 0 | 0 | 0 | 0 | 0 | 0 | 0 |  | 1.1736 | 0 | 1.0116 | 6.197 | 3.5145 | 0 | 76 | 0 | 0 | 0 | 0 | 0 | 0 | 0 | 0 | 0 | 0 | 0 | 0 | 0 | 0 | 0 |  |  | 258 | #N/A | #N/A | #N/A | #N/A | #N/A | #N/A | 258 | #N/A | #N/A | #N/A | #N/A | #N/A | #N/A | #N/A
|  |  | 0 | 0 | 0 | 0 | 0 | 0 | 0 | 0 | 0 | 0 | 0 | 0 | 0 | 0 | 0 | 0 | 0 | 0 | 0 | 0 | 0 | 0 | 0 | 0 | 0 | 0 | 0 | 0 | 0 | 0 | 0 | 0 | 0 | 0 | 0 | 0 | 0 | 0 | 0 | 0 | 0 | 0 | 0 | 0 | 0 | 0 | 0 | 0 | 0 | 0 | 0 | 0 | 0 | 0 | 0 | 0 | 0 | 0 | 0 | 0 | 0 | 0 |  | 1.1736 | 0 | 1.0116 | 6.197 | 3.5145 | 0 | 77 | 0 | 0 | 0 | 0 | 0 | 0 | 0 | 0 | 0 | 0 | 0 | 0 | 0 | 0 | 0 |  |  | 259 | #N/A | #N/A | #N/A | #N/A | #N/A | #N/A | 259 | #N/A | #N/A | #N/A | #N/A | #N/A | #N/A | #N/A
|  |  | 0 | 0 | 0 | 0 | 0 | 0 | 0 | 0 | 0 | 0 | 0 | 0 | 0 | 0 | 0 | 0 | 0 | 0 | 0 | 0 | 0 | 0 | 0 | 0 | 0 | 0 | 0 | 0 | 0 | 0 | 0 | 0 | 0 | 0 | 0 | 0 | 0 | 0 | 0 | 0 | 0 | 0 | 0 | 0 | 0 | 0 | 0 | 0 | 0 | 0 | 0 | 0 | 0 | 0 | 0 | 0 | 0 | 0 | 0 | 0 | 0 | 0 |  | 1.1736 | 0 | 1.0116 | 6.197 | 3.5145 | 0 | 78 | 0 | 0 | 0 | 0 | 0 | 0 | 0 | 0 | 0 | 0 | 0 | 0 | 0 | 0 | 0 |  |  | 260 | #N/A | #N/A | #N/A | #N/A | #N/A | #N/A | 260 | #N/A | #N/A | #N/A | #N/A | #N/A | #N/A | #N/A
|  |  | 0 | 0 | 0 | 0 | 0 | 0 | 0 | 0 | 0 | 0 | 0 | 0 | 0 | 0 | 0 | 0 | 0 | 0 | 0 | 0 | 0 | 0 | 0 | 0 | 0 | 0 | 0 | 0 | 0 | 0 | 0 | 0 | 0 | 0 | 0 | 0 | 0 | 0 | 0 | 0 | 0 | 0 | 0 | 0 | 0 | 0 | 0 | 0 | 0 | 0 | 0 | 0 | 0 | 0 | 0 | 0 | 0 | 0 | 0 | 0 | 0 | 0 |  | 1.1736 | 0 | 1.0116 | 6.197 | 3.5145 | 0 | 79 | 0 | 0 | 0 | 0 | 0 | 0 | 0 | 0 | 0 | 0 | 0 | 0 | 0 | 0 | 0 |  |  | 261 | #N/A | #N/A | #N/A | #N/A | #N/A | #N/A | 261 | #N/A | #N/A | #N/A | #N/A | #N/A | #N/A | #N/A
|  |  | 0 | 0 | 0 | 0 | 0 | 0 | 0 | 0 | 0 | 0 | 0 | 0 | 0 | 0 | 0 | 0 | 0 | 0 | 0 | 0 | 0 | 0 | 0 | 0 | 0 | 0 | 0 | 0 | 0 | 0 | 0 | 0 | 0 | 0 | 0 | 0 | 0 | 0 | 0 | 0 | 0 | 0 | 0 | 0 | 0 | 0 | 0 | 0 | 0 | 0 | 0 | 0 | 0 | 0 | 0 | 0 | 0 | 0 | 0 | 0 | 0 | 0 |  | 1.1736 | 0 | 1.0116 | 6.197 | 3.5145 | 0 | 80 | 0 | 0 | 0 | 0 | 0 | 0 | 0 | 0 | 0 | 0 | 0 | 0 | 0 | 0 | 0 |  |  | 262 | #N/A | #N/A | #N/A | #N/A | #N/A | #N/A | 262 | #N/A | #N/A | #N/A | #N/A | #N/A | #N/A | #N/A
|  |  | 0 | 0 | 0 | 0 | 0 | 0 | 0 | 0 | 0 | 0 | 0 | 0 | 0 | 0 | 0 | 0 | 0 | 0 | 0 | 0 | 0 | 0 | 0 | 0 | 0 | 0 | 0 | 0 | 0 | 0 | 0 | 0 | 0 | 0 | 0 | 0 | 0 | 0 | 0 | 0 | 0 | 0 | 0 | 0 | 0 | 0 | 0 | 0 | 0 | 0 | 0 | 0 | 0 | 0 | 0 | 0 | 0 | 0 | 0 | 0 | 0 | 0 |  | 1.1736 | 0 | 1.0116 | 6.197 | 3.5145 | 0 | 81 | 0 | 0 | 0 | 0 | 0 | 0 | 0 | 0 | 0 | 0 | 0 | 0 | 0 | 0 | 0 |  |  | 263 | #N/A | #N/A | #N/A | #N/A | #N/A | #N/A | 263 | #N/A | #N/A | #N/A | #N/A | #N/A | #N/A | #N/A
|  |  | 0 | 0 | 0 | 0 | 0 | 0 | 0 | 0 | 0 | 0 | 0 | 0 | 0 | 0 | 0 | 0 | 0 | 0 | 0 | 0 | 0 | 0 | 0 | 0 | 0 | 0 | 0 | 0 | 0 | 0 | 0 | 0 | 0 | 0 | 0 | 0 | 0 | 0 | 0 | 0 | 0 | 0 | 0 | 0 | 0 | 0 | 0 | 0 | 0 | 0 | 0 | 0 | 0 | 0 | 0 | 0 | 0 | 0 | 0 | 0 | 0 | 0 |  | 1.1736 | 0 | 1.0116 | 6.197 | 3.5145 | 0 | 82 | 0 | 0 | 0 | 0 | 0 | 0 | 0 | 0 | 0 | 0 | 0 | 0 | 0 | 0 | 0 |  |  | 264 | #N/A | #N/A | #N/A | #N/A | #N/A | #N/A | 264 | #N/A | #N/A | #N/A | #N/A | #N/A | #N/A | #N/A
|  |  | 0 | 0 | 0 | 0 | 0 | 0 | 0 | 0 | 0 | 0 | 0 | 0 | 0 | 0 | 0 | 0 | 0 | 0 | 0 | 0 | 0 | 0 | 0 | 0 | 0 | 0 | 0 | 0 | 0 | 0 | 0 | 0 | 0 | 0 | 0 | 0 | 0 | 0 | 0 | 0 | 0 | 0 | 0 | 0 | 0 | 0 | 0 | 0 | 0 | 0 | 0 | 0 | 0 | 0 | 0 | 0 | 0 | 0 | 0 | 0 | 0 | 0 |  | 1.1736 | 0 | 1.0116 | 6.197 | 3.5145 | 0 | 83 | 0 | 0 | 0 | 0 | 0 | 0 | 0 | 0 | 0 | 0 | 0 | 0 | 0 | 0 | 0 |  |  | 265 | #N/A | #N/A | #N/A | #N/A | #N/A | #N/A | 265 | #N/A | #N/A | #N/A | #N/A | #N/A | #N/A | #N/A
|  |  | 0 | 0 | 0 | 0 | 0 | 0 | 0 | 0 | 0 | 0 | 0 | 0 | 0 | 0 | 0 | 0 | 0 | 0 | 0 | 0 | 0 | 0 | 0 | 0 | 0 | 0 | 0 | 0 | 0 | 0 | 0 | 0 | 0 | 0 | 0 | 0 | 0 | 0 | 0 | 0 | 0 | 0 | 0 | 0 | 0 | 0 | 0 | 0 | 0 | 0 | 0 | 0 | 0 | 0 | 0 | 0 | 0 | 0 | 0 | 0 | 0 | 0 |  | 1.1736 | 0 | 1.0116 | 6.197 | 3.5145 | 0 | 84 | 0 | 0 | 0 | 0 | 0 | 0 | 0 | 0 | 0 | 0 | 0 | 0 | 0 | 0 | 0 |  |  | 266 | #N/A | #N/A | #N/A | #N/A | #N/A | #N/A | 266 | #N/A | #N/A | #N/A | #N/A | #N/A | #N/A | #N/A
|  |  | 0 | 0 | 0 | 0 | 0 | 0 | 0 | 0 | 0 | 0 | 0 | 0 | 0 | 0 | 0 | 0 | 0 | 0 | 0 | 0 | 0 | 0 | 0 | 0 | 0 | 0 | 0 | 0 | 0 | 0 | 0 | 0 | 0 | 0 | 0 | 0 | 0 | 0 | 0 | 0 | 0 | 0 | 0 | 0 | 0 | 0 | 0 | 0 | 0 | 0 | 0 | 0 | 0 | 0 | 0 | 0 | 0 | 0 | 0 | 0 | 0 | 0 |  | 1.1736 | 0 | 1.0116 | 6.197 | 3.5145 | 0 | 85 | 0 | 0 | 0 | 0 | 0 | 0 | 0 | 0 | 0 | 0 | 0 | 0 | 0 | 0 | 0 |  |  | 267 | #N/A | #N/A | #N/A | #N/A | #N/A | #N/A | 267 | #N/A | #N/A | #N/A | #N/A | #N/A | #N/A | #N/A
|  |  | 0 | 0 | 0 | 0 | 0 | 0 | 0 | 0 | 0 | 0 | 0 | 0 | 0 | 0 | 0 | 0 | 0 | 0 | 0 | 0 | 0 | 0 | 0 | 0 | 0 | 0 | 0 | 0 | 0 | 0 | 0 | 0 | 0 | 0 | 0 | 0 | 0 | 0 | 0 | 0 | 0 | 0 | 0 | 0 | 0 | 0 | 0 | 0 | 0 | 0 | 0 | 0 | 0 | 0 | 0 | 0 | 0 | 0 | 0 | 0 | 0 | 0 |  | 1.1736 | 0 | 1.0116 | 6.197 | 3.5145 | 0 | 86 | 0 | 0 | 0 | 0 | 0 | 0 | 0 | 0 | 0 | 0 | 0 | 0 | 0 | 0 | 0 |  |  | 268 | #N/A | #N/A | #N/A | #N/A | #N/A | #N/A | 268 | #N/A | #N/A | #N/A | #N/A | #N/A | #N/A | #N/A
|  |  | 0 | 0 | 0 | 0 | 0 | 0 | 0 | 0 | 0 | 0 | 0 | 0 | 0 | 0 | 0 | 0 | 0 | 0 | 0 | 0 | 0 | 0 | 0 | 0 | 0 | 0 | 0 | 0 | 0 | 0 | 0 | 0 | 0 | 0 | 0 | 0 | 0 | 0 | 0 | 0 | 0 | 0 | 0 | 0 | 0 | 0 | 0 | 0 | 0 | 0 | 0 | 0 | 0 | 0 | 0 | 0 | 0 | 0 | 0 | 0 | 0 | 0 |  | 1.1736 | 0 | 1.0116 | 6.197 | 3.5145 | 0 | 87 | 0 | 0 | 0 | 0 | 0 | 0 | 0 | 0 | 0 | 0 | 0 | 0 | 0 | 0 | 0 |  |  | 269 | #N/A | #N/A | #N/A | #N/A | #N/A | #N/A | 269 | #N/A | #N/A | #N/A | #N/A | #N/A | #N/A | #N/A
|  |  | 0 | 0 | 0 | 0 | 0 | 0 | 0 | 0 | 0 | 0 | 0 | 0 | 0 | 0 | 0 | 0 | 0 | 0 | 0 | 0 | 0 | 0 | 0 | 0 | 0 | 0 | 0 | 0 | 0 | 0 | 0 | 0 | 0 | 0 | 0 | 0 | 0 | 0 | 0 | 0 | 0 | 0 | 0 | 0 | 0 | 0 | 0 | 0 | 0 | 0 | 0 | 0 | 0 | 0 | 0 | 0 | 0 | 0 | 0 | 0 | 0 | 0 |  | 1.1736 | 0 | 1.0116 | 6.197 | 3.5145 | 0 | 88 | 0 | 0 | 0 | 0 | 0 | 0 | 0 | 0 | 0 | 0 | 0 | 0 | 0 | 0 | 0 |  |  | 270 | #N/A | #N/A | #N/A | #N/A | #N/A | #N/A | 270 | #N/A | #N/A | #N/A | #N/A | #N/A | #N/A | #N/A
|  |  | 0 | 0 | 0 | 0 | 0 | 0 | 0 | 0 | 0 | 0 | 0 | 0 | 0 | 0 | 0 | 0 | 0 | 0 | 0 | 0 | 0 | 0 | 0 | 0 | 0 | 0 | 0 | 0 | 0 | 0 | 0 | 0 | 0 | 0 | 0 | 0 | 0 | 0 | 0 | 0 | 0 | 0 | 0 | 0 | 0 | 0 | 0 | 0 | 0 | 0 | 0 | 0 | 0 | 0 | 0 | 0 | 0 | 0 | 0 | 0 | 0 | 0 |  | 1.1736 | 0 | 1.0116 | 6.197 | 3.5145 | 0 | 89 | 0 | 0 | 0 | 0 | 0 | 0 | 0 | 0 | 0 | 0 | 0 | 0 | 0 | 0 | 0 |  |  | 271 | #N/A | #N/A | #N/A | #N/A | #N/A | #N/A | 271 | #N/A | #N/A | #N/A | #N/A | #N/A | #N/A | #N/A
|  |  | 0 | 0 | 0 | 0 | 0 | 0 | 0 | 0 | 0 | 0 | 0 | 0 | 0 | 0 | 0 | 0 | 0 | 0 | 0 | 0 | 0 | 0 | 0 | 0 | 0 | 0 | 0 | 0 | 0 | 0 | 0 | 0 | 0 | 0 | 0 | 0 | 0 | 0 | 0 | 0 | 0 | 0 | 0 | 0 | 0 | 0 | 0 | 0 | 0 | 0 | 0 | 0 | 0 | 0 | 0 | 0 | 0 | 0 | 0 | 0 | 0 | 0 |  | 1.1736 | 0 | 1.0116 | 6.197 | 3.5145 | 0 | 90 | 0 | 0 | 0 | 0 | 0 | 0 | 0 | 0 | 0 | 0 | 0 | 0 | 0 | 0 | 0 |  |  | 272 | #N/A | #N/A | #N/A | #N/A | #N/A | #N/A | 272 | #N/A | #N/A | #N/A | #N/A | #N/A | #N/A | #N/A
|  |  | 0 | 0 | 0 | 0 | 0 | 0 | 0 | 0 | 0 | 0 | 0 | 0 | 0 | 0 | 0 | 0 | 0 | 0 | 0 | 0 | 0 | 0 | 0 | 0 | 0 | 0 | 0 | 0 | 0 | 0 | 0 | 0 | 0 | 0 | 0 | 0 | 0 | 0 | 0 | 0 | 0 | 0 | 0 | 0 | 0 | 0 | 0 | 0 | 0 | 0 | 0 | 0 | 0 | 0 | 0 | 0 | 0 | 0 | 0 | 0 | 0 | 0 |  | 1.1736 | 0 | 1.0116 | 6.197 | 3.5145 | 0 | 91 | 0 | 0 | 0 | 0 | 0 | 0 | 0 | 0 | 0 | 0 | 0 | 0 | 0 | 0 | 0 |  |  | 273 | #N/A | #N/A | #N/A | #N/A | #N/A | #N/A | 273 | #N/A | #N/A | #N/A | #N/A | #N/A | #N/A | #N/A
|  |  | 0 | 0 | 0 | 0 | 0 | 0 | 0 | 0 | 0 | 0 | 0 | 0 | 0 | 0 | 0 | 0 | 0 | 0 | 0 | 0 | 0 | 0 | 0 | 0 | 0 | 0 | 0 | 0 | 0 | 0 | 0 | 0 | 0 | 0 | 0 | 0 | 0 | 0 | 0 | 0 | 0 | 0 | 0 | 0 | 0 | 0 | 0 | 0 | 0 | 0 | 0 | 0 | 0 | 0 | 0 | 0 | 0 | 0 | 0 | 0 | 0 | 0 |  | 1.1736 | 0 | 1.0116 | 6.197 | 3.5145 | 0 | 92 | 0 | 0 | 0 | 0 | 0 | 0 | 0 | 0 | 0 | 0 | 0 | 0 | 0 | 0 | 0 |  |  | 274 | #N/A | #N/A | #N/A | #N/A | #N/A | #N/A | 274 | #N/A | #N/A | #N/A | #N/A | #N/A | #N/A | #N/A
|  |  | 0 | 0 | 0 | 0 | 0 | 0 | 0 | 0 | 0 | 0 | 0 | 0 | 0 | 0 | 0 | 0 | 0 | 0 | 0 | 0 | 0 | 0 | 0 | 0 | 0 | 0 | 0 | 0 | 0 | 0 | 0 | 0 | 0 | 0 | 0 | 0 | 0 | 0 | 0 | 0 | 0 | 0 | 0 | 0 | 0 | 0 | 0 | 0 | 0 | 0 | 0 | 0 | 0 | 0 | 0 | 0 | 0 | 0 | 0 | 0 | 0 | 0 |  | 1.1736 | 0 | 1.0116 | 6.197 | 3.5145 | 0 | 93 | 0 | 0 | 0 | 0 | 0 | 0 | 0 | 0 | 0 | 0 | 0 | 0 | 0 | 0 | 0 |  |  | 275 | #N/A | #N/A | #N/A | #N/A | #N/A | #N/A | 275 | #N/A | #N/A | #N/A | #N/A | #N/A | #N/A | #N/A
|  |  | 0 | 0 | 0 | 0 | 0 | 0 | 0 | 0 | 0 | 0 | 0 | 0 | 0 | 0 | 0 | 0 | 0 | 0 | 0 | 0 | 0 | 0 | 0 | 0 | 0 | 0 | 0 | 0 | 0 | 0 | 0 | 0 | 0 | 0 | 0 | 0 | 0 | 0 | 0 | 0 | 0 | 0 | 0 | 0 | 0 | 0 | 0 | 0 | 0 | 0 | 0 | 0 | 0 | 0 | 0 | 0 | 0 | 0 | 0 | 0 | 0 | 0 |  | 1.1736 | 0 | 1.0116 | 6.197 | 3.5145 | 0 | 94 | 0 | 0 | 0 | 0 | 0 | 0 | 0 | 0 | 0 | 0 | 0 | 0 | 0 | 0 | 0 |  |  | 276 | #N/A | #N/A | #N/A | #N/A | #N/A | #N/A | 276 | #N/A | #N/A | #N/A | #N/A | #N/A | #N/A | #N/A
|  |  | 0 | 0 | 0 | 0 | 0 | 0 | 0 | 0 | 0 | 0 | 0 | 0 | 0 | 0 | 0 | 0 | 0 | 0 | 0 | 0 | 0 | 0 | 0 | 0 | 0 | 0 | 0 | 0 | 0 | 0 | 0 | 0 | 0 | 0 | 0 | 0 | 0 | 0 | 0 | 0 | 0 | 0 | 0 | 0 | 0 | 0 | 0 | 0 | 0 | 0 | 0 | 0 | 0 | 0 | 0 | 0 | 0 | 0 | 0 | 0 | 0 | 0 |  | 1.1736 | 0 | 1.0116 | 6.197 | 3.5145 | 0 | 95 | 0 | 0 | 0 | 0 | 0 | 0 | 0 | 0 | 0 | 0 | 0 | 0 | 0 | 0 | 0 |  |  | 277 | #N/A | #N/A | #N/A | #N/A | #N/A | #N/A | 277 | #N/A | #N/A | #N/A | #N/A | #N/A | #N/A | #N/A
|  |  | 0 | 0 | 0 | 0 | 0 | 0 | 0 | 0 | 0 | 0 | 0 | 0 | 0 | 0 | 0 | 0 | 0 | 0 | 0 | 0 | 0 | 0 | 0 | 0 | 0 | 0 | 0 | 0 | 0 | 0 | 0 | 0 | 0 | 0 | 0 | 0 | 0 | 0 | 0 | 0 | 0 | 0 | 0 | 0 | 0 | 0 | 0 | 0 | 0 | 0 | 0 | 0 | 0 | 0 | 0 | 0 | 0 | 0 | 0 | 0 | 0 | 0 |  | 1.1736 | 0 | 1.0116 | 6.197 | 3.5145 | 0 | 96 | 0 | 0 | 0 | 0 | 0 | 0 | 0 | 0 | 0 | 0 | 0 | 0 | 0 | 0 | 0 |  |  | 278 | #N/A | #N/A | #N/A | #N/A | #N/A | #N/A | 278 | #N/A | #N/A | #N/A | #N/A | #N/A | #N/A | #N/A
|  |  | 0 | 0 | 0 | 0 | 0 | 0 | 0 | 0 | 0 | 0 | 0 | 0 | 0 | 0 | 0 | 0 | 0 | 0 | 0 | 0 | 0 | 0 | 0 | 0 | 0 | 0 | 0 | 0 | 0 | 0 | 0 | 0 | 0 | 0 | 0 | 0 | 0 | 0 | 0 | 0 | 0 | 0 | 0 | 0 | 0 | 0 | 0 | 0 | 0 | 0 | 0 | 0 | 0 | 0 | 0 | 0 | 0 | 0 | 0 | 0 | 0 | 0 |  | 1.1736 | 0 | 1.0116 | 6.197 | 3.5145 | 0 | 97 | 0 | 0 | 0 | 0 | 0 | 0 | 0 | 0 | 0 | 0 | 0 | 0 | 0 | 0 | 0 |  |  | 279 | #N/A | #N/A | #N/A | #N/A | #N/A | #N/A | 279 | #N/A | #N/A | #N/A | #N/A | #N/A | #N/A | #N/A
|  |  | 0 | 0 | 0 | 0 | 0 | 0 | 0 | 0 | 0 | 0 | 0 | 0 | 0 | 0 | 0 | 0 | 0 | 0 | 0 | 0 | 0 | 0 | 0 | 0 | 0 | 0 | 0 | 0 | 0 | 0 | 0 | 0 | 0 | 0 | 0 | 0 | 0 | 0 | 0 | 0 | 0 | 0 | 0 | 0 | 0 | 0 | 0 | 0 | 0 | 0 | 0 | 0 | 0 | 0 | 0 | 0 | 0 | 0 | 0 | 0 | 0 | 0 |  | 1.1736 | 0 | 1.0116 | 6.197 | 3.5145 | 0 | 98 | 0 | 0 | 0 | 0 | 0 | 0 | 0 | 0 | 0 | 0 | 0 | 0 | 0 | 0 | 0 |  |  | 280 | #N/A | #N/A | #N/A | #N/A | #N/A | #N/A | 280 | #N/A | #N/A | #N/A | #N/A | #N/A | #N/A | #N/A
|  |  | 0 | 0 | 0 | 0 | 0 | 0 | 0 | 0 | 0 | 0 | 0 | 0 | 0 | 0 | 0 | 0 | 0 | 0 | 0 | 0 | 0 | 0 | 0 | 0 | 0 | 0 | 0 | 0 | 0 | 0 | 0 | 0 | 0 | 0 | 0 | 0 | 0 | 0 | 0 | 0 | 0 | 0 | 0 | 0 | 0 | 0 | 0 | 0 | 0 | 0 | 0 | 0 | 0 | 0 | 0 | 0 | 0 | 0 | 0 | 0 | 0 | 0 |  | 1.1736 | 0 | 1.0116 | 6.197 | 3.5145 | 0 | 99 | 0 | 0 | 0 | 0 | 0 | 0 | 0 | 0 | 0 | 0 | 0 | 0 | 0 | 0 | 0 |  |  | 281 | #N/A | #N/A | #N/A | #N/A | #N/A | #N/A | 281 | #N/A | #N/A | #N/A | #N/A | #N/A | #N/A | #N/A
|  |  | 0 | 0 | 0 | 0 | 0 | 0 | 0 | 0 | 0 | 0 | 0 | 0 | 0 | 0 | 0 | 0 | 0 | 0 | 0 | 0 | 0 | 0 | 0 | 0 | 0 | 0 | 0 | 0 | 0 | 0 | 0 | 0 | 0 | 0 | 0 | 0 | 0 | 0 | 0 | 0 | 0 | 0 | 0 | 0 | 0 | 0 | 0 | 0 | 0 | 0 | 0 | 0 | 0 | 0 | 0 | 0 | 0 | 0 | 0 | 0 | 0 | 0 |  | 1.1736 | 0 | 1.0116 | 6.197 | 3.5145 | 0 | 100 | 0 | 0 | 0 | 0 | 0 | 0 | 0 | 0 | 0 | 0 | 0 | 0 | 0 | 0 | 0 |  |  | 282 | #N/A | #N/A | #N/A | #N/A | #N/A | #N/A | 282 | #N/A | #N/A | #N/A | #N/A | #N/A | #N/A | #N/A
|  |  | 0 | 0 | 0 | 0 | 0 | 0 | 0 | 0 | 0 | 0 | 0 | 0 | 0 | 0 | 0 | 0 | 0 | 0 | 0 | 0 | 0 | 0 | 0 | 0 | 0 | 0 | 0 | 0 | 0 | 0 | 0 | 0 | 0 | 0 | 0 | 0 | 0 | 0 | 0 | 0 | 0 | 0 | 0 | 0 | 0 | 0 | 0 | 0 | 0 | 0 | 0 | 0 | 0 | 0 | 0 | 0 | 0 | 0 | 0 | 0 | 0 | 0 |  | 1.1736 | 0 | 1.0116 | 6.197 | 3.5145 | 0 | 101 | 0 | 0 | 0 | 0 | 0 | 0 | 0 | 0 | 0 | 0 | 0 | 0 | 0 | 0 | 0 |  |  | 283 | #N/A | #N/A | #N/A | #N/A | #N/A | #N/A | 283 | #N/A | #N/A | #N/A | #N/A | #N/A | #N/A | #N/A
|  |  | 0 | 0 | 0 | 0 | 0 | 0 | 0 | 0 | 0 | 0 | 0 | 0 | 0 | 0 | 0 | 0 | 0 | 0 | 0 | 0 | 0 | 0 | 0 | 0 | 0 | 0 | 0 | 0 | 0 | 0 | 0 | 0 | 0 | 0 | 0 | 0 | 0 | 0 | 0 | 0 | 0 | 0 | 0 | 0 | 0 | 0 | 0 | 0 | 0 | 0 | 0 | 0 | 0 | 0 | 0 | 0 | 0 | 0 | 0 | 0 | 0 | 0 |  | 1.1736 | 0 | 1.0116 | 6.197 | 3.5145 | 0 | 102 | 0 | 0 | 0 | 0 | 0 | 0 | 0 | 0 | 0 | 0 | 0 | 0 | 0 | 0 | 0 |  |  | 284 | #N/A | #N/A | #N/A | #N/A | #N/A | #N/A | 284 | #N/A | #N/A | #N/A | #N/A | #N/A | #N/A | #N/A
|  |  | 0 | 0 | 0 | 0 | 0 | 0 | 0 | 0 | 0 | 0 | 0 | 0 | 0 | 0 | 0 | 0 | 0 | 0 | 0 | 0 | 0 | 0 | 0 | 0 | 0 | 0 | 0 | 0 | 0 | 0 | 0 | 0 | 0 | 0 | 0 | 0 | 0 | 0 | 0 | 0 | 0 | 0 | 0 | 0 | 0 | 0 | 0 | 0 | 0 | 0 | 0 | 0 | 0 | 0 | 0 | 0 | 0 | 0 | 0 | 0 | 0 | 0 |  | 1.1736 | 0 | 1.0116 | 6.197 | 3.5145 | 0 | 103 | 0 | 0 | 0 | 0 | 0 | 0 | 0 | 0 | 0 | 0 | 0 | 0 | 0 | 0 | 0 |  |  | 285 | #N/A | #N/A | #N/A | #N/A | #N/A | #N/A | 285 | #N/A | #N/A | #N/A | #N/A | #N/A | #N/A | #N/A
|  |  | 0 | 0 | 0 | 0 | 0 | 0 | 0 | 0 | 0 | 0 | 0 | 0 | 0 | 0 | 0 | 0 | 0 | 0 | 0 | 0 | 0 | 0 | 0 | 0 | 0 | 0 | 0 | 0 | 0 | 0 | 0 | 0 | 0 | 0 | 0 | 0 | 0 | 0 | 0 | 0 | 0 | 0 | 0 | 0 | 0 | 0 | 0 | 0 | 0 | 0 | 0 | 0 | 0 | 0 | 0 | 0 | 0 | 0 | 0 | 0 | 0 | 0 |  | 1.1736 | 0 | 1.0116 | 6.197 | 3.5145 | 0 | 104 | 0 | 0 | 0 | 0 | 0 | 0 | 0 | 0 | 0 | 0 | 0 | 0 | 0 | 0 | 0 |  |  | 286 | #N/A | #N/A | #N/A | #N/A | #N/A | #N/A | 286 | #N/A | #N/A | #N/A | #N/A | #N/A | #N/A | #N/A
|  |  | 0 | 0 | 0 | 0 | 0 | 0 | 0 | 0 | 0 | 0 | 0 | 0 | 0 | 0 | 0 | 0 | 0 | 0 | 0 | 0 | 0 | 0 | 0 | 0 | 0 | 0 | 0 | 0 | 0 | 0 | 0 | 0 | 0 | 0 | 0 | 0 | 0 | 0 | 0 | 0 | 0 | 0 | 0 | 0 | 0 | 0 | 0 | 0 | 0 | 0 | 0 | 0 | 0 | 0 | 0 | 0 | 0 | 0 | 0 | 0 | 0 | 0 |  | 1.1736 | 0 | 1.0116 | 6.197 | 3.5145 | 0 | 105 | 0 | 0 | 0 | 0 | 0 | 0 | 0 | 0 | 0 | 0 | 0 | 0 | 0 | 0 | 0 |  |  | 287 | #N/A | #N/A | #N/A | #N/A | #N/A | #N/A | 287 | #N/A | #N/A | #N/A | #N/A | #N/A | #N/A | #N/A
|  |  | 0 | 0 | 0 | 0 | 0 | 0 | 0 | 0 | 0 | 0 | 0 | 0 | 0 | 0 | 0 | 0 | 0 | 0 | 0 | 0 | 0 | 0 | 0 | 0 | 0 | 0 | 0 | 0 | 0 | 0 | 0 | 0 | 0 | 0 | 0 | 0 | 0 | 0 | 0 | 0 | 0 | 0 | 0 | 0 | 0 | 0 | 0 | 0 | 0 | 0 | 0 | 0 | 0 | 0 | 0 | 0 | 0 | 0 | 0 | 0 | 0 | 0 |  | 1.1736 | 0 | 1.0116 | 6.197 | 3.5145 | 0 | 106 | 0 | 0 | 0 | 0 | 0 | 0 | 0 | 0 | 0 | 0 | 0 | 0 | 0 | 0 | 0 |  |  | 288 | #N/A | #N/A | #N/A | #N/A | #N/A | #N/A | 288 | #N/A | #N/A | #N/A | #N/A | #N/A | #N/A | #N/A
|  |  | 0 | 0 | 0 | 0 | 0 | 0 | 0 | 0 | 0 | 0 | 0 | 0 | 0 | 0 | 0 | 0 | 0 | 0 | 0 | 0 | 0 | 0 | 0 | 0 | 0 | 0 | 0 | 0 | 0 | 0 | 0 | 0 | 0 | 0 | 0 | 0 | 0 | 0 | 0 | 0 | 0 | 0 | 0 | 0 | 0 | 0 | 0 | 0 | 0 | 0 | 0 | 0 | 0 | 0 | 0 | 0 | 0 | 0 | 0 | 0 | 0 | 0 |  | 1.1736 | 0 | 1.0116 | 6.197 | 3.5145 | 0 | 107 | 0 | 0 | 0 | 0 | 0 | 0 | 0 | 0 | 0 | 0 | 0 | 0 | 0 | 0 | 0 |  |  | 289 | #N/A | #N/A | #N/A | #N/A | #N/A | #N/A | 289 | #N/A | #N/A | #N/A | #N/A | #N/A | #N/A | #N/A
|  |  | 0 | 0 | 0 | 0 | 0 | 0 | 0 | 0 | 0 | 0 | 0 | 0 | 0 | 0 | 0 | 0 | 0 | 0 | 0 | 0 | 0 | 0 | 0 | 0 | 0 | 0 | 0 | 0 | 0 | 0 | 0 | 0 | 0 | 0 | 0 | 0 | 0 | 0 | 0 | 0 | 0 | 0 | 0 | 0 | 0 | 0 | 0 | 0 | 0 | 0 | 0 | 0 | 0 | 0 | 0 | 0 | 0 | 0 | 0 | 0 | 0 | 0 |  | 1.1736 | 0 | 1.0116 | 6.197 | 3.5145 | 0 | 108 | 0 | 0 | 0 | 0 | 0 | 0 | 0 | 0 | 0 | 0 | 0 | 0 | 0 | 0 | 0 |  |  | 290 | #N/A | #N/A | #N/A | #N/A | #N/A | #N/A | 290 | #N/A | #N/A | #N/A | #N/A | #N/A | #N/A | #N/A
|  |  | 0 | 0 | 0 | 0 | 0 | 0 | 0 | 0 | 0 | 0 | 0 | 0 | 0 | 0 | 0 | 0 | 0 | 0 | 0 | 0 | 0 | 0 | 0 | 0 | 0 | 0 | 0 | 0 | 0 | 0 | 0 | 0 | 0 | 0 | 0 | 0 | 0 | 0 | 0 | 0 | 0 | 0 | 0 | 0 | 0 | 0 | 0 | 0 | 0 | 0 | 0 | 0 | 0 | 0 | 0 | 0 | 0 | 0 | 0 | 0 | 0 | 0 |  | 1.1736 | 0 | 1.0116 | 6.197 | 3.5145 | 0 | 109 | 0 | 0 | 0 | 0 | 0 | 0 | 0 | 0 | 0 | 0 | 0 | 0 | 0 | 0 | 0 |  |  | 291 | #N/A | #N/A | #N/A | #N/A | #N/A | #N/A | 291 | #N/A | #N/A | #N/A | #N/A | #N/A | #N/A | #N/A
|  |  | 0 | 0 | 0 | 0 | 0 | 0 | 0 | 0 | 0 | 0 | 0 | 0 | 0 | 0 | 0 | 0 | 0 | 0 | 0 | 0 | 0 | 0 | 0 | 0 | 0 | 0 | 0 | 0 | 0 | 0 | 0 | 0 | 0 | 0 | 0 | 0 | 0 | 0 | 0 | 0 | 0 | 0 | 0 | 0 | 0 | 0 | 0 | 0 | 0 | 0 | 0 | 0 | 0 | 0 | 0 | 0 | 0 | 0 | 0 | 0 | 0 | 0 |  | 1.1736 | 0 | 1.0116 | 6.197 | 3.5145 | 0 | 110 | 0 | 0 | 0 | 0 | 0 | 0 | 0 | 0 | 0 | 0 | 0 | 0 | 0 | 0 | 0 |  |  | 292 | #N/A | #N/A | #N/A | #N/A | #N/A | #N/A | 292 | #N/A | #N/A | #N/A | #N/A | #N/A | #N/A | #N/A
|  |  | 0 | 0 | 0 | 0 | 0 | 0 | 0 | 0 | 0 | 0 | 0 | 0 | 0 | 0 | 0 | 0 | 0 | 0 | 0 | 0 | 0 | 0 | 0 | 0 | 0 | 0 | 0 | 0 | 0 | 0 | 0 | 0 | 0 | 0 | 0 | 0 | 0 | 0 | 0 | 0 | 0 | 0 | 0 | 0 | 0 | 0 | 0 | 0 | 0 | 0 | 0 | 0 | 0 | 0 | 0 | 0 | 0 | 0 | 0 | 0 | 0 | 0 |  | 1.1736 | 0 | 1.0116 | 6.197 | 3.5145 | 0 | 111 | 0 | 0 | 0 | 0 | 0 | 0 | 0 | 0 | 0 | 0 | 0 | 0 | 0 | 0 | 0 |  |  | 293 | #N/A | #N/A | #N/A | #N/A | #N/A | #N/A | 293 | #N/A | #N/A | #N/A | #N/A | #N/A | #N/A | #N/A
|  |  | 0 | 0 | 0 | 0 | 0 | 0 | 0 | 0 | 0 | 0 | 0 | 0 | 0 | 0 | 0 | 0 | 0 | 0 | 0 | 0 | 0 | 0 | 0 | 0 | 0 | 0 | 0 | 0 | 0 | 0 | 0 | 0 | 0 | 0 | 0 | 0 | 0 | 0 | 0 | 0 | 0 | 0 | 0 | 0 | 0 | 0 | 0 | 0 | 0 | 0 | 0 | 0 | 0 | 0 | 0 | 0 | 0 | 0 | 0 | 0 | 0 | 0 |  | 1.1736 | 0 | 1.0116 | 6.197 | 3.5145 | 0 | 112 | 0 | 0 | 0 | 0 | 0 | 0 | 0 | 0 | 0 | 0 | 0 | 0 | 0 | 0 | 0 |  |  | 294 | #N/A | #N/A | #N/A | #N/A | #N/A | #N/A | 294 | #N/A | #N/A | #N/A | #N/A | #N/A | #N/A | #N/A
|  |  | 0 | 0 | 0 | 0 | 0 | 0 | 0 | 0 | 0 | 0 | 0 | 0 | 0 | 0 | 0 | 0 | 0 | 0 | 0 | 0 | 0 | 0 | 0 | 0 | 0 | 0 | 0 | 0 | 0 | 0 | 0 | 0 | 0 | 0 | 0 | 0 | 0 | 0 | 0 | 0 | 0 | 0 | 0 | 0 | 0 | 0 | 0 | 0 | 0 | 0 | 0 | 0 | 0 | 0 | 0 | 0 | 0 | 0 | 0 | 0 | 0 | 0 |  | 1.1736 | 0 | 1.0116 | 6.197 | 3.5145 | 0 | 113 | 0 | 0 | 0 | 0 | 0 | 0 | 0 | 0 | 0 | 0 | 0 | 0 | 0 | 0 | 0 |  |  | 295 | #N/A | #N/A | #N/A | #N/A | #N/A | #N/A | 295 | #N/A | #N/A | #N/A | #N/A | #N/A | #N/A | #N/A
|  |  | 0 | 0 | 0 | 0 | 0 | 0 | 0 | 0 | 0 | 0 | 0 | 0 | 0 | 0 | 0 | 0 | 0 | 0 | 0 | 0 | 0 | 0 | 0 | 0 | 0 | 0 | 0 | 0 | 0 | 0 | 0 | 0 | 0 | 0 | 0 | 0 | 0 | 0 | 0 | 0 | 0 | 0 | 0 | 0 | 0 | 0 | 0 | 0 | 0 | 0 | 0 | 0 | 0 | 0 | 0 | 0 | 0 | 0 | 0 | 0 | 0 | 0 |  | 1.1736 | 0 | 1.0116 | 6.197 | 3.5145 | 0 | 114 | 0 | 0 | 0 | 0 | 0 | 0 | 0 | 0 | 0 | 0 | 0 | 0 | 0 | 0 | 0 |  |  | 296 | #N/A | #N/A | #N/A | #N/A | #N/A | #N/A | 296 | #N/A | #N/A | #N/A | #N/A | #N/A | #N/A | #N/A
|  |  | 0 | 0 | 0 | 0 | 0 | 0 | 0 | 0 | 0 | 0 | 0 | 0 | 0 | 0 | 0 | 0 | 0 | 0 | 0 | 0 | 0 | 0 | 0 | 0 | 0 | 0 | 0 | 0 | 0 | 0 | 0 | 0 | 0 | 0 | 0 | 0 | 0 | 0 | 0 | 0 | 0 | 0 | 0 | 0 | 0 | 0 | 0 | 0 | 0 | 0 | 0 | 0 | 0 | 0 | 0 | 0 | 0 | 0 | 0 | 0 | 0 | 0 |  | 1.1736 | 0 | 1.0116 | 6.197 | 3.5145 | 0 | 115 | 0 | 0 | 0 | 0 | 0 | 0 | 0 | 0 | 0 | 0 | 0 | 0 | 0 | 0 | 0 |  |  | 297 | #N/A | #N/A | #N/A | #N/A | #N/A | #N/A | 297 | #N/A | #N/A | #N/A | #N/A | #N/A | #N/A | #N/A
|  |  | 0 | 0 | 0 | 0 | 0 | 0 | 0 | 0 | 0 | 0 | 0 | 0 | 0 | 0 | 0 | 0 | 0 | 0 | 0 | 0 | 0 | 0 | 0 | 0 | 0 | 0 | 0 | 0 | 0 | 0 | 0 | 0 | 0 | 0 | 0 | 0 | 0 | 0 | 0 | 0 | 0 | 0 | 0 | 0 | 0 | 0 | 0 | 0 | 0 | 0 | 0 | 0 | 0 | 0 | 0 | 0 | 0 | 0 | 0 | 0 | 0 | 0 |  | 1.1736 | 0 | 1.0116 | 6.197 | 3.5145 | 0 | 116 | 0 | 0 | 0 | 0 | 0 | 0 | 0 | 0 | 0 | 0 | 0 | 0 | 0 | 0 | 0 |  |  | 298 | #N/A | #N/A | #N/A | #N/A | #N/A | #N/A | 298 | #N/A | #N/A | #N/A | #N/A | #N/A | #N/A | #N/A
|  |  | 0 | 0 | 0 | 0 | 0 | 0 | 0 | 0 | 0 | 0 | 0 | 0 | 0 | 0 | 0 | 0 | 0 | 0 | 0 | 0 | 0 | 0 | 0 | 0 | 0 | 0 | 0 | 0 | 0 | 0 | 0 | 0 | 0 | 0 | 0 | 0 | 0 | 0 | 0 | 0 | 0 | 0 | 0 | 0 | 0 | 0 | 0 | 0 | 0 | 0 | 0 | 0 | 0 | 0 | 0 | 0 | 0 | 0 | 0 | 0 | 0 | 0 |  | 1.1736 | 0 | 1.0116 | 6.197 | 3.5145 | 0 | 117 | 0 | 0 | 0 | 0 | 0 | 0 | 0 | 0 | 0 | 0 | 0 | 0 | 0 | 0 | 0 |  |  | 299 | #N/A | #N/A | #N/A | #N/A | #N/A | #N/A | 299 | #N/A | #N/A | #N/A | #N/A | #N/A | #N/A | #N/A
|  |  | 0 | 0 | 0 | 0 | 0 | 0 | 0 | 0 | 0 | 0 | 0 | 0 | 0 | 0 | 0 | 0 | 0 | 0 | 0 | 0 | 0 | 0 | 0 | 0 | 0 | 0 | 0 | 0 | 0 | 0 | 0 | 0 | 0 | 0 | 0 | 0 | 0 | 0 | 0 | 0 | 0 | 0 | 0 | 0 | 0 | 0 | 0 | 0 | 0 | 0 | 0 | 0 | 0 | 0 | 0 | 0 | 0 | 0 | 0 | 0 | 0 | 0 |  | 1.1736 | 0 | 1.0116 | 6.197 | 3.5145 | 0 | 118 | 0 | 0 | 0 | 0 | 0 | 0 | 0 | 0 | 0 | 0 | 0 | 0 | 0 | 0 | 0 |  |  | 300 | #N/A | #N/A | #N/A | #N/A | #N/A | #N/A | 300 | #N/A | #N/A | #N/A | #N/A | #N/A | #N/A | #N/A
|  |  | 0 | 0 | 0 | 0 | 0 | 0 | 0 | 0 | 0 | 0 | 0 | 0 | 0 | 0 | 0 | 0 | 0 | 0 | 0 | 0 | 0 | 0 | 0 | 0 | 0 | 0 | 0 | 0 | 0 | 0 | 0 | 0 | 0 | 0 | 0 | 0 | 0 | 0 | 0 | 0 | 0 | 0 | 0 | 0 | 0 | 0 | 0 | 0 | 0 | 0 | 0 | 0 | 0 | 0 | 0 | 0 | 0 | 0 | 0 | 0 | 0 | 0 |  | 1.1736 | 0 | 1.0116 | 6.197 | 3.5145 | 0 | 119 | 0 | 0 | 0 | 0 | 0 | 0 | 0 | 0 | 0 | 0 | 0 | 0 | 0 | 0 | 0 |  |  | 301 | #N/A | #N/A | #N/A | #N/A | #N/A | #N/A | 301 | #N/A | #N/A | #N/A | #N/A | #N/A | #N/A | #N/A
|  |  | 0 | 0 | 0 | 0 | 0 | 0 | 0 | 0 | 0 | 0 | 0 | 0 | 0 | 0 | 0 | 0 | 0 | 0 | 0 | 0 | 0 | 0 | 0 | 0 | 0 | 0 | 0 | 0 | 0 | 0 | 0 | 0 | 0 | 0 | 0 | 0 | 0 | 0 | 0 | 0 | 0 | 0 | 0 | 0 | 0 | 0 | 0 | 0 | 0 | 0 | 0 | 0 | 0 | 0 | 0 | 0 | 0 | 0 | 0 | 0 | 0 | 0 |  | 1.1736 | 0 | 1.0116 | 6.197 | 3.5145 | 0 | 120 | 0 | 0 | 0 | 0 | 0 | 0 | 0 | 0 | 0 | 0 | 0 | 0 | 0 | 0 | 0 |  |  | 302 | #N/A | #N/A | #N/A | #N/A | #N/A | #N/A | 302 | #N/A | #N/A | #N/A | #N/A | #N/A | #N/A | #N/A
|  |  | 0 | 0 | 0 | 0 | 0 | 0 | 0 | 0 | 0 | 0 | 0 | 0 | 0 | 0 | 0 | 0 | 0 | 0 | 0 | 0 | 0 | 0 | 0 | 0 | 0 | 0 | 0 | 0 | 0 | 0 | 0 | 0 | 0 | 0 | 0 | 0 | 0 | 0 | 0 | 0 | 0 | 0 | 0 | 0 | 0 | 0 | 0 | 0 | 0 | 0 | 0 | 0 | 0 | 0 | 0 | 0 | 0 | 0 | 0 | 0 | 0 | 0 |  | 1.1736 | 0 | 1.0116 | 6.197 | 3.5145 | 0 | 121 | 0 | 0 | 0 | 0 | 0 | 0 | 0 | 0 | 0 | 0 | 0 | 0 | 0 | 0 | 0 |  |  | 303 | #N/A | #N/A | #N/A | #N/A | #N/A | #N/A | 303 | #N/A | #N/A | #N/A | #N/A | #N/A | #N/A | #N/A
|  |  | 0 | 0 | 0 | 0 | 0 | 0 | 0 | 0 | 0 | 0 | 0 | 0 | 0 | 0 | 0 | 0 | 0 | 0 | 0 | 0 | 0 | 0 | 0 | 0 | 0 | 0 | 0 | 0 | 0 | 0 | 0 | 0 | 0 | 0 | 0 | 0 | 0 | 0 | 0 | 0 | 0 | 0 | 0 | 0 | 0 | 0 | 0 | 0 | 0 | 0 | 0 | 0 | 0 | 0 | 0 | 0 | 0 | 0 | 0 | 0 | 0 | 0 |  | 1.1736 | 0 | 1.0116 | 6.197 | 3.5145 | 0 | 122 | 0 | 0 | 0 | 0 | 0 | 0 | 0 | 0 | 0 | 0 | 0 | 0 | 0 | 0 | 0 |  |  | 304 | #N/A | #N/A | #N/A | #N/A | #N/A | #N/A | 304 | #N/A | #N/A | #N/A | #N/A | #N/A | #N/A | #N/A
|  |  | 0 | 0 | 0 | 0 | 0 | 0 | 0 | 0 | 0 | 0 | 0 | 0 | 0 | 0 | 0 | 0 | 0 | 0 | 0 | 0 | 0 | 0 | 0 | 0 | 0 | 0 | 0 | 0 | 0 | 0 | 0 | 0 | 0 | 0 | 0 | 0 | 0 | 0 | 0 | 0 | 0 | 0 | 0 | 0 | 0 | 0 | 0 | 0 | 0 | 0 | 0 | 0 | 0 | 0 | 0 | 0 | 0 | 0 | 0 | 0 | 0 | 0 |  | 1.1736 | 0 | 1.0116 | 6.197 | 3.5145 | 0 | 123 | 0 | 0 | 0 | 0 | 0 | 0 | 0 | 0 | 0 | 0 | 0 | 0 | 0 | 0 | 0 |  |  | 305 | #N/A | #N/A | #N/A | #N/A | #N/A | #N/A | 305 | #N/A | #N/A | #N/A | #N/A | #N/A | #N/A | #N/A
|  |  | 0 | 0 | 0 | 0 | 0 | 0 | 0 | 0 | 0 | 0 | 0 | 0 | 0 | 0 | 0 | 0 | 0 | 0 | 0 | 0 | 0 | 0 | 0 | 0 | 0 | 0 | 0 | 0 | 0 | 0 | 0 | 0 | 0 | 0 | 0 | 0 | 0 | 0 | 0 | 0 | 0 | 0 | 0 | 0 | 0 | 0 | 0 | 0 | 0 | 0 | 0 | 0 | 0 | 0 | 0 | 0 | 0 | 0 | 0 | 0 | 0 | 0 |  | 1.1736 | 0 | 1.0116 | 6.197 | 3.5145 | 0 | 124 | 0 | 0 | 0 | 0 | 0 | 0 | 0 | 0 | 0 | 0 | 0 | 0 | 0 | 0 | 0 |  |  | 306 | #N/A | #N/A | #N/A | #N/A | #N/A | #N/A | 306 | #N/A | #N/A | #N/A | #N/A | #N/A | #N/A | #N/A
|  |  | 0 | 0 | 0 | 0 | 0 | 0 | 0 | 0 | 0 | 0 | 0 | 0 | 0 | 0 | 0 | 0 | 0 | 0 | 0 | 0 | 0 | 0 | 0 | 0 | 0 | 0 | 0 | 0 | 0 | 0 | 0 | 0 | 0 | 0 | 0 | 0 | 0 | 0 | 0 | 0 | 0 | 0 | 0 | 0 | 0 | 0 | 0 | 0 | 0 | 0 | 0 | 0 | 0 | 0 | 0 | 0 | 0 | 0 | 0 | 0 | 0 | 0 |  | 1.1736 | 0 | 1.0116 | 6.197 | 3.5145 | 0 | 125 | 0 | 0 | 0 | 0 | 0 | 0 | 0 | 0 | 0 | 0 | 0 | 0 | 0 | 0 | 0 |  |  | 307 | #N/A | #N/A | #N/A | #N/A | #N/A | #N/A | 307 | #N/A | #N/A | #N/A | #N/A | #N/A | #N/A | #N/A
|  |  | 0 | 0 | 0 | 0 | 0 | 0 | 0 | 0 | 0 | 0 | 0 | 0 | 0 | 0 | 0 | 0 | 0 | 0 | 0 | 0 | 0 | 0 | 0 | 0 | 0 | 0 | 0 | 0 | 0 | 0 | 0 | 0 | 0 | 0 | 0 | 0 | 0 | 0 | 0 | 0 | 0 | 0 | 0 | 0 | 0 | 0 | 0 | 0 | 0 | 0 | 0 | 0 | 0 | 0 | 0 | 0 | 0 | 0 | 0 | 0 | 0 | 0 |  | 1.1736 | 0 | 1.0116 | 6.197 | 3.5145 | 0 | 126 | 0 | 0 | 0 | 0 | 0 | 0 | 0 | 0 | 0 | 0 | 0 | 0 | 0 | 0 | 0 |  |  | 308 | #N/A | #N/A | #N/A | #N/A | #N/A | #N/A | 308 | #N/A | #N/A | #N/A | #N/A | #N/A | #N/A | #N/A
|  |  | 0 | 0 | 0 | 0 | 0 | 0 | 0 | 0 | 0 | 0 | 0 | 0 | 0 | 0 | 0 | 0 | 0 | 0 | 0 | 0 | 0 | 0 | 0 | 0 | 0 | 0 | 0 | 0 | 0 | 0 | 0 | 0 | 0 | 0 | 0 | 0 | 0 | 0 | 0 | 0 | 0 | 0 | 0 | 0 | 0 | 0 | 0 | 0 | 0 | 0 | 0 | 0 | 0 | 0 | 0 | 0 | 0 | 0 | 0 | 0 | 0 | 0 |  | 1.1736 | 0 | 1.0116 | 6.197 | 3.5145 | 0 | 127 | 0 | 0 | 0 | 0 | 0 | 0 | 0 | 0 | 0 | 0 | 0 | 0 | 0 | 0 | 0 |  |  | 309 | #N/A | #N/A | #N/A | #N/A | #N/A | #N/A | 309 | #N/A | #N/A | #N/A | #N/A | #N/A | #N/A | #N/A
|  |  | 0 | 0 | 0 | 0 | 0 | 0 | 0 | 0 | 0 | 0 | 0 | 0 | 0 | 0 | 0 | 0 | 0 | 0 | 0 | 0 | 0 | 0 | 0 | 0 | 0 | 0 | 0 | 0 | 0 | 0 | 0 | 0 | 0 | 0 | 0 | 0 | 0 | 0 | 0 | 0 | 0 | 0 | 0 | 0 | 0 | 0 | 0 | 0 | 0 | 0 | 0 | 0 | 0 | 0 | 0 | 0 | 0 | 0 | 0 | 0 | 0 | 0 |  | 1.1736 | 0 | 1.0116 | 6.197 | 3.5145 | 0 | 128 | 0 | 0 | 0 | 0 | 0 | 0 | 0 | 0 | 0 | 0 | 0 | 0 | 0 | 0 | 0 |  |  | 310 | #N/A | #N/A | #N/A | #N/A | #N/A | #N/A | 310 | #N/A | #N/A | #N/A | #N/A | #N/A | #N/A | #N/A
|  |  | 0 | 0 | 0 | 0 | 0 | 0 | 0 | 0 | 0 | 0 | 0 | 0 | 0 | 0 | 0 | 0 | 0 | 0 | 0 | 0 | 0 | 0 | 0 | 0 | 0 | 0 | 0 | 0 | 0 | 0 | 0 | 0 | 0 | 0 | 0 | 0 | 0 | 0 | 0 | 0 | 0 | 0 | 0 | 0 | 0 | 0 | 0 | 0 | 0 | 0 | 0 | 0 | 0 | 0 | 0 | 0 | 0 | 0 | 0 | 0 | 0 | 0 |  | 1.1736 | 0 | 1.0116 | 6.197 | 3.5145 | 0 | 129 | 0 | 0 | 0 | 0 | 0 | 0 | 0 | 0 | 0 | 0 | 0 | 0 | 0 | 0 | 0 |  |  | 311 | #N/A | #N/A | #N/A | #N/A | #N/A | #N/A | 311 | #N/A | #N/A | #N/A | #N/A | #N/A | #N/A | #N/A
|  |  | 0 | 0 | 0 | 0 | 0 | 0 | 0 | 0 | 0 | 0 | 0 | 0 | 0 | 0 | 0 | 0 | 0 | 0 | 0 | 0 | 0 | 0 | 0 | 0 | 0 | 0 | 0 | 0 | 0 | 0 | 0 | 0 | 0 | 0 | 0 | 0 | 0 | 0 | 0 | 0 | 0 | 0 | 0 | 0 | 0 | 0 | 0 | 0 | 0 | 0 | 0 | 0 | 0 | 0 | 0 | 0 | 0 | 0 | 0 | 0 | 0 | 0 |  | 1.1736 | 0 | 1.0116 | 6.197 | 3.5145 | 0 | 130 | 0 | 0 | 0 | 0 | 0 | 0 | 0 | 0 | 0 | 0 | 0 | 0 | 0 | 0 | 0 |  |  | 312 | #N/A | #N/A | #N/A | #N/A | #N/A | #N/A | 312 | #N/A | #N/A | #N/A | #N/A | #N/A | #N/A | #N/A
|  |  | 0 | 0 | 0 | 0 | 0 | 0 | 0 | 0 | 0 | 0 | 0 | 0 | 0 | 0 | 0 | 0 | 0 | 0 | 0 | 0 | 0 | 0 | 0 | 0 | 0 | 0 | 0 | 0 | 0 | 0 | 0 | 0 | 0 | 0 | 0 | 0 | 0 | 0 | 0 | 0 | 0 | 0 | 0 | 0 | 0 | 0 | 0 | 0 | 0 | 0 | 0 | 0 | 0 | 0 | 0 | 0 | 0 | 0 | 0 | 0 | 0 | 0 |  | 1.1736 | 0 | 1.0116 | 6.197 | 3.5145 | 0 | 131 | 0 | 0 | 0 | 0 | 0 | 0 | 0 | 0 | 0 | 0 | 0 | 0 | 0 | 0 | 0 |  |  | 313 | #N/A | #N/A | #N/A | #N/A | #N/A | #N/A | 313 | #N/A | #N/A | #N/A | #N/A | #N/A | #N/A | #N/A
|  |  | 0 | 0 | 0 | 0 | 0 | 0 | 0 | 0 | 0 | 0 | 0 | 0 | 0 | 0 | 0 | 0 | 0 | 0 | 0 | 0 | 0 | 0 | 0 | 0 | 0 | 0 | 0 | 0 | 0 | 0 | 0 | 0 | 0 | 0 | 0 | 0 | 0 | 0 | 0 | 0 | 0 | 0 | 0 | 0 | 0 | 0 | 0 | 0 | 0 | 0 | 0 | 0 | 0 | 0 | 0 | 0 | 0 | 0 | 0 | 0 | 0 | 0 |  | 1.1736 | 0 | 1.0116 | 6.197 | 3.5145 | 0 | 132 | 0 | 0 | 0 | 0 | 0 | 0 | 0 | 0 | 0 | 0 | 0 | 0 | 0 | 0 | 0 |  |  | 314 | #N/A | #N/A | #N/A | #N/A | #N/A | #N/A | 314 | #N/A | #N/A | #N/A | #N/A | #N/A | #N/A | #N/A
|  |  | 0 | 0 | 0 | 0 | 0 | 0 | 0 | 0 | 0 | 0 | 0 | 0 | 0 | 0 | 0 | 0 | 0 | 0 | 0 | 0 | 0 | 0 | 0 | 0 | 0 | 0 | 0 | 0 | 0 | 0 | 0 | 0 | 0 | 0 | 0 | 0 | 0 | 0 | 0 | 0 | 0 | 0 | 0 | 0 | 0 | 0 | 0 | 0 | 0 | 0 | 0 | 0 | 0 | 0 | 0 | 0 | 0 | 0 | 0 | 0 | 0 | 0 |  | 1.1736 | 0 | 1.0116 | 6.197 | 3.5145 | 0 | 133 | 0 | 0 | 0 | 0 | 0 | 0 | 0 | 0 | 0 | 0 | 0 | 0 | 0 | 0 | 0 |  |  | 315 | #N/A | #N/A | #N/A | #N/A | #N/A | #N/A | 315 | #N/A | #N/A | #N/A | #N/A | #N/A | #N/A | #N/A
|  |  | 0 | 0 | 0 | 0 | 0 | 0 | 0 | 0 | 0 | 0 | 0 | 0 | 0 | 0 | 0 | 0 | 0 | 0 | 0 | 0 | 0 | 0 | 0 | 0 | 0 | 0 | 0 | 0 | 0 | 0 | 0 | 0 | 0 | 0 | 0 | 0 | 0 | 0 | 0 | 0 | 0 | 0 | 0 | 0 | 0 | 0 | 0 | 0 | 0 | 0 | 0 | 0 | 0 | 0 | 0 | 0 | 0 | 0 | 0 | 0 | 0 | 0 |  | 1.1736 | 0 | 1.0116 | 6.197 | 3.5145 | 0 | 134 | 0 | 0 | 0 | 0 | 0 | 0 | 0 | 0 | 0 | 0 | 0 | 0 | 0 | 0 | 0 |  |  | 316 | #N/A | #N/A | #N/A | #N/A | #N/A | #N/A | 316 | #N/A | #N/A | #N/A | #N/A | #N/A | #N/A | #N/A
|  |  | 0 | 0 | 0 | 0 | 0 | 0 | 0 | 0 | 0 | 0 | 0 | 0 | 0 | 0 | 0 | 0 | 0 | 0 | 0 | 0 | 0 | 0 | 0 | 0 | 0 | 0 | 0 | 0 | 0 | 0 | 0 | 0 | 0 | 0 | 0 | 0 | 0 | 0 | 0 | 0 | 0 | 0 | 0 | 0 | 0 | 0 | 0 | 0 | 0 | 0 | 0 | 0 | 0 | 0 | 0 | 0 | 0 | 0 | 0 | 0 | 0 | 0 |  | 1.1736 | 0 | 1.0116 | 6.197 | 3.5145 | 0 | 135 | 0 | 0 | 0 | 0 | 0 | 0 | 0 | 0 | 0 | 0 | 0 | 0 | 0 | 0 | 0 |  |  | 317 | #N/A | #N/A | #N/A | #N/A | #N/A | #N/A | 317 | #N/A | #N/A | #N/A | #N/A | #N/A | #N/A | #N/A
|  |  | 0 | 0 | 0 | 0 | 0 | 0 | 0 | 0 | 0 | 0 | 0 | 0 | 0 | 0 | 0 | 0 | 0 | 0 | 0 | 0 | 0 | 0 | 0 | 0 | 0 | 0 | 0 | 0 | 0 | 0 | 0 | 0 | 0 | 0 | 0 | 0 | 0 | 0 | 0 | 0 | 0 | 0 | 0 | 0 | 0 | 0 | 0 | 0 | 0 | 0 | 0 | 0 | 0 | 0 | 0 | 0 | 0 | 0 | 0 | 0 | 0 | 0 |  | 1.1736 | 0 | 1.0116 | 6.197 | 3.5145 | 0 | 136 | 0 | 0 | 0 | 0 | 0 | 0 | 0 | 0 | 0 | 0 | 0 | 0 | 0 | 0 | 0 |  |  | 318 | #N/A | #N/A | #N/A | #N/A | #N/A | #N/A | 318 | #N/A | #N/A | #N/A | #N/A | #N/A | #N/A | #N/A
|  |  | 0 | 0 | 0 | 0 | 0 | 0 | 0 | 0 | 0 | 0 | 0 | 0 | 0 | 0 | 0 | 0 | 0 | 0 | 0 | 0 | 0 | 0 | 0 | 0 | 0 | 0 | 0 | 0 | 0 | 0 | 0 | 0 | 0 | 0 | 0 | 0 | 0 | 0 | 0 | 0 | 0 | 0 | 0 | 0 | 0 | 0 | 0 | 0 | 0 | 0 | 0 | 0 | 0 | 0 | 0 | 0 | 0 | 0 | 0 | 0 | 0 | 0 |  | 1.1736 | 0 | 1.0116 | 6.197 | 3.5145 | 0 | 137 | 0 | 0 | 0 | 0 | 0 | 0 | 0 | 0 | 0 | 0 | 0 | 0 | 0 | 0 | 0 |  |  | 319 | #N/A | #N/A | #N/A | #N/A | #N/A | #N/A | 319 | #N/A | #N/A | #N/A | #N/A | #N/A | #N/A | #N/A
|  |  | 0 | 0 | 0 | 0 | 0 | 0 | 0 | 0 | 0 | 0 | 0 | 0 | 0 | 0 | 0 | 0 | 0 | 0 | 0 | 0 | 0 | 0 | 0 | 0 | 0 | 0 | 0 | 0 | 0 | 0 | 0 | 0 | 0 | 0 | 0 | 0 | 0 | 0 | 0 | 0 | 0 | 0 | 0 | 0 | 0 | 0 | 0 | 0 | 0 | 0 | 0 | 0 | 0 | 0 | 0 | 0 | 0 | 0 | 0 | 0 | 0 | 0 |  | 1.1736 | 0 | 1.0116 | 6.197 | 3.5145 | 0 | 138 | 0 | 0 | 0 | 0 | 0 | 0 | 0 | 0 | 0 | 0 | 0 | 0 | 0 | 0 | 0 |  |  | 320 | #N/A | #N/A | #N/A | #N/A | #N/A | #N/A | 320 | #N/A | #N/A | #N/A | #N/A | #N/A | #N/A | #N/A
|  |  | 0 | 0 | 0 | 0 | 0 | 0 | 0 | 0 | 0 | 0 | 0 | 0 | 0 | 0 | 0 | 0 | 0 | 0 | 0 | 0 | 0 | 0 | 0 | 0 | 0 | 0 | 0 | 0 | 0 | 0 | 0 | 0 | 0 | 0 | 0 | 0 | 0 | 0 | 0 | 0 | 0 | 0 | 0 | 0 | 0 | 0 | 0 | 0 | 0 | 0 | 0 | 0 | 0 | 0 | 0 | 0 | 0 | 0 | 0 | 0 | 0 | 0 |  | 1.1736 | 0 | 1.0116 | 6.197 | 3.5145 | 0 | 139 | 0 | 0 | 0 | 0 | 0 | 0 | 0 | 0 | 0 | 0 | 0 | 0 | 0 | 0 | 0 |  |  | 321 | #N/A | #N/A | #N/A | #N/A | #N/A | #N/A | 321 | #N/A | #N/A | #N/A | #N/A | #N/A | #N/A | #N/A
|  |  | 0 | 0 | 0 | 0 | 0 | 0 | 0 | 0 | 0 | 0 | 0 | 0 | 0 | 0 | 0 | 0 | 0 | 0 | 0 | 0 | 0 | 0 | 0 | 0 | 0 | 0 | 0 | 0 | 0 | 0 | 0 | 0 | 0 | 0 | 0 | 0 | 0 | 0 | 0 | 0 | 0 | 0 | 0 | 0 | 0 | 0 | 0 | 0 | 0 | 0 | 0 | 0 | 0 | 0 | 0 | 0 | 0 | 0 | 0 | 0 | 0 | 0 |  | 1.1736 | 0 | 1.0116 | 6.197 | 3.5145 | 0 | 140 | 0 | 0 | 0 | 0 | 0 | 0 | 0 | 0 | 0 | 0 | 0 | 0 | 0 | 0 | 0 |  |  | 322 | #N/A | #N/A | #N/A | #N/A | #N/A | #N/A | 322 | #N/A | #N/A | #N/A | #N/A | #N/A | #N/A | #N/A
|  |  | 0 | 0 | 0 | 0 | 0 | 0 | 0 | 0 | 0 | 0 | 0 | 0 | 0 | 0 | 0 | 0 | 0 | 0 | 0 | 0 | 0 | 0 | 0 | 0 | 0 | 0 | 0 | 0 | 0 | 0 | 0 | 0 | 0 | 0 | 0 | 0 | 0 | 0 | 0 | 0 | 0 | 0 | 0 | 0 | 0 | 0 | 0 | 0 | 0 | 0 | 0 | 0 | 0 | 0 | 0 | 0 | 0 | 0 | 0 | 0 | 0 | 0 |  | 1.1736 | 0 | 1.0116 | 6.197 | 3.5145 | 0 | 141 | 0 | 0 | 0 | 0 | 0 | 0 | 0 | 0 | 0 | 0 | 0 | 0 | 0 | 0 | 0 |  |  | 323 | #N/A | #N/A | #N/A | #N/A | #N/A | #N/A | 323 | #N/A | #N/A | #N/A | #N/A | #N/A | #N/A | #N/A
|  |  | 0 | 0 | 0 | 0 | 0 | 0 | 0 | 0 | 0 | 0 | 0 | 0 | 0 | 0 | 0 | 0 | 0 | 0 | 0 | 0 | 0 | 0 | 0 | 0 | 0 | 0 | 0 | 0 | 0 | 0 | 0 | 0 | 0 | 0 | 0 | 0 | 0 | 0 | 0 | 0 | 0 | 0 | 0 | 0 | 0 | 0 | 0 | 0 | 0 | 0 | 0 | 0 | 0 | 0 | 0 | 0 | 0 | 0 | 0 | 0 | 0 | 0 |  | 1.1736 | 0 | 1.0116 | 6.197 | 3.5145 | 0 | 142 | 0 | 0 | 0 | 0 | 0 | 0 | 0 | 0 | 0 | 0 | 0 | 0 | 0 | 0 | 0 |  |  | 324 | #N/A | #N/A | #N/A | #N/A | #N/A | #N/A | 324 | #N/A | #N/A | #N/A | #N/A | #N/A | #N/A | #N/A
|  |  | 0 | 0 | 0 | 0 | 0 | 0 | 0 | 0 | 0 | 0 | 0 | 0 | 0 | 0 | 0 | 0 | 0 | 0 | 0 | 0 | 0 | 0 | 0 | 0 | 0 | 0 | 0 | 0 | 0 | 0 | 0 | 0 | 0 | 0 | 0 | 0 | 0 | 0 | 0 | 0 | 0 | 0 | 0 | 0 | 0 | 0 | 0 | 0 | 0 | 0 | 0 | 0 | 0 | 0 | 0 | 0 | 0 | 0 | 0 | 0 | 0 | 0 |  | 1.1736 | 0 | 1.0116 | 6.197 | 3.5145 | 0 | 143 | 0 | 0 | 0 | 0 | 0 | 0 | 0 | 0 | 0 | 0 | 0 | 0 | 0 | 0 | 0 |  |  | 325 | #N/A | #N/A | #N/A | #N/A | #N/A | #N/A | 325 | #N/A | #N/A | #N/A | #N/A | #N/A | #N/A | #N/A
|  |  | 0 | 0 | 0 | 0 | 0 | 0 | 0 | 0 | 0 | 0 | 0 | 0 | 0 | 0 | 0 | 0 | 0 | 0 | 0 | 0 | 0 | 0 | 0 | 0 | 0 | 0 | 0 | 0 | 0 | 0 | 0 | 0 | 0 | 0 | 0 | 0 | 0 | 0 | 0 | 0 | 0 | 0 | 0 | 0 | 0 | 0 | 0 | 0 | 0 | 0 | 0 | 0 | 0 | 0 | 0 | 0 | 0 | 0 | 0 | 0 | 0 | 0 |  | 1.1736 | 0 | 1.0116 | 6.197 | 3.5145 | 0 | 144 | 0 | 0 | 0 | 0 | 0 | 0 | 0 | 0 | 0 | 0 | 0 | 0 | 0 | 0 | 0 |  |  | 326 | #N/A | #N/A | #N/A | #N/A | #N/A | #N/A | 326 | #N/A | #N/A | #N/A | #N/A | #N/A | #N/A | #N/A
|  |  | 0 | 0 | 0 | 0 | 0 | 0 | 0 | 0 | 0 | 0 | 0 | 0 | 0 | 0 | 0 | 0 | 0 | 0 | 0 | 0 | 0 | 0 | 0 | 0 | 0 | 0 | 0 | 0 | 0 | 0 | 0 | 0 | 0 | 0 | 0 | 0 | 0 | 0 | 0 | 0 | 0 | 0 | 0 | 0 | 0 | 0 | 0 | 0 | 0 | 0 | 0 | 0 | 0 | 0 | 0 | 0 | 0 | 0 | 0 | 0 | 0 | 0 |  | 1.1736 | 0 | 1.0116 | 6.197 | 3.5145 | 0 | 145 | 0 | 0 | 0 | 0 | 0 | 0 | 0 | 0 | 0 | 0 | 0 | 0 | 0 | 0 | 0 |  |  | 327 | #N/A | #N/A | #N/A | #N/A | #N/A | #N/A | 327 | #N/A | #N/A | #N/A | #N/A | #N/A | #N/A | #N/A
|  |  | 0 | 0 | 0 | 0 | 0 | 0 | 0 | 0 | 0 | 0 | 0 | 0 | 0 | 0 | 0 | 0 | 0 | 0 | 0 | 0 | 0 | 0 | 0 | 0 | 0 | 0 | 0 | 0 | 0 | 0 | 0 | 0 | 0 | 0 | 0 | 0 | 0 | 0 | 0 | 0 | 0 | 0 | 0 | 0 | 0 | 0 | 0 | 0 | 0 | 0 | 0 | 0 | 0 | 0 | 0 | 0 | 0 | 0 | 0 | 0 | 0 | 0 |  | 1.1736 | 0 | 1.0116 | 6.197 | 3.5145 | 0 | 146 | 0 | 0 | 0 | 0 | 0 | 0 | 0 | 0 | 0 | 0 | 0 | 0 | 0 | 0 | 0 |  |  | 328 | #N/A | #N/A | #N/A | #N/A | #N/A | #N/A | 328 | #N/A | #N/A | #N/A | #N/A | #N/A | #N/A | #N/A
|  |  | 0 | 0 | 0 | 0 | 0 | 0 | 0 | 0 | 0 | 0 | 0 | 0 | 0 | 0 | 0 | 0 | 0 | 0 | 0 | 0 | 0 | 0 | 0 | 0 | 0 | 0 | 0 | 0 | 0 | 0 | 0 | 0 | 0 | 0 | 0 | 0 | 0 | 0 | 0 | 0 | 0 | 0 | 0 | 0 | 0 | 0 | 0 | 0 | 0 | 0 | 0 | 0 | 0 | 0 | 0 | 0 | 0 | 0 | 0 | 0 | 0 | 0 |  | 1.1736 | 0 | 1.0116 | 6.197 | 3.5145 | 0 | 147 | 0 | 0 | 0 | 0 | 0 | 0 | 0 | 0 | 0 | 0 | 0 | 0 | 0 | 0 | 0 |  |  | 329 | #N/A | #N/A | #N/A | #N/A | #N/A | #N/A | 329 | #N/A | #N/A | #N/A | #N/A | #N/A | #N/A | #N/A
|  |  | 0 | 0 | 0 | 0 | 0 | 0 | 0 | 0 | 0 | 0 | 0 | 0 | 0 | 0 | 0 | 0 | 0 | 0 | 0 | 0 | 0 | 0 | 0 | 0 | 0 | 0 | 0 | 0 | 0 | 0 | 0 | 0 | 0 | 0 | 0 | 0 | 0 | 0 | 0 | 0 | 0 | 0 | 0 | 0 | 0 | 0 | 0 | 0 | 0 | 0 | 0 | 0 | 0 | 0 | 0 | 0 | 0 | 0 | 0 | 0 | 0 | 0 |  | 1.1736 | 0 | 1.0116 | 6.197 | 3.5145 | 0 | 148 | 0 | 0 | 0 | 0 | 0 | 0 | 0 | 0 | 0 | 0 | 0 | 0 | 0 | 0 | 0 |  |  | 330 | #N/A | #N/A | #N/A | #N/A | #N/A | #N/A | 330 | #N/A | #N/A | #N/A | #N/A | #N/A | #N/A | #N/A

## kenya_PV
OBJECTID | GroupVal | SUM_InstalledCapacity | SUM_ScWater | SUM_ElectGen | FIRST_SUM_Area | Shape_Length | Shape_Area | GroupVal_1 | FREQUENCY | SUM_zNEAR_Trans | SUM_zNEAR_Sub | SUM_zNEAR_Road | SUM_zNEAR_PV | SUM_zNEAR_geothermal | SUM_zNEAR_allRE | SUM_zNEAR_Load | SUM_zNEAR_water | SUM_zRQ_Wm2 | SUM_zSLOPE | SUM_zPOPDEN | SUM_zLULC | SUM_zHumanFootprint | SUM_zcoloc_CSP | SUM_zcoloc_wind | SUM_zCF | SUM_zTransCost | SUM_zSubCost | SUM_zRoadCost | SUM_zLCOEgen | SUM_zLCOEtotTrans | SUM_zLCOEtotSub | SUM_zScSlope | SUM_zScPop | SUM_zScLULC | SUM_zScREloc | SUM_zScREloc_geo | SUM_zScREloc_all | SUM_zScColoc | SUM_zScLoad | SUM_zScRoad | SUM_zScSub | SUM_zScTrans | SUM_zScHumanFootprint | zoneIdentification
1 | 1 | 693.1335 | 0 | 1415270.5787 | 231.0445 | 532236.4261 | 231044492.9286 | 1 | 32 | 72574.8268 | 75642.0767 | 31165.8181 | 367436.2574 | 63126.4099 | 63126.4098 | 99424.7475 | 73594.6194 | 252.9158 | 1.8235 | 18.5098 | 2.2744 | 20.4981 | 0 | 0 | 0.23309 | 7.7066 | 7.8701 | 9.1306 | 132.4 | 149.2372 | 149.4007 | 0.6353 | 0.8149 | 0.5752 | 0 | 0 | 0 | 0 | 0.041556 | 0.68834 | 0.24358 | 0.27425 | 0.79502 | A
2 | 102_None.2.1 | 2670.75 | 0 | 5501982.7278 | 890.25 | 585000.0002 | 890249999.7 | 102_None.2.1 | 51 | 102800.3052 | 108229.9999 | 5087.5849 | 269559.9537 | 101321.1762 | 101321.1762 | 252969.4584 | 56150.9171 | 255.1758 | 0.78424 | 7.7029 | 2.606 | 21.1955 | 0 | 1 | 0.23517 | 9.2392 | 9.528 | 1.4807 | 131.23 | 141.9499 | 142.2388 | 0.84315 | 0.92297 | 0.46466 | 0 | 0 | 0 | 0.5 | 0 | 0.94912 | 0.0098969 | 0.02178 | 0.78805 | B
3 | 102_None.2.2 | 3058.5 | 0 | 6358314.5718 | 1019.5 | 192000 | 1019500000 | 102_None.2.2 | 47 | 88410.6122 | 88651.2383 | 12441.1137 | 237528.0812 | 120857.9824 | 120857.9824 | 282051.5911 | 90624.5356 | 257.5058 | 0.64188 | 2.1062 | 2.0272 | 10.9083 | 0 | 1 | 0.23732 | 8.3991 | 8.4116 | 3.5768 | 130.0401 | 142.016 | 142.0286 | 0.87162 | 0.97894 | 0.65759 | 0 | 0 | 0 | 0.5 | 0 | 0.87559 | 0.14024 | 0.137 | 0.89092 | C
4 | 102_None.2.3 | 2698.5 | 0 | 5680536.4815 | 899.5 | 536000 | 899500000.45 | 102_None.2.3 | 54 | 106421.9494 | 106199.2605 | 3358.481 | 236334.9837 | 95500.3529 | 95500.3529 | 260538.24 | 86625.2728 | 260.7476 | 0.95073 | 1.8299 | 2.4497 | 12.5364 | 0 | 1 | 0.24031 | 9.2308 | 9.2191 | 0.95173 | 128.424 | 138.6065 | 138.5949 | 0.80985 | 0.9817 | 0.51677 | 0 | 0 | 0 | 0.5 | 0 | 0.96642 | 0.01668 | 0.016851 | 0.87464 | D
5 | 102_None.2.4 | 3528.75 | 0 | 7181165.4684 | 1176.25 | 374000.0002 | 1176250000.05 | 102_None.2.4 | 62 | 68440.5928 | 75370.8507 | 5290.9836 | 254073.1579 | 134753.2818 | 134753.2817 | 288635.9688 | 80905.1277 | 252.0737 | 0.51778 | 5.0998 | 1.9777 | 18.0859 | 0 | 1 | 0.23231 | 7.5121 | 7.8848 | 1.5551 | 132.8449 | 141.912 | 142.2848 | 0.89644 | 0.949 | 0.67411 | 0 | 0 | 0 | 0.5 | 0 | 0.94709 | 0.27401 | 0.31571 | 0.81914 | E
6 | 103 | 625.5 | 0 | 1279554.4236 | 208.5 | 199999.9996 | 208500000.25 | 103 | 19 | 73969.5085 | 70081.6126 | 7798.7045 | 206683.3957 | 150196.4716 | 150196.4716 | 316545.5964 | 112826.9921 | 253.3873 | 0.17746 | 2.4137 | 1.6799 | 18.2422 | 0 | 1 | 0.23352 | 7.7603 | 7.5529 | 2.2743 | 132.1617 | 142.1963 | 141.9889 | 0.96451 | 0.97586 | 0.77338 | 0 | 0 | 0 | 0.5 | 0 | 0.92201 | 0.29975 | 0.26215 | 0.81758 | F
7 | 104 | 198 | 0 | 450588.8677 | 66 | 153999.9994 | 65999999.95 | 104 | 9 | 30961.304 | 40666.2531 | 4299.6487 | 217054.2315 | 79551.4957 | 79551.4957 | 189442.6113 | 29402.9575 | 281.8829 | 2.7117 | 6.6667 | 2.9508 | 23.4394 | 0.9053 | 0 | 0.25978 | 4.9229 | 5.3868 | 1.131 | 118.7974 | 124.8512 | 125.3152 | 0.45765 | 0.93333 | 0.34975 | 0 | 0 | 0 | 0.45265 | 0 | 0.957 | 0.59334 | 0.69039 | 0.76561 | G
8 | 11 | 240.75 | 0 | 489720.7628 | 80.25 | 226000 | 80250000.3 | 11 | 19 | 5819.6148 | 20895.2267 | 2771.3709 | 338362.8005 | 90883.219 | 90883.219 | 91702.4952 | 106690.3408 | 251.9623 | 0.82313 | 3.4953 | 2.6262 | 17.2492 | 0 | 0 | 0.23221 | 4.1587 | 4.9667 | 0.81828 | 132.9015 | 137.8785 | 138.6865 | 0.83537 | 0.96505 | 0.45794 | 0 | 0 | 0 | 0 | 0.085267 | 0.97229 | 0.79105 | 0.9418 | 0.82751 | H
9 | 112.1.1 | 1410.75 | 0 | 2980607.3968 | 470.25 | 123000 | 470250000 | 112.1.1 | 24 | 107337.2861 | 121182.7507 | 16937.6211 | 180066.6659 | 135867.7979 | 133626.6554 | 306071.931 | 138239.3114 | 261.7027 | 0.61386 | 2.5412 | 2.1148 | 9.7613 | 0 | 1 | 0.24119 | 9.2439 | 9.9575 | 4.7934 | 127.9546 | 141.9919 | 142.7055 | 0.87723 | 0.97459 | 0.62839 | 0 | 0 | 0 | 0.5 | 0 | 0.83062 | 0 | 0.0065713 | 0.90239 | I
10 | 112.1.3 | 993 | 0 | 2076397.3043 | 331 | 129000 | 331000000 | 112.1.3 | 16 | 108429.5779 | 106017.3305 | 8625.5554 | 178625.1938 | 147902.5245 | 140118.0284 | 317738.6829 | 128091.7357 | 259.0089 | 0.44899 | 3.8323 | 1.8792 | 15.574 | 0 | 1 | 0.2387 | 9.3961 | 9.2702 | 2.4651 | 129.2841 | 141.1453 | 141.0194 | 0.9102 | 0.96168 | 0.70695 | 0 | 0 | 0 | 0.5 | 0 | 0.91374 | 0.0082614 | 0.0019289 | 0.84426 | J
11 | 112.1.6 | 1090.5 | 0 | 2289587.7581 | 363.5 | 137000 | 363500000 | 112.1.6 | 22 | 74650.7716 | 133256.4278 | 63847.3379 | 139645.0001 | 161423.0203 | 102184.711 | 320215.9807 | 144209.9171 | 260.0669 | 0.33778 | 1.5928 | 2.7503 | 4.1664 | 0 | 0.92022 | 0.23968 | 7.6045 | 10.6478 | 18.1802 | 128.7588 | 154.5436 | 157.5868 | 0.93244 | 0.98407 | 0.41655 | 0 | 0 | 0 | 0.46011 | 0 | 0.36153 | 0 | 0.25349 | 0.95834 | K
12 | 112_1.2.1 | 2969.25 | 0 | 6127261.4611 | 989.75 | 275000 | 989750000 | 112_1.2.1 | 43 | 108099.4698 | 111174.5231 | 28437.1102 | 154376.9266 | 177823.2275 | 123762.7096 | 346252.7248 | 108976.6051 | 255.6072 | 0.18646 | 3.0093 | 1.4981 | 9.7598 | 0 | 0.98005 | 0.23557 | 9.5031 | 9.6652 | 8.2318 | 131.0049 | 148.7398 | 148.9019 | 0.96271 | 0.96991 | 0.83396 | 0 | 0 | 0 | 0.49002 | 0 | 0.71563 | 0.035136 | 0.024048 | 0.9024 | L
13 | 112_1.2.2 | 3111 | 0 | 6334452.9609 | 1037 | 487000 | 1037000000 | 112_1.2.2 | 55 | 98539.7646 | 94953.3708 | 20570.5991 | 164990.8338 | 192059.6769 | 138729.5684 | 361226.1162 | 88109.0804 | 252.2101 | 0.25175 | 2.5237 | 1.821 | 11.0204 | 0 | 0.95154 | 0.23244 | 9.1201 | 8.9283 | 6.0561 | 132.7742 | 147.9504 | 147.7586 | 0.94965 | 0.97476 | 0.72634 | 0 | 0 | 0 | 0.47577 | 0 | 0.79429 | 0.10922 | 0.081924 | 0.8898 | M
14 | 112_1.2.3 | 2671.5 | 0 | 5561086.0031 | 890.5 | 255000 | 890500000.15 | 112_1.2.3 | 44 | 93076.8325 | 124755.9739 | 60852.2556 | 130481.9192 | 181058.643 | 97191.4367 | 342683.6811 | 122224.6195 | 257.8445 | 0.2019 | 2.6729 | 2.2942 | 6.3459 | 0 | 0.70691 | 0.23763 | 8.6353 | 10.2948 | 17.4726 | 129.8679 | 155.9758 | 157.6353 | 0.95962 | 0.97327 | 0.56859 | 0 | 0 | 0 | 0.35345 | 0 | 0.39148 | 0 | 0.08332 | 0.93654 | N
15 | 112_1.2.4 | 4097.25 | 0 | 8372037.8058 | 1365.75 | 424000 | 1365750000 | 112_1.2.4 | 65 | 124426.1469 | 128756.7386 | 68694.848 | 125168.9681 | 216094.2997 | 102762.995 | 381660.7439 | 83198.5039 | 253.1 | 0.19648 | 4.0873 | 1.7084 | 10.7503 | 0 | 0.4752 | 0.23326 | 10.4715 | 10.7021 | 20.1077 | 132.305 | 162.8842 | 163.1148 | 0.9607 | 0.95913 | 0.76387 | 0 | 0 | 0 | 0.2376 | 0 | 0.31305 | 0 | 0.0010712 | 0.8925 | O
16 | 129 | 480.75 | 0 | 994134.041 | 160.25 | 273999.9996 | 160249999.7 | 129 | 15 | 336595.0852 | 336017.682 | 1350.3637 | 270958.4186 | 434649.4427 | 270958.4186 | 660016.9195 | 124117.041 | 256.141 | 1.2089 | 31.7488 | 2.947 | 31.5086 | 0 | 0 | 0.23606 | 21.5346 | 21.5042 | 0.3914 | 130.7324 | 152.6584 | 152.6279 | 0.75822 | 0.68251 | 0.35101 | 0 | 0 | 0 | 0 | 0 | 0.9865 | 0 | 0 | 0.68491 | P
17 | 131.1.10 | 1276.0842 | 0 | 2705433.194 | 425.3614 | 244270.9464 | 425361409.6322 | 131.1.10 | 24 | 369397.1328 | 368920.8567 | 6033.979 | 361859.9955 | 529227.1484 | 361859.9955 | 728127.1075 | 213387.2083 | 262.6098 | 1.8821 | 19.1176 | 1.996 | 30.3715 | 0 | 0.54013 | 0.24202 | 22.694 | 22.6695 | 1.6984 | 127.5115 | 151.9039 | 151.8794 | 0.62357 | 0.80882 | 0.66801 | 0 | 0 | 0 | 0.27006 | 0 | 0.93966 | 0 | 0 | 0.69628 | Q
18 | 131.1.11 | 1221.75 | 0 | 2585736.3766 | 407.25 | 309999.9998 | 407250000.05 | 131.1.11 | 20 | 329815.1614 | 329298.092 | 5399.8722 | 317180.0752 | 484382.8336 | 317180.0752 | 691316.7062 | 168673.8545 | 262.1533 | 1.4287 | 20.6525 | 2.9515 | 31.054 | 0 | 0.30571 | 0.2416 | 20.6919 | 20.6653 | 1.5254 | 127.7332 | 149.9505 | 149.9239 | 0.71426 | 0.79347 | 0.3495 | 0 | 0 | 0 | 0.15285 | 0 | 0.946 | 0 | 0 | 0.68946 | R
19 | 131.1.12 | 1438.5 | 0 | 3017663.4887 | 479.5 | 666999.9994 | 479499999.675 | 131.1.12 | 47 | 315519.369 | 314994.687 | 12813.5216 | 304829.9941 | 472115.0789 | 304829.9941 | 678441.9143 | 156575.8456 | 259.845 | 1.3408 | 19.1022 | 2.9802 | 28.9771 | 0 | 0.17153 | 0.23947 | 20.1309 | 20.1036 | 3.6511 | 128.8691 | 152.6511 | 152.6238 | 0.73184 | 0.80898 | 0.33994 | 0 | 0 | 0 | 0.085766 | 0 | 0.87186 | 0 | 0 | 0.71023 | S
20 | 131.1.13 | 1472.1325 | 0 | 3083910.4536 | 490.7108 | 485019.9882 | 490710835.7009 | 131.1.13 | 38 | 274501.7838 | 274060.922 | 4470.4636 | 323379.2589 | 490589.5898 | 323379.2589 | 659022.1528 | 178030.3643 | 259.4826 | 0.97645 | 27.9074 | 2.9786 | 30.5459 | 0 | 0.13696 | 0.23914 | 18.0253 | 18.0023 | 1.2774 | 129.0486 | 148.3513 | 148.3283 | 0.80471 | 0.72093 | 0.34047 | 0 | 0 | 0 | 0.06848 | 0 | 0.9553 | 0 | 0 | 0.69454 | T
21 | 131.1.14 | 1252.5746 | 0 | 2632735.8414 | 417.5249 | 447907.1751 | 417524874.3046 | 131.1.14 | 28 | 364514.846 | 363990.3777 | 1752.514 | 331425.748 | 497284.5212 | 331425.748 | 713869.3534 | 182638.1187 | 260.3497 | 2.4808 | 18.8213 | 2.6446 | 30.6165 | 0 | 0 | 0.23994 | 22.6377 | 22.6105 | 0.49966 | 128.6221 | 151.7595 | 151.7322 | 0.50385 | 0.81179 | 0.4518 | 0 | 0 | 0 | 0 | 0 | 0.98247 | 0 | 0 | 0.69383 | U
22 | 131.1.15 | 1628.7798 | 0 | 3379212.0276 | 542.9266 | 475067.9975 | 542926612.2406 | 131.1.15 | 35 | 199001.7639 | 198542.4419 | 11660.0642 | 279817.6269 | 434336.2558 | 279817.6269 | 600257.442 | 132142.0911 | 256.9842 | 0.48868 | 28.2633 | 2.7279 | 31.547 | 0 | 0 | 0.23684 | 14.232 | 14.2078 | 3.3656 | 130.3032 | 147.9008 | 147.8767 | 0.90226 | 0.71737 | 0.42404 | 0 | 0 | 0 | 0 | 0 | 0.8834 | 0 | 0 | 0.68453 | V
23 | 131.1.16 | 1791 | 27 | 3629487.4048 | 597 | 692000.0006 | 597000000 | 131.1.16 | 44 | 153894.0593 | 153306.1999 | 6927.9261 | 157318.9773 | 322335.4697 | 157318.9773 | 507667.6032 | 9059.2933 | 251.017 | 0.75963 | 12.676 | 2.8752 | 32.0655 | 0 | 0 | 0.23134 | 12.1429 | 12.1113 | 2.0441 | 133.4 | 147.5871 | 147.5555 | 0.84807 | 0.87324 | 0.37493 | 0 | 0 | 0 | 0 | 0 | 0.93072 | 0 | 0 | 0.67934 | W
24 | 131.1.17 | 471.75 | 0 | 967331.4228 | 157.25 | 451000.0002 | 157250001.3 | 131.1.17 | 25 | 292583.8414 | 291991.1284 | 8309.1509 | 227322.1845 | 392381.3622 | 227322.1845 | 615151.6637 | 80034.759 | 253.9901 | 0.46256 | 25.9984 | 3 | 29.6486 | 0 | 0 | 0.23408 | 19.3763 | 19.3448 | 2.4221 | 131.8388 | 153.6372 | 153.6057 | 0.90749 | 0.74002 | 0.33333 | 0 | 0 | 0 | 0 | 0 | 0.91691 | 0 | 0 | 0.70351 | X
25 | 131.1.6 | 1482 | 0 | 3158864.9571 | 494 | 125000 | 494000000 | 131.1.6 | 20 | 342517.5374 | 342011.3436 | 1104.9124 | 330636.8636 | 497862.4017 | 330636.8636 | 703302.0265 | 182065.8155 | 264.0197 | 0.96349 | 20.333 | 2.0638 | 34.1994 | 0 | 0.15081 | 0.24332 | 21.1957 | 21.1698 | 0.31011 | 126.83 | 148.3359 | 148.31 | 0.8073 | 0.79667 | 0.64541 | 0 | 0 | 0 | 0.075405 | 0 | 0.98895 | 0 | 0 | 0.65801 | Y
26 | 131.1.7 | 645.75 | 0 | 1306645.6656 | 215.25 | 310000.001 | 215250000.2 | 131.1.7 | 20 | 140821.1726 | 140430.0163 | 5013.8765 | 272271.5641 | 394721.3426 | 272271.5641 | 558175.3904 | 112328.5522 | 250.638 | 0.44129 | 25.885 | 2.964 | 30.2892 | 0 | 0 | 0.23099 | 11.456 | 11.4349 | 1.4828 | 133.6017 | 146.5405 | 146.5194 | 0.91174 | 0.74115 | 0.34533 | 0 | 0 | 0 | 0 | 0 | 0.94986 | 0 | 0 | 0.69711 | Z
27 | 131.1.9 | 747 | 0 | 1523356.1669 | 249 | 522999.9994 | 249000000.1 | 131.1.9 | 31 | 152645.3258 | 152169.207 | 9494.8117 | 253736.6384 | 396564.5288 | 253736.6384 | 562352.7589 | 102515.6643 | 252.6005 | 1.0079 | 22.3032 | 2.9849 | 26.4719 | 0 | 0 | 0.2328 | 11.9995 | 11.974 | 2.7832 | 132.5637 | 147.3464 | 147.3209 | 0.79842 | 0.77697 | 0.33835 | 0 | 0 | 0 | 0 | 0 | 0.90505 | 0 | 0 | 0.73528 | AA
28 | 131_1.2.1 | 2625.6087 | 0 | 5443720.8345 | 875.2029 | 755882.1772 | 875202910.5712 | 131_1.2.1 | 58 | 245508.8269 | 245054.0676 | 4868.5317 | 302651.3702 | 466331.3751 | 302651.3702 | 635595.6095 | 156882.9351 | 256.8143 | 0.61087 | 28.792 | 2.9761 | 31.1115 | 0 | 0 | 0.23668 | 16.6874 | 16.6635 | 1.4026 | 130.389 | 148.4789 | 148.455 | 0.87783 | 0.71208 | 0.34131 | 0 | 0 | 0 | 0 | 0 | 0.95131 | 0 | 0 | 0.68888 | AB
29 | 131_1.2.2 | 2895 | 0 | 5914419.8907 | 965 | 1503000.0001 | 965000000.725 | 131_1.2.2 | 87 | 184059.0316 | 183470.8851 | 8173.8189 | 205943.3061 | 372999.1589 | 205943.3061 | 561342.3699 | 59652.2547 | 253.0562 | 0.52786 | 12.1264 | 2.9598 | 25.2508 | 0 | 0 | 0.23322 | 13.655 | 13.6236 | 2.394 | 132.3252 | 148.3742 | 148.3428 | 0.89443 | 0.87874 | 0.34672 | 0 | 0 | 0 | 0 | 0 | 0.91826 | 0 | 0 | 0.74749 | AC
30 | 131_1.2.3 | 1153.5 | 3 | 2340958.5112 | 384.5 | 638000.0005 | 384500000.775 | 131_1.2.3 | 38 | 209052.428 | 208454.2477 | 6627.4543 | 170880.1908 | 339023.9962 | 170880.1908 | 546075.6953 | 25045.0697 | 251.3793 | 0.61371 | 8.7913 | 2.9915 | 27.0585 | 0 | 0 | 0.23167 | 15.0889 | 15.0567 | 1.9542 | 133.2079 | 150.251 | 150.2188 | 0.87726 | 0.91209 | 0.33615 | 0 | 0 | 0 | 0 | 0 | 0.93373 | 0 | 0 | 0.72941 | AD
31 | 131_1.2.4 | 1802.25 | 0 | 3712589.9492 | 600.75 | 848999.9999 | 600750000.775 | 131_1.2.4 | 45 | 241934.6431 | 241415.8115 | 7272.3058 | 273300.1104 | 441435.809 | 273300.1104 | 625764.3666 | 127706.6464 | 255.1616 | 0.97961 | 26.598 | 2.9796 | 31.0483 | 0 | 0 | 0.23516 | 16.6072 | 16.5797 | 2.1115 | 131.2332 | 149.952 | 149.9245 | 0.80408 | 0.73402 | 0.34013 | 0 | 0 | 0 | 0 | 0 | 0.92728 | 0 | 0 | 0.68952 | AE
32 | 131_1.2.5 | 2933.25 | 0 | 6027375.3466 | 977.75 | 939000.001 | 977750000.3 | 131_1.2.5 | 63 | 194372.5066 | 193832.735 | 8544.1079 | 244661.058 | 411122.5925 | 244661.058 | 586626.7143 | 98516.0297 | 254.5263 | 0.77601 | 23.5375 | 2.9325 | 30.9146 | 0 | 0 | 0.23457 | 14.1233 | 14.0946 | 2.485 | 131.5609 | 148.1692 | 148.1406 | 0.8448 | 0.76463 | 0.35583 | 0 | 0 | 0 | 0 | 0 | 0.91456 | 0 | 0 | 0.69085 | AF
33 | 131_1.2.6 | 2636.25 | 18 | 5331103.3097 | 878.75 | 782999.9994 | 878749999.75 | 131_1.2.6 | 62 | 117995.8191 | 117413.7014 | 10800.0194 | 171712.5818 | 325236.2854 | 171712.5818 | 495818.5344 | 19375.4786 | 250.4863 | 0.53401 | 11.194 | 2.7599 | 28.8708 | 0 | 0 | 0.23085 | 10.2317 | 10.2003 | 3.1919 | 133.6824 | 147.106 | 147.0746 | 0.8932 | 0.88806 | 0.41337 | 0 | 0 | 0 | 0 | 0 | 0.892 | 0.0077582 | 0.0070658 | 0.71129 | AG
34 | 131_1.2.7 | 2063.25 | 0 | 4248890.1696 | 687.75 | 652000 | 687750000 | 131_1.2.7 | 39 | 172829.2468 | 172395.4563 | 10978.9227 | 276129.4652 | 416617.7091 | 276129.4652 | 581460.4682 | 125413.7901 | 255.0804 | 0.81843 | 27.7757 | 2.9077 | 27.7125 | 0 | 0 | 0.23508 | 12.9502 | 12.9273 | 3.1938 | 131.2767 | 147.4208 | 147.3978 | 0.83631 | 0.72224 | 0.36411 | 0 | 0 | 0 | 0 | 0 | 0.89021 | 0 | 0 | 0.72288 | AH
35 | 131_1.2.8 | 3069 | 0 | 6269686.4451 | 1023 | 1917999.9979 | 1022999999.775 | 131_1.2.8 | 110 | 233714.4283 | 233139.1462 | 4687.9914 | 230120.6238 | 398173.1602 | 230120.6238 | 599820.1132 | 83605.5333 | 253.0477 | 0.61449 | 31.5801 | 2.9807 | 30.292 | 0 | 0 | 0.23321 | 16.3055 | 16.2748 | 1.3729 | 132.3303 | 150.0087 | 149.978 | 0.8771 | 0.6842 | 0.33977 | 0 | 0 | 0 | 0 | 0 | 0.95312 | 0 | 0 | 0.69708 | AI
36 | 131_2.2.1 | 2123.5183 | 0 | 4525960.9211 | 707.8394 | 1116448.1684 | 707839430.3123 | 131_2.2.1 | 65 | 336754.2011 | 336311.6698 | 10138.037 | 357886.7412 | 526081.8204 | 357886.7412 | 706518.5493 | 211025.3605 | 264.0026 | 0.96138 | 21.6433 | 2.9831 | 27.3921 | 0.30975 | 0.66659 | 0.2433 | 20.8986 | 20.8759 | 2.8473 | 126.8411 | 150.587 | 150.5643 | 0.80772 | 0.78357 | 0.33898 | 0 | 0 | 0 | 0.48817 | 0 | 0.89862 | 0 | 0 | 0.72608 | AJ
37 | 131_2.2.2 | 940.5 | 0 | 1995563.4766 | 313.5 | 291000 | 313500000 | 131_2.2.2 | 17 | 342672.034 | 342183.9822 | 5819.0942 | 340360.9605 | 507972.3957 | 340360.9605 | 706311.4136 | 192089.9911 | 262.8211 | 1.6991 | 18.425 | 2.4713 | 29.5598 | 0 | 0.74561 | 0.24222 | 21.2995 | 21.2745 | 1.6407 | 127.4089 | 150.3492 | 150.3241 | 0.66019 | 0.81575 | 0.50957 | 0 | 0 | 0 | 0.37281 | 0 | 0.94181 | 0 | 0 | 0.7044 | AK
38 | 131_2.2.3 | 2752.677 | 0 | 5869274.5421 | 917.559 | 326364.0783 | 917559004.4092 | 131_2.2.3 | 46 | 383606.0328 | 383163.0639 | 6483.3776 | 385891.2057 | 553668.702 | 385891.2057 | 742308.1293 | 237777.9449 | 264.1086 | 1.0292 | 24.5322 | 1.97 | 31.1783 | 0.1444 | 0.065663 | 0.2434 | 23.2924 | 23.2697 | 1.8155 | 126.7883 | 151.8961 | 151.8735 | 0.79415 | 0.75468 | 0.67668 | 0 | 0 | 0 | 0.10503 | 0 | 0.93517 | 0 | 0 | 0.68822 | AL
39 | 135.1.1 | 1221.7775 | 0 | 2486655.7014 | 407.2592 | 552154.5219 | 407259158.6951 | 135.1.1 | 37 | 233199.4828 | 235041.4811 | 14392.5977 | 245516.9472 | 238694.9757 | 217671.348 | 475441.1349 | 42804.0947 | 252.1024 | 2.0078 | 1.7252 | 2.5503 | 12.2823 | 0 | 0.99361 | 0.23234 | 16.3402 | 16.4389 | 4.2272 | 132.8282 | 153.3957 | 153.4944 | 0.59844 | 0.98275 | 0.48324 | 0 | 0 | 0 | 0.4968 | 0 | 0.85607 | 0 | 0 | 0.87718 | AM
40 | 135.1.11 | 1125.75 | 0 | 2527912.5738 | 375.25 | 462000.0002 | 375250000.15 | 135.1.11 | 33 | 55910.9099 | 79803.3035 | 3374.4115 | 259928.5534 | 16803.6574 | 16803.6574 | 126530.0461 | 25460.8704 | 278.1464 | 2.1232 | 5.0633 | 1.6183 | 21.9434 | 0.99201 | 0 | 0.25634 | 6.1988 | 7.3593 | 0.90044 | 120.3903 | 127.4895 | 128.65 | 0.57535 | 0.94937 | 0.79392 | 0 | 0.34389 | 0.34389 | 0.496 | 0 | 0.96626 | 0.20197 | 0.44089 | 0.78057 | AN
41 | 135.1.13 | 2159.6838 | 35 | 4516400.6769 | 719.8946 | 258723.5336 | 719894613.669 | 135.1.13 | 40 | 158042.4106 | 186395.2254 | 7564.1323 | 300869.2158 | 245375.8833 | 233470.4231 | 455138.5492 | 3830.7854 | 259.0334 | 1.1908 | 12.4904 | 1.0625 | 30.6016 | 0 | 0.04584 | 0.23873 | 11.9852 | 13.4643 | 2.1579 | 129.272 | 143.4151 | 144.8942 | 0.76185 | 0.8751 | 0.97916 | 0 | 0 | 0 | 0.02292 | 0 | 0.92436 | 0 | 0 | 0.69398 | AO
42 | 135.1.14 | 1981.5 | 2 | 4103690.1607 | 660.5 | 213000 | 660500000 | 135.1.14 | 29 | 125051.0073 | 125051.0057 | 5273.5793 | 199444.7173 | 143489.9007 | 126573.5977 | 377180.2386 | 15786.6076 | 256.5275 | 1.7928 | 0.54996 | 1.0023 | 10.5587 | 0 | 1 | 0.23642 | 10.3635 | 10.3635 | 1.5267 | 130.5421 | 142.4323 | 142.4323 | 0.64143 | 0.9945 | 0.99924 | 0 | 0 | 0 | 0.5 | 0 | 0.94726 | 0.001347 | 0.001347 | 0.89441 | AP
43 | 135.1.17 | 2026.5 | 0 | 4328029.1425 | 675.5 | 683999.9997 | 675499999.75 | 135.1.17 | 44 | 78414.5274 | 81079.2666 | 38015.2752 | 197502.9148 | 27728.6579 | 27728.6579 | 228654.3977 | 26887.3022 | 264.5434 | 2.3551 | 5.1303 | 1.1673 | 9.684 | 0 | 0.2091 | 0.2438 | 7.6691 | 7.8049 | 10.6346 | 126.5881 | 144.8918 | 145.0277 | 0.52897 | 0.9487 | 0.94424 | 0 | 0.087011 | 0.087011 | 0.10455 | 0 | 0.61985 | 0.18921 | 0.21585 | 0.90316 | AQ
44 | 135.1.19 | 1887 | 0 | 4105933.2717 | 629 | 350000.0004 | 629000000.1 | 135.1.19 | 33 | 125281.1804 | 147366.7126 | 13006.8447 | 91587.8967 | 158864.6578 | 91570.7426 | 409172.9058 | 105722.1942 | 269.5215 | 2.64 | 0.91693 | 1.1824 | 8.7957 | 0 | 1 | 0.24839 | 9.8728 | 10.9801 | 3.5723 | 124.2603 | 137.7054 | 138.8127 | 0.472 | 0.99083 | 0.93919 | 0 | 0 | 0 | 0.5 | 0 | 0.86993 | 0 | 0.00041787 | 0.91204 | AR
45 | 135.1.20 | 738 | 0 | 1703800.3212 | 246 | 205000 | 246000000 | 135.1.20 | 17 | 6671.5011 | 85318.7512 | 2070.0336 | 157825.7156 | 44924.9017 | 44924.9018 | 229137.3686 | 42802.6647 | 285.9669 | 2.1507 | 9.7866 | 2.5996 | 29.0467 | 0.98882 | 0.52947 | 0.26355 | 3.7041 | 7.4222 | 0.5384 | 117.1098 | 121.3523 | 125.0704 | 0.56986 | 0.90213 | 0.4668 | 0 | 0 | 0 | 0.75915 | 0 | 0.9793 | 0.14681 | 0.93328 | 0.70953 | AS
46 | 135.1.22 | 1557 | 0 | 3477834.1229 | 519 | 461000.0008 | 518999999.7 | 135.1.22 | 33 | 167592.6583 | 187837.4722 | 10562.2715 | 108945.7547 | 191660.145 | 108939.7061 | 442465.2585 | 129825.9675 | 276.6774 | 2.2688 | 1.4128 | 1.4552 | 11.2572 | 0 | 0.96146 | 0.25499 | 11.6899 | 12.6778 | 2.8227 | 121.0566 | 135.5692 | 136.5571 | 0.54623 | 0.98587 | 0.84827 | 0 | 0 | 0 | 0.48073 | 0 | 0.89438 | 0 | 0 | 0.88743 | AT
47 | 135.1.24 | 730.4482 | 0 | 1503890.0903 | 243.4827 | 226833.0826 | 243482743.512 | 135.1.24 | 15 | 181090.3633 | 192861.9606 | 7808.2128 | 106090.1059 | 209928.7183 | 106089.9332 | 458874.2545 | 111888.6811 | 255.0234 | 1.3397 | 2.2824 | 2.232 | 11.8254 | 0 | 0.2864 | 0.23503 | 13.3969 | 14.0185 | 2.2896 | 131.3331 | 147.0197 | 147.6413 | 0.73206 | 0.97718 | 0.58933 | 0 | 0 | 0 | 0.1432 | 0 | 0.92192 | 0 | 0 | 0.88175 | AU
48 | 135.1.25 | 1010.25 | 0 | 2167085.5801 | 336.75 | 164000 | 336750000 | 135.1.25 | 19 | 18327.2176 | 58120.2944 | 16321.8535 | 121927.5749 | 57605.1548 | 50816.9894 | 265929.2054 | 48149.7052 | 265.7056 | 1.3247 | 3.654 | 2.2717 | 11.6785 | 0 | 0.91611 | 0.24487 | 4.5764 | 6.6024 | 4.5391 | 126.0654 | 135.1809 | 137.2069 | 0.73507 | 0.96346 | 0.5761 | 0 | 0 | 0 | 0.45805 | 0 | 0.83678 | 0.4188 | 0.81673 | 0.88321 | AV
49 | 135.1.27 | 1826.25 | 0 | 3951793.5251 | 608.75 | 184000 | 608750000 | 135.1.27 | 30 | 41227.493 | 45752.9874 | 4525.7789 | 14258.3259 | 152270.5763 | 13952.3831 | 374814.4239 | 130044.8685 | 268.0325 | 1.2277 | 1.6423 | 1.1532 | 12.8982 | 0 | 0.98645 | 0.24702 | 5.6952 | 5.9249 | 1.2539 | 124.9459 | 131.895 | 132.1247 | 0.75446 | 0.98358 | 0.94894 | 0.4373 | 0 | 0.44695 | 0.49322 | 0 | 0.95474 | 0.54247 | 0.58773 | 0.87102 | AW
50 | 135.1.28 | 604.5 | 17 | 1361871.753 | 201.5 | 301000.0002 | 201500000.2 | 135.1.28 | 22 | 46556.5415 | 48204.5159 | 44926.7643 | 173555.3617 | 13438.7038 | 13438.7038 | 254559.4178 | 7484.9314 | 279.0573 | 2.8294 | 4.4032 | 1.0223 | 8.9355 | 0.81886 | 0.56824 | 0.25718 | 5.7269 | 5.8067 | 11.9272 | 120.0038 | 137.658 | 137.7377 | 0.43412 | 0.95597 | 0.99256 | 0 | 0.46496 | 0.46496 | 0.69355 | 0 | 0.55073 | 0.51795 | 0.53443 | 0.91065 | AX
51 | 135.1.32 | 1521.2637 | 0 | 3120729.9805 | 507.0879 | 165887.0537 | 507087894.3859 | 135.1.32 | 27 | 151908.2099 | 173646.8792 | 15739.4672 | 341374.5248 | 279311.8032 | 269749.7346 | 476786.6064 | 38160.1284 | 254.1003 | 1.1308 | 16.245 | 1.1763 | 31.0052 | 0 | 0.67217 | 0.23418 | 11.8875 | 13.042 | 4.5741 | 131.7859 | 148.2474 | 149.402 | 0.77385 | 0.83755 | 0.94125 | 0 | 0 | 0 | 0.33609 | 0 | 0.84261 | 0 | 0 | 0.68995 | AY
52 | 135.1.35 | 1718.25 | 16 | 3623441.6817 | 572.75 | 308999.9998 | 572749999.75 | 135.1.35 | 30 | 108814.1679 | 132800.0916 | 28449.0992 | 284893.5594 | 209561.4091 | 201121.4716 | 412562.516 | 8655.098 | 261.2091 | 1.978 | 8.5626 | 1.0921 | 24.7407 | 0 | 0.014841 | 0.24073 | 9.3374 | 10.5781 | 8.0653 | 128.1951 | 145.5978 | 146.8385 | 0.60439 | 0.91437 | 0.9693 | 0 | 0 | 0 | 0.0074203 | 0 | 0.71551 | 0 | 0.013597 | 0.75259 | AZ
53 | 135.1.36 | 760.5 | 1 | 1736056.9396 | 253.5 | 392000.0002 | 253500000.45 | 135.1.36 | 26 | 53004.003 | 65612.9444 | 2062.5698 | 291340.5586 | 14110.9846 | 14110.9846 | 95453.2675 | 28693.5375 | 282.7601 | 1.3473 | 17.3709 | 2.2623 | 29.214 | 1 | 0 | 0.26059 | 5.9598 | 6.5625 | 0.54136 | 118.4264 | 124.9276 | 125.5303 | 0.73053 | 0.82629 | 0.57922 | 0 | 0.43556 | 0.43556 | 0.5 | 0.05467 | 0.97937 | 0.34387 | 0.46996 | 0.70786 | BA
54 | 135.1.37 | 2246.25 | 0 | 5064403.9736 | 748.75 | 731999.9999 | 748749999.675 | 135.1.37 | 58 | 69338.6573 | 101770.8331 | 14772.3682 | 323686.4697 | 167039.2063 | 167039.2063 | 261429.0226 | 101665.496 | 279.2696 | 1.6225 | 20.9957 | 1.6077 | 30.6033 | 0.95192 | 0.040735 | 0.25737 | 6.825 | 8.3922 | 3.9323 | 119.9099 | 130.6671 | 132.2344 | 0.6755 | 0.79004 | 0.79744 | 0 | 0 | 0 | 0.49633 | 0 | 0.85228 | 0.030634 | 0.30677 | 0.69397 | BB
55 | 135.1.38 | 2444.25 | 0 | 5089541.7334 | 814.75 | 195000 | 814750000 | 135.1.38 | 33 | 79509.8368 | 124608.1477 | 26187.2414 | 340076.628 | 250926.2773 | 247300.8738 | 429050.3341 | 63492.4365 | 257.9209 | 0.57493 | 12.0129 | 1.0669 | 25.6775 | 0 | 1 | 0.2377 | 7.9226 | 10.2836 | 7.5183 | 129.8314 | 145.2724 | 147.6333 | 0.88501 | 0.87987 | 0.9777 | 0 | 0 | 0 | 0.5 | 0 | 0.73813 | 0 | 0.21302 | 0.74322 | BC
56 | 135.1.39 | 2244.75 | 0 | 4696864.2898 | 748.25 | 169000 | 748250000 | 135.1.39 | 30 | 157462.1479 | 165456.7524 | 26684.6204 | 123281.6756 | 175859.4726 | 123267.0921 | 427958.0126 | 113537.8863 | 259.1752 | 1.376 | 1.2783 | 1.3047 | 4.4113 | 0 | 0.89977 | 0.23886 | 11.9493 | 12.3649 | 7.616 | 129.2162 | 148.7815 | 149.1971 | 0.72479 | 0.98722 | 0.89843 | 0 | 0 | 0 | 0.44988 | 0 | 0.73315 | 0 | 0 | 0.95589 | BD
57 | 135.1.40 | 1500 | 10 | 3313962.4174 | 500 | 600000.0003 | 499999999.325 | 135.1.40 | 47 | 41757.9884 | 65255.092 | 21166.5356 | 248558.1603 | 11116.9919 | 11116.9919 | 138015.9151 | 16606.6721 | 273.659 | 1.9457 | 5.9635 | 1.849 | 14.606 | 0.5015 | 0.1755 | 0.2522 | 5.6005 | 6.7604 | 5.7359 | 122.3668 | 133.7032 | 134.8631 | 0.61086 | 0.94037 | 0.717 | 0 | 0.55532 | 0.55532 | 0.3385 | 0 | 0.78833 | 0.34745 | 0.58242 | 0.85394 | BE
58 | 135.1.41 | 1186.5 | 0 | 2469626.1989 | 395.5 | 403000.0002 | 395500000.05 | 135.1.41 | 24 | 229837.0855 | 229841.4769 | 4676.1399 | 220235.8275 | 225157.017 | 202080.5715 | 467578.7591 | 62002.3476 | 257.8202 | 2.0971 | 2.7743 | 2.2895 | 15.2554 | 0 | 1 | 0.23761 | 15.8035 | 15.8037 | 1.3399 | 129.8832 | 147.0266 | 147.0269 | 0.58058 | 0.97226 | 0.57016 | 0 | 0 | 0 | 0.5 | 0 | 0.95324 | 0 | 0 | 0.84745 | BF
59 | 135.1.43 | 1116 | 0 | 2265810.2997 | 372 | 206000 | 372000000 | 135.1.43 | 18 | 171668.9111 | 171733.6031 | 14461.202 | 162839.4724 | 182047.9535 | 154943.8191 | 431720.6254 | 86573.5382 | 251.4854 | 0.86799 | 1.5944 | 1.2753 | 7.7129 | 0 | 0.049059 | 0.23177 | 13.0746 | 13.0781 | 4.2573 | 133.1522 | 150.4841 | 150.4876 | 0.8264 | 0.98406 | 0.90822 | 0 | 0 | 0 | 0.02453 | 0 | 0.85539 | 0 | 0 | 0.92287 | BG
60 | 135.1.44 | 1120.5686 | 0 | 2309550.1811 | 373.5229 | 406043.7907 | 373522877.5759 | 135.1.44 | 29 | 66240.2744 | 66424.6883 | 59184.1048 | 416088.7313 | 322141.0272 | 321041.5711 | 476696.1847 | 130488.3107 | 255.295 | 0.24752 | 11.7765 | 2.342 | 21.1444 | 0 | 0.024764 | 0.23528 | 7.3016 | 7.3114 | 17.1753 | 131.166 | 155.643 | 155.6527 | 0.9505 | 0.88224 | 0.55266 | 0 | 0 | 0 | 0.012382 | 0 | 0.40816 | 0.33575 | 0.3376 | 0.78856 | BH
61 | 135.1.45 | 854.25 | 0 | 1903173.8924 | 284.75 | 451000.0006 | 284750001.05 | 135.1.45 | 27 | 27094.7806 | 85623.8775 | 14238.5698 | 172790.2975 | 29534.5604 | 29534.5605 | 216115.4763 | 35631.2734 | 275.9605 | 2.5476 | 7.3248 | 2.2054 | 22.7436 | 0.23793 | 1 | 0.25433 | 4.8414 | 7.7059 | 3.8377 | 121.3658 | 130.0449 | 132.9094 | 0.49047 | 0.92675 | 0.59819 | 0 | 0.029856 | 0.029856 | 0.61896 | 0 | 0.85761 | 0.14764 | 0.72905 | 0.77256 | BI
62 | 135.1.48 | 1947 | 15 | 4307877.5534 | 649 | 494999.9996 | 648999999.8 | 135.1.48 | 41 | 4806.0937 | 13348.6024 | 3935.6342 | 132651.4538 | 32026.78 | 13252.278 | 275398.0313 | 15201.8792 | 274.0633 | 2.3538 | 2.5982 | 1.7851 | 15.3829 | 0.11672 | 1 | 0.25258 | 3.7739 | 4.1935 | 1.0693 | 122.198 | 127.0411 | 127.4607 | 0.52923 | 0.97402 | 0.73832 | 0 | 0.043571 | 0.48215 | 0.55836 | 0 | 0.96064 | 0.86651 | 0.95194 | 0.84617 | BJ
63 | 135.1.49 | 1681.5 | 0 | 3629027.4141 | 560.5 | 379999.9993 | 560499999.6 | 135.1.49 | 40 | 50269.8124 | 101133.1141 | 38845.3527 | 206444.9348 | 19385.187 | 19385.187 | 183859.4417 | 37075.752 | 267.3295 | 1.4726 | 7.136 | 1.1958 | 11.1409 | 0 | 0.91525 | 0.24637 | 6.1667 | 8.7382 | 10.7692 | 125.2687 | 142.2045 | 144.776 | 0.70547 | 0.92864 | 0.93473 | 0 | 0.23184 | 0.23184 | 0.45763 | 0 | 0.61155 | 0.03768 | 0.4973 | 0.88859 | BK
64 | 135.1.50 | 1107.75 | 0 | 2394679.1812 | 369.25 | 318000 | 369250000 | 135.1.50 | 20 | 83203.7742 | 98286.0974 | 24123.0865 | 206754.7036 | 13748.7824 | 13748.7823 | 197647.1721 | 37186.5033 | 267.7682 | 1.7921 | 11.2464 | 1.1523 | 17.7732 | 0 | 1 | 0.24678 | 7.8159 | 8.577 | 6.6777 | 125.0575 | 139.551 | 140.3122 | 0.64157 | 0.88754 | 0.94922 | 0 | 0.45005 | 0.45005 | 0.5 | 0 | 0.75877 | 0.02959 | 0.16796 | 0.82227 | BL
65 | 135.1.54 | 939 | 0 | 2096507.3338 | 313 | 133000 | 313000000 | 135.1.54 | 15 | 28317.3696 | 45034.1108 | 24142.5428 | 73506.3303 | 117709.7373 | 39369.9413 | 313889.1641 | 105177.1763 | 276.5567 | 1.7659 | 1.024 | 2.0391 | 4.7732 | 1 | 1 | 0.25487 | 4.8868 | 5.704 | 6.4681 | 121.0829 | 132.4378 | 133.255 | 0.64682 | 0.98976 | 0.65362 | 0 | 0 | 0 | 1 | 0 | 0.75857 | 0.54966 | 0.71683 | 0.95227 | BM
66 | 135.1.59 | 1549.5 | 0 | 3297069.0946 | 516.5 | 167000 | 516500000 | 135.1.59 | 22 | 55547.7887 | 56220.2689 | 7763.7005 | 8303.3899 | 169121.1409 | 8298.0741 | 390454.631 | 130523.9311 | 263.5663 | 1.0993 | 1.3809 | 1.2691 | 11.4753 | 0 | 1 | 0.2429 | 6.5258 | 6.5603 | 2.1834 | 127.0555 | 135.7647 | 135.7992 | 0.78014 | 0.98619 | 0.91029 | 0.66786 | 0 | 0.66808 | 0.5 | 0 | 0.92236 | 0.4378 | 0.44452 | 0.88525 | BN
67 | 135.1.6 | 2094 | 0 | 4565071.4971 | 698 | 692000.0001 | 698000000.075 | 135.1.6 | 57 | 32152.0642 | 112178.9369 | 25070.6699 | 357951.9604 | 227792.8818 | 227792.8818 | 354535.2781 | 110932.4594 | 270.0377 | 1.2492 | 10.4438 | 1.6024 | 25.6426 | 0 | 0.47958 | 0.24887 | 5.193 | 9.2003 | 6.8566 | 124.0098 | 136.0594 | 140.0668 | 0.75015 | 0.89556 | 0.79919 | 0 | 0 | 0 | 0.23979 | 0 | 0.74929 | 0.00024422 | 0.67848 | 0.74357 | BO
68 | 135.1.60 | 996 | 12 | 2149248.6785 | 332 | 94000 | 332000000 | 135.1.60 | 15 | 47968.1885 | 48257.5112 | 6663.2007 | 243193.7646 | 138073.7795 | 134901.6806 | 340728.7391 | 5218.1464 | 267.2888 | 1.1713 | 10.5339 | 1.0143 | 22.9383 | 0 | 0 | 0.24633 | 6.0498 | 6.0645 | 1.8453 | 125.2793 | 133.1744 | 133.1891 | 0.76574 | 0.89466 | 0.99523 | 0 | 0 | 0 | 0 | 0 | 0.93337 | 0.51742 | 0.52032 | 0.77062 | BP
69 | 135.1.61 | 1621.4859 | 0 | 3522859.1733 | 540.4953 | 233516.348 | 540495289.1981 | 135.1.61 | 26 | 194410.5725 | 208182.2067 | 22869.3211 | 128655.5022 | 209636.0622 | 128652.2107 | 461134.1119 | 134125.8944 | 269.1135 | 1.2833 | 1.7615 | 1.418 | 7.1418 | 0 | 1 | 0.24802 | 13.3629 | 14.0534 | 6.2898 | 124.4498 | 144.1024 | 144.7929 | 0.74334 | 0.98239 | 0.86065 | 0 | 0 | 0 | 0.5 | 0 | 0.77131 | 0 | 0 | 0.92858 | BQ
70 | 135.1.62 | 1560.75 | 0 | 3183249.632 | 520.25 | 184000 | 520250000 | 135.1.62 | 25 | 154273.1373 | 157622.1532 | 10399.4679 | 133543.0967 | 170731.178 | 132650.4155 | 422659.7975 | 104171.5139 | 252.6334 | 0.74701 | 2.5704 | 1.3426 | 13.6372 | 0 | 0.52715 | 0.23283 | 12.0866 | 12.2655 | 3.0472 | 132.5514 | 147.6852 | 147.8641 | 0.8506 | 0.9743 | 0.88579 | 0 | 0 | 0 | 0.26358 | 0 | 0.89601 | 0 | 0 | 0.86363 | BR
71 | 135.1.63 | 819 | 0 | 1804811.6642 | 273 | 432999.9996 | 273000000 | 135.1.63 | 28 | 61387.4553 | 126048.341 | 55372.7376 | 363174.6862 | 224835.9828 | 224835.9827 | 335724.1696 | 123619.0033 | 272.9615 | 1.7467 | 8.6731 | 2.054 | 18.522 | 0 | 0 | 0.25156 | 6.5895 | 9.7883 | 15.0331 | 122.6789 | 144.3016 | 147.5004 | 0.65066 | 0.91327 | 0.64866 | 0 | 0 | 0 | 0 | 0 | 0.44627 | 0 | 0.38613 | 0.81478 | BS
72 | 135.1.64 | 1377.75 | 0 | 2890349.3194 | 459.25 | 215000 | 459250000 | 135.1.64 | 25 | 30938.7477 | 104218.5498 | 9437.6399 | 320762.1432 | 212240.8196 | 212151.3257 | 379747.4998 | 60882.0363 | 259.8564 | 0.86543 | 11.1644 | 1.08 | 27.589 | 0 | 0.39085 | 0.23948 | 5.3353 | 9.1495 | 2.6942 | 128.8724 | 136.9019 | 140.716 | 0.82691 | 0.88836 | 0.97333 | 0 | 0 | 0 | 0.19543 | 0 | 0.90562 | 0.017803 | 0.69061 | 0.72411 | BT
73 | 135.1.65 | 1896 | 21 | 3932848.4772 | 632 | 232000 | 632000000 | 135.1.65 | 30 | 82349.9264 | 82349.9239 | 25799.3418 | 183054.377 | 104094.1731 | 89147.6015 | 339729.4286 | 7353.2732 | 256.9344 | 1.8126 | 0.21717 | 1.004 | 2.4248 | 0 | 1 | 0.23679 | 8.1002 | 8.1002 | 7.4459 | 130.3314 | 145.8776 | 145.8776 | 0.63748 | 0.99783 | 0.99868 | 0 | 0 | 0 | 0.5 | 0 | 0.74201 | 0.1807 | 0.1807 | 0.97575 | BU
74 | 135.1.66 | 1338 | 25 | 2733407.5712 | 446 | 285000 | 446000000 | 135.1.66 | 25 | 107471.1554 | 107471.1545 | 12554.5429 | 206615.8577 | 136369.6986 | 122449.1577 | 365225.5508 | 4503.271 | 253.0473 | 2.0492 | 0.18834 | 1.0112 | 6.9641 | 0 | 1 | 0.23321 | 9.5671 | 9.5671 | 3.6726 | 132.3313 | 145.571 | 145.571 | 0.59015 | 0.99812 | 0.99626 | 0 | 0 | 0 | 0.5 | 0 | 0.87445 | 0.0042403 | 0.0042403 | 0.93036 | BV
75 | 135.1.68 | 492.75 | 0 | 1003053.6942 | 164.25 | 153000 | 164250000 | 135.1.68 | 11 | 186686.8738 | 186748.2254 | 5599.4537 | 222814.0415 | 199048.9097 | 179154.6451 | 434617.8875 | 30914.5729 | 252.1454 | 2.4408 | 0.62405 | 1.7154 | 10.6134 | 0 | 1 | 0.23238 | 13.846 | 13.8493 | 1.6437 | 132.8043 | 148.294 | 148.2973 | 0.51183 | 0.99376 | 0.76154 | 0 | 0 | 0 | 0.5 | 0 | 0.94401 | 0 | 0 | 0.89387 | BW
76 | 135.1.69 | 1051.5 | 0 | 2189291.0102 | 350.5 | 262000 | 350500000 | 135.1.69 | 17 | 172102.2631 | 172102.261 | 13357.183 | 205114.1959 | 180493.7091 | 159944.9251 | 418922.1169 | 35399.8702 | 257.8978 | 2.0767 | 0.48573 | 1.5592 | 6.873 | 0 | 1 | 0.23768 | 12.7747 | 12.7747 | 3.8326 | 129.845 | 146.4523 | 146.4523 | 0.58466 | 0.99514 | 0.8136 | 0 | 0 | 0 | 0.5 | 0 | 0.86643 | 0 | 0 | 0.93127 | BX
77 | 135.1.70 | 1203.75 | 13 | 2536498.3208 | 401.25 | 235000 | 401250000 | 135.1.70 | 23 | 54607.2851 | 54607.2825 | 26690.2743 | 167469.6808 | 84399.782 | 67564.785 | 325999.6155 | 8603.1837 | 261.0067 | 2.1078 | 0.37944 | 1.0243 | 1.8835 | 0 | 0.50779 | 0.24054 | 6.5395 | 6.5395 | 7.5794 | 128.3029 | 142.4218 | 142.4218 | 0.57843 | 0.99621 | 0.9919 | 0 | 0 | 0 | 0.25389 | 0 | 0.7331 | 0.45393 | 0.45393 | 0.98117 | BY
78 | 135.1.71 | 4389.75 | 0 | 9266294.0436 | 1463.25 | 406000.0002 | 1463250000.2 | 135.1.71 | 69 | 59394.2505 | 121466.7142 | 22933.5516 | 330883.1 | 234175.3236 | 232054.0622 | 408408.0902 | 60751.0881 | 261.4687 | 0.78741 | 11.3284 | 1.0586 | 24.4683 | 0 | 0.90569 | 0.24097 | 6.7737 | 9.9813 | 6.5017 | 128.0686 | 141.344 | 144.5516 | 0.84252 | 0.88672 | 0.98047 | 0 | 0 | 0 | 0.45284 | 0 | 0.77066 | 0.0077647 | 0.40624 | 0.75532 | BZ
79 | 135.1.72 | 2705.25 | 0 | 5990901.9977 | 901.75 | 285000.0002 | 901750000.05 | 135.1.72 | 43 | 43970.0467 | 57767.1028 | 8239.2938 | 300639.6713 | 153284.2278 | 153284.2278 | 284296.6046 | 70584.2769 | 274.3079 | 1.073 | 14.6834 | 1.3177 | 28.9601 | 0.50485 | 0 | 0.2528 | 5.6961 | 6.375 | 2.2245 | 122.0756 | 129.9962 | 130.6751 | 0.78539 | 0.85317 | 0.89409 | 0 | 0 | 0 | 0.25243 | 0 | 0.91761 | 0.42233 | 0.5603 | 0.7104 | CA
80 | 135.1.73 | 1846.5 | 12 | 4032056.4627 | 615.5 | 201000 | 615500000 | 135.1.73 | 26 | 49984.9793 | 54325.4801 | 7258.2699 | 221436.2525 | 90015.3006 | 89963.3912 | 292986.5875 | 11985.6998 | 270.4772 | 0.97676 | 7.119 | 1.0203 | 18.4005 | 0 | 0.36068 | 0.24927 | 6.0787 | 6.296 | 1.9905 | 123.8024 | 131.8716 | 132.0888 | 0.80465 | 0.92881 | 0.99323 | 0 | 0 | 0 | 0.18034 | 0 | 0.92742 | 0.45675 | 0.50015 | 0.816 | CB
81 | 135.1.75 | 575.25 | 0 | 1279907.8403 | 191.75 | 178000 | 191750000 | 135.1.75 | 12 | 4917.6136 | 98152.8707 | 8338.7882 | 169286.8681 | 52259.0249 | 52259.0249 | 216264.956 | 58020.0003 | 275.5976 | 2.2278 | 11.176 | 2.9609 | 31.2425 | 0.18644 | 1 | 0.25399 | 3.7569 | 8.3287 | 2.2405 | 121.5121 | 127.5095 | 132.0814 | 0.55444 | 0.88824 | 0.34637 | 0 | 0 | 0 | 0.59322 | 0 | 0.91661 | 0.027518 | 0.95082 | 0.68757 | CC
82 | 135.1.8 | 1374.697 | 0 | 2950090.608 | 458.2323 | 132883.0016 | 458232339.9089 | 135.1.8 | 19 | 190170.3556 | 198870.8634 | 36056.3791 | 136432.4459 | 201655.724 | 136424.5668 | 453781.4765 | 134010.5354 | 265.8164 | 1.1341 | 0.64778 | 1.2025 | 2.2956 | 0 | 1 | 0.24498 | 13.3119 | 13.7536 | 10.0482 | 125.977 | 149.3371 | 149.7788 | 0.77318 | 0.99352 | 0.9325 | 0 | 0 | 0 | 0.5 | 0 | 0.63944 | 0 | 0 | 0.97704 | CD
83 | 135.1.9 | 1755 | 0 | 3670735.3273 | 585 | 266000 | 585000000 | 135.1.9 | 26 | 144441.6288 | 144441.6263 | 34284.1526 | 169044.0295 | 160091.4673 | 135985.3782 | 406507.7188 | 60815.8679 | 259.0773 | 1.6773 | 1.1201 | 1.1329 | 3.3632 | 0 | 1 | 0.23877 | 11.2726 | 11.2726 | 9.8006 | 129.2502 | 150.3235 | 150.3235 | 0.66455 | 0.9888 | 0.9557 | 0 | 0 | 0 | 0.5 | 0 | 0.65716 | 0 | 0 | 0.96637 | CE
84 | 135_1.2.1 | 1237.5 | 0 | 2856235.5986 | 412.5 | 386999.9998 | 412499999.85 | 135_1.2.1 | 26 | 8976.1045 | 68323.3077 | 1185.5224 | 187451.5703 | 49885.892 | 49885.892 | 199540.9464 | 47718.6334 | 285.8922 | 2.3547 | 11.5715 | 2.6515 | 30.7455 | 1 | 0.36909 | 0.26348 | 3.8157 | 6.6164 | 0.30877 | 117.1372 | 121.2617 | 124.0624 | 0.52906 | 0.88428 | 0.44949 | 0 | 0 | 0 | 0.68455 | 0 | 0.98814 | 0.31677 | 0.91024 | 0.69255 | CF
85 | 135_1.2.2 | 1006.5 | 0 | 2330688.134 | 335.5 | 547999.9985 | 335499999.675 | 135_1.2.2 | 33 | 21494.9337 | 77694.7573 | 15601.1374 | 176454.4331 | 64603.33 | 64603.33 | 212443.8132 | 60758.7851 | 286.8295 | 2.9687 | 8.5148 | 2.3735 | 26.349 | 1 | 0.31669 | 0.26434 | 4.3901 | 7.037 | 4.0238 | 116.7485 | 125.1624 | 127.8093 | 0.40626 | 0.91485 | 0.54218 | 0 | 0 | 0 | 0.65835 | 0 | 0.84399 | 0.22305 | 0.78505 | 0.73651 | CG
86 | 135_2.2.1 | 2162.25 | 22 | 4622147.1138 | 720.75 | 499999.9999 | 720749999.725 | 135_2.2.1 | 49 | 51721.3387 | 70548.2171 | 32333.6194 | 178921.325 | 11899.0142 | 11899.0142 | 221812.8817 | 16159.1888 | 264.7837 | 1.8022 | 4.1276 | 1.0173 | 9.4086 | 0 | 0.76483 | 0.24402 | 6.3 | 7.2619 | 9.053 | 126.4673 | 141.8203 | 142.7822 | 0.63956 | 0.95872 | 0.99422 | 0 | 0.52409 | 0.52409 | 0.38241 | 0 | 0.67666 | 0.29598 | 0.48279 | 0.90591 | CH
87 | 135_2.2.2 | 3223.5 | 0 | 7219980.0713 | 1074.5 | 352000 | 1074500000 | 135_2.2.2 | 53 | 29947.2629 | 78029.0852 | 6508.337 | 293532.1619 | 136430.925 | 136430.925 | 253226.0671 | 80113.0193 | 277.4353 | 0.87758 | 20.3046 | 1.2452 | 28.2424 | 1 | 0 | 0.25568 | 4.9494 | 7.2896 | 1.7428 | 120.6996 | 127.3917 | 129.7319 | 0.82448 | 0.79695 | 0.91826 | 0 | 0 | 0 | 0.5 | 0 | 0.93492 | 0.21976 | 0.70053 | 0.71758 | CI
88 | 135_3.2.1 | 3537.75 | 0 | 7884563.4707 | 1179.25 | 435000.0001 | 1179250000.225 | 135_3.2.1 | 58 | 44398.0162 | 90117.161 | 12048.6647 | 117359.993 | 87597.9215 | 74152.1695 | 268752.4099 | 77456.6153 | 276.0603 | 1.2807 | 4.7729 | 1.682 | 19.2786 | 0.93746 | 0.89358 | 0.25442 | 5.6822 | 7.9197 | 3.2304 | 121.3031 | 130.2156 | 132.4531 | 0.74385 | 0.95227 | 0.77267 | 0 | 0 | 0 | 0.91552 | 0 | 0.87951 | 0.1073 | 0.55602 | 0.80721 | CJ
89 | 135_3.2.10 | 6961.5 | 0 | 14697888.1005 | 2320.5 | 425000 | 2320500000 | 135_3.2.10 | 98 | 109698.8317 | 109804.0288 | 9624.94 | 159402.3013 | 132612.802 | 109357.0913 | 378458.7445 | 50787.7876 | 261.5204 | 1.2163 | 0.31793 | 1.0798 | 8.8742 | 0 | 1 | 0.24102 | 9.3732 | 9.3787 | 2.7267 | 128.0453 | 140.1452 | 140.1507 | 0.75673 | 0.99682 | 0.97339 | 0 | 0 | 0 | 0.5 | 0 | 0.90375 | 0.029728 | 0.029728 | 0.91126 | CK
90 | 135_3.2.11 | 2427 | 0 | 5338480.2581 | 809 | 191000 | 809000000 | 135_3.2.11 | 37 | 34824.887 | 67064.1639 | 24867.1635 | 91472.2274 | 113676.175 | 56021.7527 | 298022.5146 | 103086.9812 | 272.4591 | 0.84827 | 2.2611 | 1.7883 | 14.0822 | 0.67491 | 0.97342 | 0.2511 | 5.2817 | 6.8812 | 6.7592 | 122.9052 | 134.946 | 136.5455 | 0.83035 | 0.97739 | 0.73723 | 0 | 0 | 0 | 0.82417 | 0 | 0.75133 | 0.32936 | 0.65175 | 0.85918 | CL
91 | 135_3.2.13 | 1130.25 | 0 | 2353420.2385 | 376.75 | 101000 | 376750000 | 135_3.2.13 | 16 | 9039.5538 | 43315.5067 | 5451.5093 | 45247.8472 | 119537.8401 | 36274.4785 | 341269.9121 | 101145.8507 | 257.9161 | 1.3045 | 0.62442 | 1.0942 | 12.7571 | 0 | 0.51559 | 0.2377 | 4.2312 | 6.0272 | 1.556 | 129.8377 | 135.6249 | 137.4208 | 0.73911 | 0.99376 | 0.96859 | 0 | 0 | 0 | 0.2578 | 0 | 0.94548 | 0.56684 | 0.9096 | 0.87243 | CM
92 | 135_3.2.14 | 2194.4668 | 0 | 4541920.7184 | 731.4889 | 463141.6093 | 731488923.1386 | 135_3.2.14 | 36 | 209757.7191 | 209958.5111 | 2647.1917 | 181133.5283 | 211396.0196 | 180161.185 | 460695.0414 | 97195.1461 | 256.3681 | 1.3525 | 3.2468 | 1.5855 | 17.1199 | 0 | 0.50227 | 0.23627 | 14.8358 | 14.8464 | 0.76692 | 130.6225 | 146.2252 | 146.2358 | 0.7295 | 0.96753 | 0.80484 | 0 | 0 | 0 | 0.25113 | 0 | 0.97353 | 0 | 0 | 0.8288 | CN
93 | 135_3.2.15 | 900 | 0 | 1871442.7705 | 300 | 90000 | 300000000 | 135_3.2.15 | 12 | 85987.7751 | 110024.6137 | 7077.4618 | 53564.2615 | 144928.0024 | 53541.1879 | 388494.1823 | 105077.9982 | 257.5654 | 1.0609 | 0.77167 | 1.2117 | 10.3633 | 0 | 1 | 0.23737 | 8.273 | 9.5331 | 2.0421 | 130.0126 | 140.3277 | 141.5878 | 0.78782 | 0.99228 | 0.92944 | 0 | 0 | 0 | 0.5 | 0 | 0.92923 | 0.0019903 | 0.14108 | 0.89637 | CO
94 | 135_3.2.16 | 1314.75 | 0 | 2791153.5444 | 438.25 | 296000 | 438250000 | 135_3.2.16 | 21 | 145244.7514 | 145244.7489 | 19252.7063 | 192475.2574 | 158042.4035 | 137844.487 | 397075.153 | 32023.0576 | 262.9626 | 1.9003 | 0.38448 | 1.0759 | 6.0451 | 0 | 1 | 0.24235 | 11.1483 | 11.1483 | 5.4163 | 127.3437 | 143.9083 | 143.9083 | 0.61995 | 0.99616 | 0.97471 | 0 | 0 | 0 | 0.5 | 0 | 0.80747 | 0 | 0 | 0.93955 | CP
95 | 135_3.2.17 | 2997.75 | 0 | 6327973.3992 | 999.25 | 154000 | 999250000 | 135_3.2.17 | 40 | 61011.6104 | 78850.2517 | 9105.8265 | 33667.1441 | 141193.9601 | 33636.7236 | 376899.5841 | 111562.9287 | 261.4705 | 0.56578 | 1.4298 | 1.0578 | 10.1484 | 0 | 0.85064 | 0.24097 | 6.8611 | 7.7819 | 2.586 | 128.0715 | 137.5186 | 138.4394 | 0.88684 | 0.9857 | 0.98074 | 0.043755 | 0 | 0.043976 | 0.42532 | 0 | 0.90894 | 0.2115 | 0.38988 | 0.89852 | CQ
96 | 135_3.2.18 | 5182.5 | 0 | 10648412.4161 | 1727.5 | 1204000.0001 | 1727500000.325 | 135_3.2.18 | 90 | 193456.3206 | 193467.7955 | 21673.8349 | 195533.7188 | 197997.8213 | 174149.3271 | 442293.7627 | 64476.1386 | 254.5066 | 1.4617 | 1.3114 | 1.8465 | 6.5602 | 0 | 0.74197 | 0.23455 | 14.0767 | 14.0773 | 6.3053 | 131.5735 | 151.9555 | 151.9561 | 0.70765 | 0.98689 | 0.71784 | 0 | 0 | 0 | 0.37098 | 0 | 0.78326 | 0 | 0 | 0.9344 | CR
97 | 135_3.2.19 | 1388.25 | 0 | 2950678.7296 | 462.75 | 170000 | 462750000 | 135_3.2.19 | 23 | 107499.0477 | 109546.1421 | 4475.7545 | 125907.6564 | 133898.4077 | 105210.9876 | 385633.3485 | 70786.4525 | 263.2738 | 0.40063 | 0.39816 | 1.1848 | 11.926 | 0 | 1 | 0.24263 | 9.1986 | 9.3038 | 1.2597 | 127.1925 | 137.6509 | 137.7561 | 0.91987 | 0.99602 | 0.93841 | 0 | 0 | 0 | 0.5 | 0 | 0.95524 | 0.0191 | 0.019816 | 0.88074 | CS
98 | 135_3.2.2 | 4035 | 0 | 8683245.2527 | 1345 | 225000 | 1345000000 | 135_3.2.2 | 55 | 18005.7918 | 51357.7514 | 13459.3687 | 95983.3129 | 68974.6539 | 45037.5954 | 296970.6632 | 52658.6401 | 266.5581 | 0.62607 | 2.9628 | 2.4935 | 13.8788 | 0 | 1 | 0.24566 | 4.546 | 6.2371 | 3.7269 | 125.6299 | 133.9028 | 135.5939 | 0.87479 | 0.97037 | 0.50217 | 0 | 0 | 0.013986 | 0.5 | 0 | 0.86541 | 0.48642 | 0.81994 | 0.86121 | CT
99 | 135_3.2.20 | 1008 | 0 | 2089013.5934 | 336 | 310999.9996 | 336000000.1 | 135_3.2.20 | 21 | 65043.0436 | 65043.0423 | 24343.2488 | 19556.2495 | 184899.7065 | 19556.2495 | 402396.5491 | 118959.8186 | 256.7049 | 0.88946 | 1.0171 | 1.8951 | 3.3705 | 0 | 0.88021 | 0.23658 | 7.1987 | 7.1987 | 7.0407 | 130.4572 | 144.6966 | 144.6966 | 0.82211 | 0.98983 | 0.70164 | 0.24234 | 0 | 0.24234 | 0.4401 | 0 | 0.75657 | 0.34957 | 0.34957 | 0.96629 | CU
100 | 135_3.2.3 | 3804 | 0 | 7852753.104 | 1268 | 258000 | 1268000000 | 135_3.2.3 | 53 | 89577.5034 | 93660.8476 | 12265.9869 | 29825.6477 | 173126.9744 | 29822.1818 | 406588.6161 | 117749.428 | 255.7024 | 0.51471 | 1.1855 | 1.2084 | 8.7701 | 0 | 1 | 0.23566 | 8.5264 | 8.7423 | 3.5588 | 130.9644 | 143.0497 | 143.2656 | 0.89706 | 0.98814 | 0.93053 | 0.090251 | 0 | 0.090279 | 0.5 | 0 | 0.87734 | 0.084415 | 0.10993 | 0.9123 | CV
101 | 135_3.2.4 | 1261.5 | 0 | 2609130.2564 | 420.5 | 163000 | 420500000 | 135_3.2.4 | 18 | 148498.9468 | 148541.4396 | 21682.6378 | 156532.2174 | 164097.0811 | 137863.598 | 413405.7426 | 77666.6733 | 256.1899 | 1.1365 | 1.2289 | 1.541 | 5.327 | 0 | 1 | 0.2361 | 11.6146 | 11.6168 | 6.267 | 130.7103 | 148.5919 | 148.5942 | 0.7727 | 0.98771 | 0.81966 | 0 | 0 | 0 | 0.5 | 0 | 0.78317 | 0 | 0 | 0.94673 | CW
102 | 135_3.2.5 | 2277.7386 | 0 | 4809523.9719 | 759.2462 | 381731.226 | 759246203.7246 | 135_3.2.5 | 38 | 209270.7804 | 210991.4501 | 15968.0207 | 165206.1457 | 212142.2499 | 165195.8398 | 463448.6907 | 117421.2531 | 261.5481 | 1.1921 | 1.4921 | 1.68 | 10.1276 | 0 | 0.90286 | 0.24104 | 14.5135 | 14.6022 | 4.5131 | 128.0319 | 147.0585 | 147.1472 | 0.76157 | 0.98508 | 0.77333 | 0 | 0 | 0 | 0.45143 | 0 | 0.84032 | 0 | 0 | 0.89872 | CX
103 | 135_3.2.6 | 5858.25 | 0 | 12285965.1727 | 1952.75 | 355000 | 1952750000 | 135_3.2.6 | 83 | 36962.7484 | 82808.4581 | 6864.8108 | 59110.3962 | 114924.1527 | 56240.8597 | 351059.1248 | 86432.4875 | 259.7735 | 0.76665 | 1.2366 | 1.3329 | 11.5549 | 0 | 0.50173 | 0.23941 | 5.6518 | 8.0363 | 1.9598 | 128.9082 | 136.5198 | 138.9043 | 0.84667 | 0.98763 | 0.88905 | 0 | 0 | 0 | 0.25086 | 0 | 0.93135 | 0.2017 | 0.63037 | 0.88445 | CY
104 | 135_3.2.65 | 1175.25 | 0 | 2466700.8083 | 391.75 | 118000 | 391750000 | 135_3.2.65 | 17 | 3334.7595 | 52332.5515 | 1135.0693 | 90949.7901 | 71848.3002 | 44929.9653 | 309926.3204 | 51642.6306 | 259.9798 | 0.76813 | 2.6822 | 2.307 | 17.7339 | 0 | 1 | 0.2396 | 3.9016 | 6.4412 | 0.32434 | 128.8126 | 133.0385 | 135.5781 | 0.84637 | 0.97318 | 0.56435 | 0 | 0 | 0.0024723 | 0.5 | 0 | 0.98865 | 0.47667 | 0.96665 | 0.82266 | CZ
105 | 135_3.2.66 | 2986.5 | 0 | 6592330.636 | 995.5 | 154000 | 995500000 | 135_3.2.66 | 40 | 40599.7358 | 71795.1496 | 35583.9656 | 98115.4176 | 81424.6758 | 60961.5118 | 287068.1001 | 70708.5516 | 273.4198 | 0.79051 | 3.4596 | 1.4013 | 12.2632 | 0.44776 | 1 | 0.25198 | 5.548 | 7.0895 | 9.6363 | 122.474 | 137.6583 | 139.1998 | 0.8419 | 0.9654 | 0.86623 | 0 | 0 | 0 | 0.72388 | 0 | 0.64416 | 0.28205 | 0.594 | 0.87737 | DA
106 | 135_3.2.7 | 2469 | 0 | 5011418.8302 | 823 | 357999.9998 | 822999999.65 | 135_3.2.7 | 46 | 109928.4869 | 113422.1666 | 14357.1292 | 45050.6613 | 190087.9981 | 45048.5479 | 424192.0454 | 100723.2576 | 251.4161 | 0.57241 | 1.5623 | 1.5617 | 8.9897 | 0 | 0.36938 | 0.23171 | 9.7615 | 9.9491 | 4.2289 | 133.1891 | 147.1795 | 147.3672 | 0.88552 | 0.98438 | 0.81278 | 0 | 0 | 0 | 0.18469 | 0 | 0.85643 | 0.00062073 | 0.0016062 | 0.9101 | DB
107 | 135_3.2.8 | 710.25 | 0 | 1532446.4074 | 236.75 | 76000 | 236750000 | 135_3.2.8 | 10 | 12262.6335 | 44042.4032 | 21511.4444 | 62137.2865 | 111407.9068 | 38535.8805 | 322447.4306 | 95702.126 | 267.256 | 1.3827 | 0.59134 | 2.0084 | 8.189 | 0.079197 | 1 | 0.2463 | 4.2453 | 5.855 | 5.9545 | 125.31 | 135.5097 | 137.1195 | 0.72347 | 0.99409 | 0.66385 | 0 | 0 | 0 | 0.5396 | 0 | 0.78489 | 0.55958 | 0.87737 | 0.91811 | DC
108 | 135_3.2.9 | 2174.25 | 0 | 4653304.5633 | 724.75 | 185000 | 724750000 | 135_3.2.9 | 31 | 107593.2949 | 124719.4593 | 12948.4323 | 95517.1305 | 141825.0275 | 95311.5405 | 392769.918 | 87398.108 | 265.0974 | 1.3556 | 0.87065 | 1.0887 | 10.3674 | 0 | 1 | 0.24431 | 9.1371 | 10.0102 | 3.6152 | 126.3183 | 139.0706 | 139.9437 | 0.72888 | 0.99129 | 0.97045 | 0 | 0 | 0 | 0.5 | 0 | 0.87052 | 0 | 0.029494 | 0.89633 | DD
109 | 135_4.2.1 | 2481.75 | 0 | 5285107.8803 | 827.25 | 452999.9998 | 827249999.9 | 135_4.2.1 | 49 | 8168.4796 | 91396.5497 | 7984.6015 | 329567.9627 | 206452.9284 | 206452.9284 | 354959.754 | 80384.8148 | 263.7845 | 1.3564 | 13.4918 | 1.1251 | 27.9498 | 0 | 0.16742 | 0.2431 | 4.0912 | 8.3556 | 2.236 | 126.9477 | 133.2749 | 137.5394 | 0.72872 | 0.86508 | 0.9583 | 0 | 0 | 0 | 0.083711 | 0 | 0.92015 | 0.10724 | 0.91832 | 0.7205 | DE
110 | 135_4.2.10 | 2884.5 | 0 | 6014528.1995 | 961.5 | 413000 | 961500000.05 | 135_4.2.10 | 52 | 48997.038 | 63020.3576 | 46511.2981 | 391087.5717 | 291718.3663 | 291307.9879 | 446652.0697 | 115266.1471 | 258.2762 | 0.21747 | 9.3245 | 1.4085 | 20.3614 | 0 | 0.17681 | 0.23803 | 6.3153 | 7.047 | 13.3388 | 129.6524 | 149.3065 | 150.0382 | 0.95651 | 0.90676 | 0.86384 | 0 | 0 | 0 | 0.088404 | 0 | 0.53489 | 0.3698 | 0.51003 | 0.79639 | DF
111 | 135_4.2.11 | 2694 | 0 | 5745521.8436 | 898 | 603999.9998 | 897999999.85 | 135_4.2.11 | 49 | 11719.3885 | 83118.0769 | 4730.294 | 371739.7865 | 250506.8772 | 250506.8772 | 384712.684 | 115345.9492 | 264.1711 | 1.0917 | 12.6417 | 1.5078 | 29.1921 | 0 | 0.17817 | 0.24346 | 4.2655 | 7.9185 | 1.3263 | 126.7642 | 132.356 | 136.009 | 0.78166 | 0.87358 | 0.83073 | 0 | 0 | 0 | 0.089087 | 0 | 0.9527 | 0.17516 | 0.88281 | 0.70808 | DG
112 | 135_4.2.12 | 2871 | 0 | 6211900.6892 | 957 | 396000 | 957000000 | 135_4.2.12 | 44 | 10129.8037 | 58502.9356 | 9634.0861 | 304303.8905 | 178311.2824 | 178311.2824 | 335347.8669 | 62303.9498 | 268.0061 | 1.2467 | 13.8268 | 1.4365 | 25.1562 | 0 | 0 | 0.24699 | 4.1267 | 6.5645 | 2.6623 | 124.9458 | 131.7348 | 134.1726 | 0.75067 | 0.86173 | 0.85449 | 0 | 0 | 0 | 0 | 0 | 0.90366 | 0.41497 | 0.8987 | 0.74844 | DH
113 | 135_4.2.13 | 4146.75 | 19 | 9094876.2198 | 1382.25 | 312000 | 1382250000.05 | 135_4.2.13 | 61 | 66684.638 | 70283.9426 | 38700.0294 | 199151.3805 | 50601.5393 | 50601.5393 | 265839.7581 | 13074.1645 | 271.6704 | 0.85132 | 7.8179 | 1.0879 | 12.4914 | 0 | 0.75601 | 0.25037 | 6.8822 | 7.0612 | 10.5509 | 123.2594 | 140.6925 | 140.8715 | 0.82974 | 0.92182 | 0.9707 | 0 | 0 | 0 | 0.37801 | 0 | 0.613 | 0.29716 | 0.33315 | 0.87509 | DI
114 | 135_4.2.14 | 6780 | 9 | 14447212.5641 | 2260 | 822000.0004 | 2260000000.2 | 135_4.2.14 | 104 | 56930.3694 | 91063.8883 | 13834.7927 | 290491.2479 | 191858.9068 | 188955.6914 | 378323.9689 | 29330.3803 | 263.9416 | 1.5137 | 9.6436 | 1.0687 | 22.2416 | 0 | 0.15586 | 0.24325 | 6.5845 | 8.3318 | 3.8808 | 126.8682 | 137.3335 | 139.0808 | 0.69726 | 0.90356 | 0.9771 | 0 | 0 | 0 | 0.077931 | 0 | 0.86165 | 0.13631 | 0.43132 | 0.77758 | DJ
115 | 135_4.2.15 | 1723.5 | 0 | 3791118.8268 | 574.5 | 113000 | 574500000 | 135_4.2.15 | 23 | 30240.974 | 58690.8724 | 10467.8547 | 239085.7101 | 89571.4425 | 89571.4425 | 266779.7991 | 39011.3774 | 272.4643 | 0.7979 | 7.0248 | 1.2419 | 17.792 | 0.30461 | 0 | 0.2511 | 5.057 | 6.466 | 2.8536 | 122.9036 | 130.8142 | 132.2232 | 0.84042 | 0.92975 | 0.91935 | 0 | 0 | 0 | 0.15231 | 0 | 0.89532 | 0.41309 | 0.69759 | 0.82208 | DK
116 | 135_4.2.16 | 1092.75 | 0 | 2358651.8293 | 364.25 | 150000 | 364250000 | 135_4.2.16 | 16 | 18636.8503 | 27966.2663 | 9200.4885 | 267097.0108 | 148600.1605 | 148600.1605 | 331553.7008 | 28728.3287 | 267.36 | 1.1201 | 11.8888 | 1.1181 | 22.2505 | 0 | 0 | 0.2464 | 4.5657 | 5.0373 | 2.5493 | 125.2455 | 132.3605 | 132.8321 | 0.77598 | 0.88111 | 0.96065 | 0 | 0 | 0 | 0 | 0 | 0.908 | 0.72034 | 0.81363 | 0.77749 | DL
117 | 135_4.2.17 | 3526.3087 | 0 | 7212509.9539 | 1175.4362 | 303738.7458 | 1175436223.647 | 135_4.2.17 | 59 | 99158.0988 | 118658.7881 | 29967.2082 | 362362.8934 | 279646.1589 | 274971.6983 | 457641.1534 | 75827.1966 | 253.3492 | 0.60988 | 9.0127 | 1.2848 | 26.4533 | 0 | 0.61972 | 0.23349 | 9.1132 | 10.1525 | 8.7545 | 132.1742 | 150.0419 | 151.0812 | 0.87802 | 0.90987 | 0.90508 | 0 | 0 | 0 | 0.30986 | 0 | 0.70033 | 0 | 0.054841 | 0.73547 | DM
118 | 135_4.2.18 | 3111.75 | 44 | 6752861.4165 | 1037.25 | 432999.9998 | 1037249999.85 | 135_4.2.18 | 53 | 41752.8033 | 41914.6992 | 4237.4132 | 230367.734 | 113439.9214 | 111935.8809 | 317144.5063 | 5518.1969 | 268.8045 | 0.66571 | 19.1584 | 1.2332 | 28.4312 | 0 | 0.14389 | 0.24773 | 5.7036 | 5.7117 | 1.169 | 124.5733 | 131.4459 | 131.4541 | 0.86686 | 0.80842 | 0.92227 | 0 | 0 | 0 | 0.071945 | 0 | 0.95763 | 0.58085 | 0.58247 | 0.71569 | DN
119 | 135_4.2.19 | 1442.25 | 24 | 3150989.0898 | 480.75 | 317000.0002 | 480750000.1 | 135_4.2.19 | 26 | 57889.9876 | 58399.2072 | 29725.0495 | 189565.6007 | 59908.4073 | 58800.6406 | 287058.6294 | 4877.3055 | 270.6199 | 1.1524 | 11.5549 | 1.1139 | 14.4436 | 0 | 1 | 0.2494 | 6.4708 | 6.4962 | 8.1313 | 123.7382 | 138.3403 | 138.3657 | 0.76952 | 0.88445 | 0.96204 | 0 | 0 | 0 | 0.5 | 0 | 0.70275 | 0.41601 | 0.4211 | 0.85556 | DO
120 | 135_4.2.2 | 2443.5 | 17 | 5238475.8917 | 814.5 | 320000 | 814500000 | 135_4.2.2 | 37 | 48234.0767 | 53587.9379 | 7364.6491 | 257946.6847 | 153741.7166 | 151137.2905 | 350099.4239 | 11689.5193 | 265.5498 | 1.3197 | 5.8355 | 1.066 | 18.2308 | 0 | 0 | 0.24473 | 6.1033 | 6.3759 | 2.0544 | 126.0997 | 134.2575 | 134.53 | 0.73606 | 0.94165 | 0.978 | 0 | 0 | 0 | 0 | 0 | 0.92635 | 0.46412 | 0.51766 | 0.81769 | DP
121 | 135_4.2.20 | 3471 | 0 | 7833260.5753 | 1157 | 372000 | 1157000000 | 135_4.2.20 | 56 | 14124.174 | 68728.9887 | 3503.7082 | 263927.5226 | 93126.8637 | 93126.8637 | 215667.7647 | 72389.5001 | 279.5383 | 1.3416 | 21.0953 | 1.5681 | 29.3898 | 1 | 0 | 0.25762 | 4.1496 | 6.7882 | 0.92869 | 119.7908 | 124.8691 | 127.5078 | 0.73167 | 0.78905 | 0.81065 | 0 | 0 | 0 | 0.5 | 0 | 0.96496 | 0.31271 | 0.85876 | 0.7061 | DQ
122 | 135_4.2.21 | 1533 | 0 | 3437030.6788 | 511 | 635000 | 511000000.35 | 135_4.2.21 | 42 | 14406.2931 | 29774.5096 | 5718.1636 | 276951.6747 | 90818.8147 | 90818.8147 | 182156.3484 | 51381.2898 | 277.712 | 1.2955 | 26.5876 | 2.6223 | 31.453 | 0.97456 | 0 | 0.25594 | 4.1904 | 4.9373 | 1.527 | 120.5778 | 126.2952 | 127.0422 | 0.7409 | 0.73412 | 0.45923 | 0 | 0 | 0 | 0.48728 | 0 | 0.94282 | 0.70225 | 0.85594 | 0.68547 | DR
123 | 135_4.2.22 | 1519.5 | 0 | 3421118.8919 | 506.5 | 279000 | 506500000 | 135_4.2.22 | 26 | 14139.3182 | 61222.2077 | 12135.0189 | 291349.0076 | 118520.6545 | 118520.6545 | 211885.6226 | 68940.204 | 278.8823 | 1.0473 | 20.1198 | 2.1937 | 30.844 | 1 | 0 | 0.25702 | 4.1603 | 6.4412 | 3.2212 | 120.0722 | 127.4537 | 129.7346 | 0.79054 | 0.7988 | 0.60209 | 0 | 0 | 0 | 0.5 | 0 | 0.87865 | 0.38778 | 0.85861 | 0.69156 | DS
124 | 135_4.2.23 | 1155 | 0 | 2484103.6049 | 385 | 108000 | 385000000 | 135_4.2.23 | 16 | 6004.0741 | 35588.3971 | 9341.6243 | 290970.9744 | 160961.6118 | 160961.6118 | 321003.6024 | 53023.5351 | 266.4042 | 0.61534 | 11.8747 | 1.2994 | 24.5065 | 0 | 0 | 0.24552 | 3.9404 | 5.4408 | 2.5904 | 125.698 | 132.2288 | 133.7293 | 0.87693 | 0.88125 | 0.90022 | 0 | 0 | 0 | 0 | 0 | 0.90658 | 0.64412 | 0.93996 | 0.75494 | DT
125 | 135_4.2.24 | 1899 | 0 | 4138440.0708 | 633 | 339000 | 633000000 | 135_4.2.24 | 30 | 52552.7504 | 91800.2734 | 22176.7502 | 226659.5796 | 67698.4833 | 67698.4833 | 245664.9176 | 37581.0559 | 269.9387 | 1.5784 | 4.0312 | 1.0837 | 7.8855 | 0.19589 | 0 | 0.24878 | 6.2206 | 8.1832 | 6.0931 | 124.0565 | 136.3702 | 138.3328 | 0.68432 | 0.95969 | 0.97209 | 0 | 0 | 0 | 0.097946 | 0 | 0.77823 | 0.086811 | 0.47447 | 0.92115 | DU
126 | 135_4.2.25 | 644.25 | 0 | 1444230.2475 | 214.75 | 153999.9998 | 214749999.95 | 135_4.2.25 | 13 | 55849.5787 | 65335.3652 | 950.4649 | 243020.341 | 57203.0037 | 57203.0037 | 192414.8477 | 70349.1806 | 277.6741 | 1.8272 | 21.5611 | 1.7939 | 31.1001 | 1 | 0 | 0.2559 | 6.2066 | 6.6692 | 0.25336 | 120.5977 | 127.0577 | 127.5202 | 0.63456 | 0.78439 | 0.73535 | 0 | 0 | 0 | 0.5 | 0 | 0.9905 | 0.34665 | 0.4415 | 0.689 | DV
127 | 135_4.2.26 | 1959.75 | 0 | 4310200.0962 | 653.25 | 530999.9999 | 653249999.85 | 135_4.2.26 | 36 | 71508.298 | 86715.2967 | 16087.9629 | 226440.563 | 26162.8415 | 26162.8414 | 171438.6544 | 43272.6737 | 272.427 | 1.9056 | 5.9962 | 1.0777 | 16.129 | 0.16418 | 0.41408 | 0.25107 | 7.1009 | 7.8578 | 4.3839 | 122.9186 | 134.4035 | 135.1604 | 0.61888 | 0.94004 | 0.9741 | 0 | 0.13205 | 0.13205 | 0.28913 | 0 | 0.83912 | 0.1329 | 0.28492 | 0.83871 | DW
128 | 135_4.2.27 | 2189.25 | 0 | 4754463.2987 | 729.75 | 392000 | 729750000 | 135_4.2.27 | 36 | 84183.7394 | 93223.8167 | 10715.3336 | 217843.0049 | 37430.0145 | 37430.0145 | 207000.1981 | 46180.7863 | 269.0045 | 1.271 | 7.8832 | 1.1223 | 18.5814 | 0 | 0.22679 | 0.24791 | 7.8301 | 8.2849 | 2.9594 | 124.4865 | 135.2761 | 135.7309 | 0.74579 | 0.92117 | 0.95923 | 0 | 0.0032429 | 0.0032429 | 0.11339 | 0 | 0.89285 | 0.070539 | 0.15816 | 0.81419 | DX
129 | 135_4.2.28 | 1099.5 | 0 | 2354827.6639 | 366.5 | 136000 | 366500000 | 135_4.2.28 | 16 | 11297.9968 | 33399.5322 | 3728.2797 | 279253.4814 | 158171.3426 | 158171.3426 | 332738.4136 | 38670.3144 | 265.2878 | 1.131 | 10.4754 | 1.058 | 24.513 | 0 | 0 | 0.24449 | 4.2276 | 5.3532 | 1.0415 | 126.225 | 131.4941 | 132.6197 | 0.7738 | 0.89525 | 0.98067 | 0 | 0 | 0 | 0 | 0 | 0.96272 | 0.666 | 0.88702 | 0.75487 | DY
130 | 135_4.2.29 | 2349 | 0 | 5171059.1602 | 783 | 302000 | 783000000 | 135_4.2.29 | 34 | 61135.5422 | 91101.2958 | 8419.4508 | 227820.5301 | 58136.8899 | 58136.8899 | 221294.8937 | 49796.4691 | 272.6779 | 1.1857 | 6.9179 | 1.2369 | 16.3461 | 0.17688 | 0 | 0.2513 | 6.5833 | 8.0672 | 2.2872 | 122.8052 | 131.6757 | 133.1596 | 0.76286 | 0.93082 | 0.92103 | 0 | 0 | 0 | 0.088442 | 0 | 0.91581 | 0.098333 | 0.38864 | 0.83654 | DZ
131 | 135_4.2.3 | 4100.25 | 0 | 9167041.4167 | 1366.75 | 519000 | 1366750000 | 135_4.2.3 | 60 | 14676.6843 | 71136.0074 | 10296.4328 | 258706.325 | 101057.4435 | 101057.4435 | 248392.1972 | 59001.6482 | 276.9315 | 1.4092 | 11.2489 | 1.4094 | 24.2621 | 1 | 0 | 0.25522 | 4.2138 | 6.9673 | 2.7613 | 120.919 | 127.8941 | 130.6476 | 0.71817 | 0.88751 | 0.86354 | 0 | 0 | 0 | 0.5 | 0 | 0.89704 | 0.28864 | 0.85323 | 0.75738 | EA
132 | 135_4.2.30 | 1200 | 0 | 2685999.4208 | 400 | 429999.9992 | 399999999.5 | 135_4.2.30 | 29 | 65297.6852 | 78988.5155 | 6778.9086 | 242639.4329 | 27737.5802 | 27737.5802 | 152838.8655 | 37608.9336 | 277.2542 | 2.1411 | 7.1381 | 1.4881 | 22.64 | 1 | 0 | 0.25552 | 6.6779 | 7.3459 | 1.8125 | 120.7789 | 129.2693 | 129.9372 | 0.57177 | 0.92862 | 0.83729 | 0 | 0.1024 | 0.1024 | 0.5 | 0 | 0.93221 | 0.21011 | 0.34702 | 0.7736 | EB
133 | 135_4.2.4 | 6105 | 0 | 12849288.097 | 2035 | 677000 | 2035000000.2 | 135_4.2.4 | 95 | 16314.5067 | 56533.6682 | 20192.9243 | 384603.69 | 274569.9613 | 274569.9613 | 419173.4929 | 117590.3345 | 260.7035 | 0.46397 | 9.9119 | 1.6263 | 25.3029 | 0 | 0.13194 | 0.24026 | 4.5621 | 6.6464 | 5.7348 | 128.4466 | 138.7435 | 140.8278 | 0.90721 | 0.90088 | 0.79124 | 0 | 0 | 0 | 0.065971 | 0 | 0.79807 | 0.43466 | 0.83685 | 0.74697 | EC
134 | 135_4.2.5 | 626.25 | 0 | 1290881.7152 | 208.75 | 166000 | 208749999.95 | 135_4.2.5 | 15 | 76351.4907 | 93452.3379 | 55052.5974 | 373863.8416 | 282901.6656 | 280415.9551 | 450698.5207 | 93345.2473 | 255.3243 | 0.16035 | 9.4611 | 1.1856 | 21.2299 | 0 | 0.55329 | 0.23531 | 7.8358 | 8.7397 | 15.9655 | 131.1505 | 154.9518 | 155.8557 | 0.96793 | 0.90539 | 0.93812 | 0 | 0 | 0 | 0.27665 | 0 | 0.44947 | 0.065477 | 0.23649 | 0.7877 | ED
135 | 135_4.2.6 | 3999.75 | 6 | 8737621.5566 | 1333.25 | 328000 | 1333250000 | 135_4.2.6 | 57 | 18418.5249 | 25174.8193 | 7229.8718 | 261024.9143 | 126020.4351 | 126020.4351 | 299558.2687 | 30316.1888 | 270.5913 | 0.70403 | 9.612 | 1.1573 | 23.3491 | 0 | 0 | 0.24938 | 4.5 | 4.8374 | 1.9806 | 123.7517 | 130.2323 | 130.5697 | 0.85919 | 0.90388 | 0.94756 | 0 | 0 | 0 | 0 | 0 | 0.9277 | 0.74825 | 0.81581 | 0.76651 | EE
136 | 135_4.2.7 | 1152 | 0 | 2560869.8453 | 384 | 391000 | 384000000.1 | 135_4.2.7 | 22 | 65168.5759 | 65894.8685 | 1877.2201 | 238516.4029 | 44474.8414 | 44474.8413 | 176210.516 | 61366.7888 | 275.3521 | 2.0218 | 11.7552 | 1.5137 | 28.4479 | 0.7194 | 0 | 0.25376 | 6.7184 | 6.7541 | 0.50039 | 121.6159 | 128.8347 | 128.8704 | 0.59564 | 0.88245 | 0.82878 | 0 | 0 | 0 | 0.3597 | 0 | 0.98123 | 0.34105 | 0.34831 | 0.71552 | EF
137 | 135_4.2.8 | 3492 | 0 | 7262473.4433 | 1164 | 589000.0002 | 1164000000.25 | 135_4.2.8 | 70 | 132218.4614 | 165829.7242 | 5947.7089 | 327099.7718 | 258517.9634 | 249945.0493 | 454876.224 | 34834.8641 | 257.6106 | 1.4811 | 16.1252 | 1.0569 | 30.6632 | 0 | 0.83355 | 0.23741 | 10.6961 | 12.4573 | 1.7113 | 129.989 | 142.3964 | 144.1576 | 0.70378 | 0.83875 | 0.98103 | 0 | 0 | 0 | 0.41677 | 0 | 0.94052 | 0 | 0 | 0.69337 | EG
138 | 135_4.2.9 | 1711.5 | 0 | 3783436.0826 | 570.5 | 186000 | 570500000 | 135_4.2.9 | 24 | 7713.1909 | 32082.3781 | 5736.2544 | 262352.2278 | 118300.1532 | 118300.1532 | 282059.0229 | 39066.8657 | 273.8186 | 0.85654 | 8.3457 | 1.2095 | 24.2244 | 0.25767 | 0 | 0.25235 | 3.9189 | 5.1202 | 1.5513 | 122.292 | 127.7622 | 128.9634 | 0.82869 | 0.91654 | 0.93018 | 0 | 0 | 0 | 0.12883 | 0 | 0.94264 | 0.67918 | 0.92287 | 0.75776 | EH
139 | 14 | 99 | 5 | 204671.018 | 33 | 100000 | 33000000.2 | 14 | 5 | 4687.9123 | 7771.9046 | 809.0912 | 227750.1734 | 65965.2623 | 65965.2624 | 211340.9715 | 5565.6926 | 256.0794 | 2.0796 | 58.7652 | 2.3636 | 37.6667 | 0 | 0 | 0.236 | 4.0288 | 4.1918 | 0.23126 | 130.7704 | 135.0305 | 135.1935 | 0.58407 | 0.41235 | 0.54545 | 0 | 0 | 0 | 0 | 0 | 0.99191 | 0.92228 | 0.95312 | 0.62333 | EI
140 | 16 | 170.25 | 0 | 357403.7819 | 56.75 | 155999.9996 | 56750000.45 | 16 | 10 | 9383.6019 | 23870.3743 | 9404.289 | 261350.0298 | 66570.4054 | 66570.4054 | 169060.2253 | 51176.8394 | 260.0312 | 1.7397 | 28.7489 | 2.2115 | 32.4449 | 0 | 0.51101 | 0.23964 | 4.2179 | 4.9701 | 2.6939 | 128.8042 | 135.716 | 136.4682 | 0.65205 | 0.71251 | 0.59618 | 0 | 0 | 0 | 0.25551 | 0 | 0.90596 | 0.7613 | 0.90616 | 0.67555 | EJ
141 | 17 | 157.5 | 0 | 318928.0553 | 52.5 | 142999.9996 | 52499999.95 | 17 | 8 | 24404.9511 | 63545.6537 | 19938.5574 | 341280.1882 | 121122.1889 | 121122.1888 | 90661.0225 | 132792.0875 | 250.822 | 1.0102 | 13.1667 | 2.8952 | 24.2095 | 0 | 0 | 0.23116 | 5.1793 | 7.2871 | 5.8816 | 133.5041 | 144.565 | 146.6728 | 0.79797 | 0.86833 | 0.36825 | 0 | 0 | 0 | 0 | 0.09339 | 0.80061 | 0.36454 | 0.75595 | 0.7579 | EK
142 | 24 | 237 | 0 | 493571.398 | 79 | 185999.9988 | 78999999.45 | 24 | 11 | 45179.6251 | 48250.6568 | 28942.4829 | 35912.5717 | 38370.1878 | 35912.5717 | 111437.3329 | 26278.9368 | 257.9616 | 2.1983 | 15.3987 | 2.2373 | 29.8671 | 0 | 1 | 0.23774 | 6.1234 | 6.2834 | 8.3107 | 129.8116 | 144.2457 | 144.4058 | 0.56034 | 0.84601 | 0.58755 | 0 | 0 | 0 | 0.5 | 0 | 0.71058 | 0.51749 | 0.5482 | 0.70133 | EL
143 | 26.1.1 | 1026 | 0 | 2169996.1359 | 342 | 708000.0018 | 342000000.45 | 26.1.1 | 46 | 13478.405 | 45043.6652 | 5682.1502 | 158661.788 | 44874.1272 | 44874.1272 | 172746.0302 | 82467.1905 | 261.9781 | 1.6794 | 10.905 | 2.1623 | 25.5965 | 0 | 0 | 0.24144 | 4.3921 | 6.0163 | 1.6013 | 127.8272 | 133.8206 | 135.4447 | 0.66411 | 0.89095 | 0.61257 | 0 | 0.039784 | 0.039784 | 0 | 0 | 0.94318 | 0.54956 | 0.86522 | 0.74404 | EM
144 | 26.1.2 | 627 | 0 | 1311044.2243 | 209 | 289999.9996 | 209000000.15 | 26.1.2 | 17 | 38952.6735 | 50824.6008 | 6016.8446 | 199919.713 | 23381.4407 | 23381.4407 | 216875.5365 | 38785.6822 | 259.0021 | 2.2622 | 11.6137 | 2.3201 | 26.2699 | 0 | 0 | 0.2387 | 5.773 | 6.3929 | 1.7227 | 129.2887 | 136.7844 | 137.4042 | 0.54756 | 0.88386 | 0.55998 | 0 | 0.18142 | 0.18142 | 0 | 0 | 0.93983 | 0.49175 | 0.61047 | 0.7373 | EN
145 | 31.1.1 | 765.75 | 0 | 1647126.0569 | 255.25 | 666000 | 255250000.05 | 31.1.1 | 44 | 4105.9457 | 17868.1767 | 4083.4834 | 68257.3099 | 77977.1634 | 61461.3528 | 67946.2106 | 47376.6535 | 266.4362 | 1.6378 | 20.7326 | 2.4456 | 31.4407 | 0 | 0.010774 | 0.24555 | 3.8453 | 4.5451 | 1.1325 | 125.6872 | 130.665 | 131.3648 | 0.67244 | 0.79267 | 0.51812 | 0 | 0 | 0 | 0.0053869 | 0.32054 | 0.95917 | 0.82132 | 0.95894 | 0.68559 | EO
146 | 31.1.2 | 506.25 | 0 | 1070032.2687 | 168.75 | 403000.001 | 168750000.65 | 31.1.2 | 24 | 19281.0321 | 33502.6822 | 5888.333 | 98040.9877 | 100489.1599 | 95416.0911 | 110699.4005 | 83867.0039 | 261.8094 | 1.8189 | 14.2919 | 2.48 | 27.9096 | 0 | 0 | 0.24128 | 4.6995 | 5.4329 | 1.6696 | 127.9075 | 134.2766 | 135.01 | 0.63622 | 0.85708 | 0.50667 | 0 | 0 | 0 | 0 | 0.0071377 | 0.94112 | 0.66497 | 0.80719 | 0.7209 | EP
147 | 33 | 231 | 0 | 469990.5242 | 77 | 202000 | 76999999.45 | 33 | 11 | 30818.392 | 33354.9823 | 3061.0231 | 219027.3627 | 131289.9565 | 131289.9565 | 162298.0637 | 125460.5697 | 252.0174 | 1.2994 | 31.2565 | 2.0812 | 29.9026 | 0 | 0 | 0.23226 | 5.4975 | 5.6332 | 0.89846 | 132.8722 | 139.2682 | 139.4039 | 0.74012 | 0.68744 | 0.63961 | 0 | 0 | 0 | 0 | 0 | 0.96939 | 0.66645 | 0.69182 | 0.70097 | EQ
148 | 44 | 92.25 | 0 | 201890.0114 | 30.75 | 105000.0002 | 30749999.85 | 44 | 8 | 4727.9995 | 21142.1537 | 5363.7923 | 103753.6399 | 84556.9531 | 50292.49 | 33884.579 | 29118.8886 | 271.0827 | 1.6346 | 45.6341 | 2.5772 | 32.6098 | 0 | 0 | 0.24983 | 3.809 | 4.6278 | 1.4655 | 123.528 | 128.8025 | 129.6213 | 0.67309 | 0.54366 | 0.47425 | 0 | 0 | 0 | 0 | 0.66115 | 0.94636 | 0.78858 | 0.95272 | 0.6739 | ER
149 | 45 | 269.25 | 0 | 647682.1211 | 89.75 | 229000.0006 | 89750000.75 | 45 | 14 | 23637.0907 | 40099.804 | 1763.7169 | 85203.3358 | 60116.0412 | 60116.0413 | 105464.4931 | 66647.2203 | 297.9611 | 1.1215 | 38.5599 | 2.9081 | 32.4039 | 0.97772 | 0 | 0.2746 | 4.3282 | 5.0717 | 0.441 | 112.4071 | 117.1763 | 117.9198 | 0.77569 | 0.6144 | 0.36397 | 0 | 0 | 0 | 0.48886 | 0.0025501 | 0.98236 | 0.599 | 0.76363 | 0.67596 | ES
150 | 52 | 270 | 0 | 648537.825 | 90 | 211000.0004 | 90000000.3 | 52 | 9 | 4325.6512 | 45591.4404 | 5489.6601 | 114913.3466 | 70694.3669 | 70694.3669 | 107021.4288 | 76225.8887 | 297.526 | 1.2593 | 24.5278 | 2.8667 | 34.65 | 1 | 0 | 0.2742 | 3.4523 | 5.3269 | 1.3635 | 112.5506 | 117.3664 | 119.2411 | 0.74813 | 0.75472 | 0.37778 | 0 | 0 | 0 | 0.5 | 0 | 0.9451 | 0.54409 | 0.95674 | 0.6535 | ET
151 | 53.1.1 | 678.75 | 1 | 1508630.7226 | 226.25 | 394999.9994 | 226249999.75 | 53.1.1 | 26 | 9901.3694 | 20145.7655 | 8568.676 | 84637.3961 | 14339.1118 | 14311.4668 | 43382.548 | 22837.866 | 275.3129 | 1.9667 | 26.8309 | 2.821 | 33.0729 | 0.038674 | 0.26298 | 0.25373 | 4.0076 | 4.5105 | 2.3157 | 121.6364 | 127.9597 | 128.4626 | 0.60665 | 0.73169 | 0.393 | 0 | 0.42644 | 0.42754 | 0.15083 | 0.56617 | 0.91431 | 0.79854 | 0.90099 | 0.66927 | EU
152 | 53.1.2 | 959.25 | 23 | 2021973.5589 | 319.75 | 590000.0002 | 319750000.25 | 53.1.2 | 35 | 20877.8 | 23313.596 | 17525.8585 | 17122.5039 | 19486.0334 | 15308.5527 | 96249.2687 | 6279.1819 | 261.0941 | 2.1711 | 26.5254 | 2.2346 | 26.8749 | 0 | 0 | 0.24062 | 4.7931 | 4.9186 | 4.9803 | 128.2588 | 138.0321 | 138.1576 | 0.56577 | 0.73475 | 0.58848 | 0.35546 | 0.24939 | 0.40548 | 0 | 0.09427 | 0.82474 | 0.76686 | 0.79122 | 0.73125 | EV
153 | 53.1.3 | 1269 | 36 | 2734809.2823 | 423 | 607000.0002 | 423000000.2 | 53.1.3 | 43 | 13742.8438 | 18382.6862 | 5778.4229 | 15716.564 | 12276.102 | 10933.3345 | 91142.403 | 4711.6518 | 266.9432 | 1.7204 | 25.6773 | 2.2394 | 28.5686 | 0 | 0 | 0.24601 | 4.3257 | 4.5599 | 1.5998 | 125.445 | 131.3705 | 131.6047 | 0.65591 | 0.74323 | 0.58688 | 0.3768 | 0.51309 | 0.5636 | 0 | 0.10435 | 0.94222 | 0.81617 | 0.86257 | 0.71431 | EW
154 | 53.1.4 | 570.75 | 3 | 1231224.7903 | 190.25 | 438000 | 190250000.75 | 53.1.4 | 27 | 8335.8712 | 35069.9579 | 9425.8853 | 41511.1884 | 42706.0789 | 27823.2872 | 49137.9499 | 19030.9913 | 267.2052 | 1.757 | 23.8752 | 2.272 | 30.7503 | 0 | 0.30486 | 0.24626 | 4.0475 | 5.3988 | 2.6041 | 125.3348 | 131.9864 | 133.3377 | 0.6486 | 0.76125 | 0.576 | 0 | 0 | 0.036086 | 0.15243 | 0.50862 | 0.90574 | 0.6493 | 0.91664 | 0.6925 | EX
155 | 62 | 383.25 | 0 | 778983.9975 | 127.75 | 343000.0012 | 127750000.5 | 62 | 18 | 12207.6114 | 100201.5792 | 11505.3476 | 305817.846 | 148849.7107 | 148849.7106 | 194099.5279 | 63757.8522 | 251.7676 | 0.59103 | 6.9139 | 2.4188 | 23.4892 | 0 | 0.13699 | 0.23203 | 4.5012 | 9.2243 | 3.3721 | 133.005 | 140.8782 | 145.6014 | 0.88179 | 0.93086 | 0.52707 | 0 | 0 | 0 | 0.068493 | 0 | 0.88495 | 0.030425 | 0.87792 | 0.76511 | EY
156 | 64.1.1 | 943.5 | 0 | 1929797.194 | 314.5 | 317000 | 314499999.95 | 64.1.1 | 21 | 53344.3878 | 86684.3328 | 37536.4495 | 329683.9878 | 129014.6523 | 129014.6522 | 210505.3398 | 25629.6219 | 253.3513 | 0.88678 | 2.8784 | 2.9698 | 15.663 | 0 | 0.98967 | 0.23349 | 6.6688 | 8.446 | 10.9686 | 132.1712 | 149.8086 | 151.5857 | 0.82264 | 0.97122 | 0.3434 | 0 | 0 | 0 | 0.49483 | 0 | 0.62464 | 0.1354 | 0.46656 | 0.84337 | EZ
157 | 64.1.2 | 674.25 | 6 | 1365562.6392 | 224.75 | 213000 | 224750000 | 64.1.2 | 17 | 56738.1841 | 76054.8519 | 28395.6658 | 341749.3855 | 134197.2676 | 134197.2675 | 222288.4059 | 16921.9896 | 250.8673 | 0.81745 | 2.9043 | 2.842 | 16.9355 | 0 | 1 | 0.2312 | 6.9176 | 7.9577 | 8.381 | 133.4797 | 148.7782 | 149.8184 | 0.83651 | 0.97096 | 0.38598 | 0 | 0 | 0 | 0.5 | 0 | 0.71604 | 0.23945 | 0.43262 | 0.83065 | FA
158 | 68 | 96.75 | 0 | 230923.7488 | 32.25 | 91000.0002 | 32249999.95 | 68 | 5 | 7090.7161 | 38387.0815 | 1949.009 | 226472.2542 | 59032.5829 | 59032.5829 | 69077.7125 | 27653.9082 | 295.6454 | 2.2771 | 18.8062 | 2.7519 | 30.2713 | 1 | 0.27907 | 0.27247 | 3.601 | 5.0312 | 0.48794 | 113.2629 | 117.3519 | 118.7821 | 0.54458 | 0.81194 | 0.41602 | 0 | 0 | 0 | 0.63953 | 0.30922 | 0.98051 | 0.61613 | 0.92909 | 0.69729 | FB
159 | 74 | 106.5 | 0 | 248260.3739 | 35.5 | 106000.0002 | 35499999.5 | 74 | 5 | 2582.9577 | 19944.6474 | 1517.9804 | 247008.1939 | 85539.4829 | 70124.1645 | 104164.571 | 48215.4453 | 288.7428 | 1.0603 | 17.7042 | 2.9296 | 30.1268 | 1 | 0 | 0.26611 | 3.4763 | 4.2882 | 0.38809 | 115.9714 | 119.8357 | 120.6476 | 0.78795 | 0.82296 | 0.35681 | 0 | 0 | 0 | 0.5 | 0 | 0.98482 | 0.80055 | 0.97417 | 0.69873 | FC
160 | 83 | 93 | 0 | 223518.3077 | 31 | 68000 | 31000000 | 83 | 3 | 36438.2044 | 61434.1895 | 10270.0653 | 281485.6414 | 90490.8516 | 64996.3796 | 124218.9435 | 63419.9611 | 297.7033 | 2.2415 | 7.9758 | 3 | 22.5161 | 1 | 0 | 0.27436 | 4.9082 | 6.0424 | 2.555 | 112.4809 | 119.9441 | 121.0783 | 0.5517 | 0.92024 | 0.33333 | 0 | 0 | 0 | 0.5 | 0 | 0.8973 | 0.38566 | 0.63562 | 0.77484 | FD
161 | 84 | 139.5 | 4 | 329684.5484 | 46.5 | 133999.9996 | 46500000.15 | 84 | 9 | 6961.4464 | 26447.8279 | 1443.3575 | 268719.1926 | 19298.8575 | 19298.8575 | 69034.9776 | 12817.8814 | 292.7371 | 2.546 | 31.9462 | 2.4624 | 33.5914 | 1 | 0 | 0.26979 | 3.6313 | 4.5302 | 0.36493 | 114.3881 | 118.3844 | 119.2833 | 0.49081 | 0.68054 | 0.51254 | 0 | 0.23187 | 0.23187 | 0.5 | 0.30965 | 0.98557 | 0.73552 | 0.93039 | 0.66409 | FE
162 | 89 | 482.25 | 0 | 1080465.2872 | 160.75 | 261999.9992 | 160749999.6 | 89 | 16 | 38020.1491 | 42039.1256 | 3044.2218 | 253263.8363 | 36954.7136 | 35578.5321 | 204802.3955 | 78402.0028 | 277.5185 | 1.8163 | 16.0731 | 2.2271 | 25.3888 | 0.7605 | 0.87714 | 0.25576 | 5.34 | 5.5366 | 0.81199 | 120.6671 | 126.8191 | 127.0156 | 0.63673 | 0.83927 | 0.59098 | 0 | 0.0026771 | 0.026765 | 0.81882 | 0 | 0.96956 | 0.57961 | 0.6198 | 0.74611 | FF
163 | 9 | 108 | 0 | 220281.64 | 36 | 110000.0008 | 36000001 | 9 | 8 | 30836.2496 | 50766.8557 | 4852.9211 | 292359.2585 | 110188.9202 | 110188.9202 | 152615.1249 | 44747.0985 | 252.6434 | 1.2433 | 23.5833 | 2.3681 | 29.5833 | 0 | 0 | 0.23284 | 5.4843 | 6.5503 | 1.424 | 132.543 | 139.4512 | 140.5172 | 0.75134 | 0.76417 | 0.54398 | 0 | 0 | 0 | 0 | 0 | 0.95147 | 0.49233 | 0.69164 | 0.70417 | FG
164 | 92 | 660.75 | 0 | 1593316.3846 | 220.25 | 600999.9988 | 220250000.25 | 92 | 37 | 5808.8309 | 36718.6248 | 3715.8759 | 280195.7579 | 58401.8802 | 58401.8802 | 107639.9593 | 45415.7054 | 298.6883 | 1.253 | 21.0377 | 2.9639 | 29.7402 | 1 | 0 | 0.27527 | 3.5061 | 4.9039 | 0.92195 | 112.1101 | 116.5382 | 117.936 | 0.74941 | 0.78962 | 0.34536 | 0 | 0 | 0 | 0.5 | 0.018402 | 0.96284 | 0.63281 | 0.94191 | 0.7026 | FH
165 | 94 | 410.25 | 0 | 956588.5468 | 136.75 | 178999.9994 | 136749999.55 | 94 | 14 | 1935.8649 | 76322.8694 | 20862.2278 | 255537.6657 | 91127.369 | 64975.2998 | 157083.6925 | 44062.9065 | 288.8218 | 1.6848 | 7.1682 | 2.9945 | 23.234 | 1 | 0 | 0.26618 | 3.4453 | 6.9247 | 5.3489 | 115.9389 | 124.7331 | 128.2125 | 0.66304 | 0.92832 | 0.33516 | 0 | 0 | 0 | 0.5 | 0 | 0.79138 | 0.23677 | 0.98064 | 0.76766 | FI